## BANCRO Asset List
Bldg. ID | Building Name | Asset Name | Asset Description | Manufacturer | Serial Number | Model Name/ Number | JCC Asset ID | State ID# / Legacy Asset ID | Room Description | Belt Size | Filter Size | Refrigerant Type | HP | Voltage | Amps | Fuel Type | Phase | BtuH Input | BtuH Output | Building System Class | ID
01-A2 | 01-A2 County Administration Bldg. | 01-A2-D5092-250-EML30 | Emergency And Exit Lighting - EML30 | NA | NA | NA | OM00005247 |  | DNA | NA | NA | NA | NA | 110 | DNA | Electric | 1 | NA | NA | \Classifications\Building System Class\D50-Electrical SYS\D5090 - Elec SYS\Emergency And Exit Lighting - EML | 1008522
01-A2 | 01-A2 County Administration Bldg. | 01-A2-B2010-100-BLD01 | Building Structure | NA | NA | NA | OM00032406 |  | 1225 Fallon St., Oakland, CA 94612 | NA | NA | NA | NA | NA | NA | NA | NA | NA | NA | \Classifications\Building System Class\B20-General Building Exterior\B2010 - Exterior Walls\Building - BLD | 1013552
01-B3 | 01-B3 Wiley W. Manuel Courthouse | 01-B3-D3042-220-EFN02 | Exhaust Fan (Belt Driven Fan) | Trane Centrifugal air foil fan Type #3108-0028-3 | U78K07733 | CF-30-A-1-SW-10-CW-TH-S-H | OM00004504 |  | By cooling tower | BP70 | 24x24x2 (48) - 24x24x22 (48) | NA | DNA | DNA | DNA | ELECTRIC | DNA | DNA | DNA | \Classifications\Building System Class\D30-HVAC Systems\D3040 - Distribution SYS\Supply/Exhaust/Return fans- FAN | EQ-1003319
01-B3 | 01-B3 Wiley W. Manuel Courthouse | 01-B3-D3031-140-CTY02 | Chiller is County Maintained | DNA | DNA | DNA | DNA |  | Penthouse Room containing S-2 | BX-68 | 6=24x24 and 6 bag |  | 15 | DNA | DNA | ELECTRIC | DNA | DNA | DNA | \Classifications\Building System Class\D30-HVAC Systems\D3030 - Cooling SYS\Chiller, Air Cooled - CLR | EQ-1003320
01-B3 | 01-B3 Wiley W. Manuel Courthouse | 01-B3-D3031-140-CTY01 | Chiller county Maintained | DNA | DNA | DNA | DNA |  | Penthouse Room containing S-1 | BX-68 | 6=24x24 and 6 bag |  | DNA | DNA | DNA | ELECTRIC | DNA | DNA | DNA | \Classifications\Building System Class\D30-HVAC Systems\D3030 - Cooling SYS\Chiller, Air Cooled - CLR | EQ-1003321
01-B3 | 01-B3 Wiley W. Manuel Courthouse | 01-B3-D3042-220-EFN01 | Exhaust Fan (Belt Driven Fan) | Trane Centrifugal Air foil fan | U78K07732 | CF-30-A-1-SW-TH-S-H | OM00004501 | 8121EF0001 | Penthouse Room containing S-1 | BP70 | 24x24x2 (48) - 24x24x22 (48) | NA | NA | NA | DNA | ELECTRIC | DNA | NA | NA | \Classifications\Building System Class\D30-HVAC Systems\D3040 - Distribution SYS\Supply/Exhaust/Return fans- FAN | EQ-1003322
01-B3 | 01-B3 Wiley W. Manuel Courthouse | 01-B3-D3042-220-EFN03 | E-3 Air handler unit | Trane Centrifugal air foil fan Type #3108-0028-2 | U78K07734 | CF-27-A-1-SW-10-CCW-TH-S-H | OM00004507 |  | Penthouse Room containing S-2 | BP60 | 24x24x2 (72) | NA | NA | NA | DNA | ELECTRIC | DNA | NA | NA | \Classifications\Building System Class\D30-HVAC Systems\D3040 - Distribution SYS\Supply/Exhaust/Return fans- FAN | EQ-1003323
01-B3 | 01-B3 Wiley W. Manuel Courthouse | 01-B3-D3041-210-SFN01 | Supply Fan-SFN01 | DNA | DNA | Name Plate not accessible | OM00004513 |  | Penthouse Room containing S-1 | NA | 48=bag 32=24x24 8=24x12 | NA | DNA | DNA | DNA | ELECTRIC | 3 | NA | NA | \Classifications\Building System Class\D30-HVAC Systems\D3040 - Distribution SYS\Supply/Exhaust/Return fans- FAN | EQ-1003324
01-B3 | 01-B3 Wiley W. Manuel Courthouse | 01-B3-D3041-210-SFN02 | Supply Fan-SFN02 | DNA | 201623 | DNA | OM00004516 | 8121RX0001 | Penthouse Room containing S-2 | NA | 48=bag 40=24x24 | NA | DNA | DNA | DNA | ELECTRIC | 3 | NA | NA | \Classifications\Building System Class\D30-HVAC Systems\D3040 - Distribution SYS\Supply/Exhaust/Return fans- FAN | EQ-1003325
01-B3 | 01-B3 Wiley W. Manuel Courthouse | 01-B3-D3041-230-RFN01 | Return Fan-RFN01 | DNA | SF-41067 | 60-26-1170 | OM00004514 |  | Penthouse Room containing S-1 | NA | NA | NA | 50 | 230/460 | 140/70 | ELECTRIC | 3 | NA | NA | \Classifications\Building System Class\D30-HVAC Systems\D3040 - Distribution SYS\Supply/Exhaust/Return fans- FAN | EQ-1003326
01-B3 | 01-B3 Wiley W. Manuel Courthouse | 01-B3-D3041-230-RFN02 | Return Fan-RFN02 | Reliance Electric Co. | P3666011A | 364TCZ | OM00004515 | 8121RX0002 | Penthouse Room containing S-2 | NA | NA | NA | 50 | 230/460 | 140/70 | ELECTRIC | 3 | NA | NA | \Classifications\Building System Class\D30-HVAC Systems\D3040 - Distribution SYS\Supply/Exhaust/Return fans- FAN | EQ-1003327
01-B3 | 01-B3 Wiley W. Manuel Courthouse | 01-B3-D1010-100-ELE01 | Elevator,Electric,Pass/Freight - ELE01 (Judges) | Otis Elevator Company | 379645 | 89L-22-1 | OM00020091 | State ID# 068091¦ Elevator #1 | Penthouse Elevator Control Room | NA | NA | NA | 30 | 210 VDC | 120 | ELECTRIC | 1 | NA | NA | \Classifications\Building System Class\D10-Conveyance Systems\D1010 - Elevator\Elevator,Electric,Pass/Freight - ELE | EQ-1003328
01-B3 | 01-B3 Wiley W. Manuel Courthouse | 01-B3-D1010-100-ELE02 | Elevator,Electric,Pass/Freight - ELE02 (public) | Otis Elevator Company | 379648 | 89L-22-1 | OM00021000 | State ID# 068092¦ Under remodel warranty expires 03/20/2019 | Penthouse Elevator Control Room | NA | NA | NA | 30 | 210 | 120 | ELECTRIC | 3 | NA | NA | \Classifications\Building System Class\D10-Conveyance Systems\D1010 - Elevator\Elevator,Electric,Pass/Freight - ELE | EQ-1003329
01-B3 | 01-B3 Wiley W. Manuel Courthouse | 01-B3-D1010-100-ELE03 | Elevator,Electric,Pass/Freight - ELE03 (public) | Otis Elevator Company | 379649 | 89L-22-1 | OM00020089 | State ID# 068093¦ Elevator #3¦Under remodel warranty expires 6/28/2019 | Penthouse Elevator Control Room | NA | NA | NA | 30 | 210 | 120 | ELECTRIC | 3 | NA | NA | \Classifications\Building System Class\D10-Conveyance Systems\D1010 - Elevator\Elevator,Electric,Pass/Freight - ELE | EQ-1003330
01-B3 | 01-B3 Wiley W. Manuel Courthouse | 01-B3-D1010-100-ELE04 | Elevator,Electric,Pass/Freight - ELE04 (public) | Otis Elevator Company | 379644 | 89L-22-1 | OM00020090 | State ID# 068094¦ Elevator #4¦Under remodel warranty expires 10/17/2019 | Penthouse Elevator Control Room | NA | NA | NA | 30 | 210 | 120 | ELECTRIC | 3 | NA | NA | \Classifications\Building System Class\D10-Conveyance Systems\D1010 - Elevator\Elevator,Electric,Pass/Freight - ELE | EQ-1003331
01-B3 | 01-B3 Wiley W. Manuel Courthouse | 01-B3-D1010-100-ELE05 | Elevator,Electric,Pass/Freight - ELE05 (inmate) | Otis Elevator Company | 379643 | 89L-22-1 | OM00020092 | State ID# 068095¦ Elevator #5 | Penthouse Elevator Control Room | NA | NA | NA | 30 | 210 VDC | 120 | ELECTRIC | 1 | NA | NA | \Classifications\Building System Class\D10-Conveyance Systems\D1010 - Elevator\Elevator,Electric,Pass/Freight - ELE | EQ-1003332
01-B3 | 01-B3 Wiley W. Manuel Courthouse | 01-B3-D1010-100-ELE06 | Elevator,Electric,Pass/Freight - ELE06 (loading bay) | Otis | 811802 | Type-20HITLS | OM00004751 | State ID# 068149 | Next to elevator | NA | NA | NA | 30 | 230/460 | NA | Hydraulic | 3 | NA | NA | \Classifications\Building System Class\D10-Conveyance Systems\D1010 - Elevator\Elevator,Hydraulic,Pass/Freight - ELE | EQ-1003333
01-B3 | 01-B3 Wiley W. Manuel Courthouse | 01-B3-D2030-410-PMS01 | Pump Ejector Sewage - PMS01 (SE-3 & SE-4 Type P) | Paco Pumps | 01C66694 | Catalog# 50-47015-46060 | OM00004750 |  | Basement storage & file room | NA | NA | NA | 2 | 460 | 5.6 | ELECTRIC | 3 | NA | NA | \Classifications\Building System Class\D20-Plumbing\D2030 - Sani Waste\Sewage Ejector Pump - PMS | EQ-1003334
01-B3 | 01-B3 Wiley W. Manuel Courthouse | 01-B3-D4031-100-FEX58 | Fire Extinguisher - FEX58 | Badger | Various | B5M | OM00032704 |  | Multiple | NA | NA | NA | NA | NA | NA | NA | NA | NA | NA | \Classifications\Building System Class\D40-Fire Protection SYS\D4030 - FIRE SPEC\Fire Extinguisher - FEX | EQ-1004955
01-B3 | 01-B3 Wiley W. Manuel Courthouse | 01-B3-B3010-100-RUF01 | Roof - RUF01 | NA | NA | NA | OM00032709 |  | NA | NA | NA | NA | NA | NA | NA | NA | NA | NA | NA | \Classifications\Building System Class\B30-Roofing\B3010 - Roof Types\Roof - RUF | EQ-1007409
01-B3 | 01-B3 Wiley W. Manuel Courthouse | 01-B3-B2033-120-DOR02 | Door,Swinging Electric-DOR02 | DNA | DNA | DNA | OM00020100 |  | lobby | NA | NA | NA | DNA | DNA | DNA | Electric | 1 | NA | NA | \Classifications\Building System Class\B20-General Building Exterior\B2030 - Exterior Doors\Door,Automatic-Sliding,Revolving - DOR | 1008523
01-B3 | 01-B3 Wiley W. Manuel Courthouse | 01-B3-B2034-400-DOH01 | Shutter,Roll-up,Electric -DOH01 | Pacific Rolling Door Co. | 32080 | DNA | OM00020996 |  | Office of Technology | NA | NA | NA | DNA | DNA | DNA | Electric | DNA | NA | NA | \Classifications\Building System Class\B20-General Building Exterior\B2030 - Exterior Doors\Door,Overhead-Shutter,Manual,Elec,Roll-up - DOH | 1008524
01-B3 | 01-B3 Wiley W. Manuel Courthouse | 01-B3-B2034-400-DOH02 | Shutter,Roll-up,Electric -DOH02 | Pacific Rolling Door Co. | DNA | DNA | OM00020997 |  | Admin. Office | NA | NA | NA | DNA | DNA | DNA | Electric | DNA | NA | NA | \Classifications\Building System Class\B20-General Building Exterior\B2030 - Exterior Doors\Door,Overhead-Shutter,Manual,Elec,Roll-up - DOH | 1008525
01-B3 | 01-B3 Wiley W. Manuel Courthouse | 01-B3-B2034-400-DOH03 | Shutter,Roll-up,Electric -DOH03 | DNA | DNA | DNA | OM00020099 |  | pay lobby, floors 1 and 2 | NA | NA | NA | DNA | DNA | DNA | Electric | DNA | NA | NA | \Classifications\Building System Class\B20-General Building Exterior\B2030 - Exterior Doors\Door,Overhead-Shutter,Manual,Elec,Roll-up - DOH | 1008526
01-B3 | 01-B3 Wiley W. Manuel Courthouse | 01-B3-D3020-100-HET01 | Deaerator Tank - HET01 | Roy E. Hanson Jr. Mfg. | 178935 | DNA | OM00004502 |  | Penthouse Room containing S-1 | NA | NA | NA | NA | NA | NA | NA | NA | NA | NA | \Classifications\Building System Class\D30-HVAC Systems\D3020 - Heat SYS\Heater Water Expansion Tank - HET | 1008528
01-B3 | 01-B3 Wiley W. Manuel Courthouse | 01-B3-D3041-110-AHU04 | Air Handling Unit - AHU04 | Trane | U78LO7853 | Type-M-21 | OM00004503 | 8121AC0001 | Penthouse Room containing S-1 | NA | 24x24x2 (6) - 24x24x22 (6) | NA | NA | NA | DNA | Electric | DNA | NA | NA | \Classifications\Building System Class\D30-HVAC Systems\D3040 - Distribution SYS\Air Handling Unit - AHU | 1008529
01-B3 | 01-B3 Wiley W. Manuel Courthouse | 01-B3-D3041-110-AHU05 | Air Handling Unit - AHU05 | Trane | 478L07854 | M35B | OM00004506 |  | mechanical room | BX-90 | 24x24x2 (12) - 24x24x22 (12) | NA | NA | NA | DNA | Electric | DNA | NA | NA | \Classifications\Building System Class\D30-HVAC Systems\D3040 - Distribution SYS\Air Handling Unit - AHU | 1008530
01-B3 | 01-B3 Wiley W. Manuel Courthouse | 01-B3-D2023-100-BFP01 | Backflow Preventer - BFP01 for irrigation system | SMR | Febco | 765-2 | OM00020974 |  | sidewalk south of judges parking lot- N side of building | NA | NA | NA | NA | NA | NA | NA | NA | NA | NA | \Classifications\Building System Class\D20-Plumbing\D2020 - Domestic Water\Backflow Preventer - BFP | 1008533
01-B3 | 01-B3 Wiley W. Manuel Courthouse | 01-B3-D4022-210-JPM01 | Jockey Pump - FP0001 JMP01 | Peerless Pump | 1628952 | TMUB 4 STAGE | OM00020992 |  | fire pump room | NA | NA | NA | 5 | 230/460 | 12.4/6.2 | Electric | 3 | NA | NA | \Classifications\Building System Class\D40-Fire Protection SYS\D4020 - Stand Pipe\Jockey Pump - JPM | 1008536
01-B3 | 01-B3 Wiley W. Manuel Courthouse | 01-B3-D5037-710-FAP01 | Fire Alarm Panel - FAP01 | Notifier | NA | NFS 640 | OM00020269 |  | mechanical room | NA | NA | NA | NA | DNA | DNA | Electric | DNA | NA | NA | \Classifications\Building System Class\D50-Electrical SYS\D5030 - Comm & Security\Fire Alarm Panel - FAP | 1008537
01-B3 | 01-B3 Wiley W. Manuel Courthouse | 01-B3-E1033-310-DLR01 | Loading Dock Equipment - DLR01 | DNA | DNA | DNA | OM00020098 |  | south side of building- loading dock | NA | NA | NA | NA | NA | NA | NA | NA | NA | NA | \Classifications\Building System Class\E10-Equipment\E1030 - Vehicular Equipment\Loading Dock Equipment - DLR | 1008538
01-B3 | 01-B3 Wiley W. Manuel Courthouse | 01-B3-G2023-150-PEG01 | Secured Parking Gate - PEG01 | Chamberlain Elite | 4706N2686 | CSW200UL3 | OM00020274 |  | judges parking lot- N side of building | NA | NA | NA | 1/2 | 120 | 4 | Electric | 1 | NA | NA | \Classifications\Building System Class\G20-Other Systems\G2020 - Parking Lots\Secured Parking Gate - PEG | 1008539
01-B3 | 01-B3 Wiley W. Manuel Courthouse | 01-B3-G2023-150-PEG02 | Secured Parking Gate - PEG02 | Chamberlain Elite | 3408N3820 | SL3000UL3 | OM00020275 |  | judges parking lot- N side of building | NA | NA | NA | DNA | 120 | 12 | Electric | 1 | NA | NA | \Classifications\Building System Class\G20-Other Systems\G2020 - Parking Lots\Secured Parking Gate - PEG | 1008540
01-B3 | 01-B3 Wiley W. Manuel Courthouse | 01-B3-G2050-200-LSC01 | Landscaping - LSC01 | Rain Master | ST 90P1032 | RME12SE | OM00020976 |  | hallway outside fire pump room | NA | NA | NA | NA | 115 | 0.5 | Electric | 1 | NA | NA | \Classifications\Building System Class\G20-Other Systems\G2050 - Landscaping\Landscaping - LSC | 1008541
01-B3 | 01-B3 Wiley W. Manuel Courthouse | 01-B3-D5092-250-ELT12 | Exterior Lighting - ELT12 | NA | NA | NA | OM00020094 |  | grounds, N side | NA | NA | NA | NA | DNA | DNA | Electric | DNA | NA | NA | \Classifications\Building System Class\D50-Electrical SYS\D5090 - Elec SYS\Exterior Lighting - ELT | 1008542
01-B3 | 01-B3 Wiley W. Manuel Courthouse | 01-B3-G2049-300-HSC04 | Hardscape - HSC04 | NA | NA | NA | OM00032706 |  | grounds, S, E, N sides | NA | NA | NA | NA | NA | NA | NA | NA | NA | NA | \Classifications\Building System Class\G20-Other Systems\G2040 - Site Development\Hardscape - HSC | 1008543
01-B3 | 01-B3 Wiley W. Manuel Courthouse | 01-B3-D3090-114-CMP03 | Control Air Compressor - CMP03 | Quincy | QU1010130170 | QR02008D (325QRB) | OM00020292 |  | mechanical room | (2) - NA | NA | NA | 2 (qty 2) | 460 | 3.15 (each) | Electric | 3 | NA | NA | \Classifications\Building System Class\D30-HVAC Systems\D3090 - Other HVAC Systems and Equipment\Air Compressor - CMP | 1010092
01-B3 | 01-B3 Wiley W. Manuel Courthouse | 01-B3-D2017-100-SHW01 | Eye Washes & Emergency Showers - SHW01 | DNA | DNA | DNA | OM00004968 |  | mechanical room | NA | NA | NA | DNA | NA | NA | NA | NA | NA | NA | \Classifications\Building System Class\D20-Plumbing\D2010 - Plumb Fix\Showers - SHW | 1010118
01-B3 | 01-B3 Wiley W. Manuel Courthouse | 01-B3-D2023-100-BFP02 | Backflow Preventer - Domestic BFP02 | Conbraco | H6617 | 40-20A-02 RP 4" | OM00025603 |  | NORTH SIDE OF BUILDING (PIT AREA) | NA | NA | NA | NA | NA | NA | NA | NA | NA | NA | \Classifications\Building System Class\D20-Plumbing\D2020 - Domestic Water\Backflow Preventer - BFP | 1010119
01-B3 | 01-B3 Wiley W. Manuel Courthouse | 01-B3-D2023-100-BFP03 | Backflow Preventer - Fire BFP03 | Watts | 252942 | 709 6" | OM00025604 |  | NORTH SIDE OF BUILDING (PIT AREA) | NA | NA | NA | NA | NA | NA | NA | NA | NA | NA | \Classifications\Building System Class\D20-Plumbing\D2020 - Domestic Water\Backflow Preventer - BFP | 1010120
01-B3 | 01-B3 Wiley W. Manuel Courthouse | 01-B3-D2023-100-BFP04 | Backflow Preventer - BFP04 FOR COLD WATER EXPANSION TANK | WATTS | 21668 | 009M20T 1/14 inch RP | OM00025602 |  | mechanical room | NA | NA | NA | NA | NA | NA | NA | NA | NA | NA | \Classifications\Building System Class\D20-Plumbing\D2020 - Domestic Water\Backflow Preventer - BFP | 1010121
01-B3 | 01-B3 Wiley W. Manuel Courthouse | 01-B3-D3041-160-FDP12 | Fire Dampers - FDP12 | NA | NA | NA | OM00025605 |  | THROUGHOUT | NA | NA | NA | NA | NA | NA | NA | NA | NA | NA | \Classifications\Building System Class\D30-HVAC Systems\D3040 - Distribution SYS\Fire Dampers - FDP | 1010252
01-B3 | 01-B3 Wiley W. Manuel Courthouse | 01-B3-D4010-150-FMS01 | System Extinguishing,Wet Pipe - FMS01 | DNA | DNA | DNA | OM00020270 |  | fire pump room | NA | NA | NA | NA | NA | NA | NA | NA | NA | NA | \Classifications\Building System Class\D40-Fire Protection SYS\D4010 - Sprinkler SYS\Fire Systems, stand pipes - FMS | 1010253
01-B3 | 01-B3 Wiley W. Manuel Courthouse | 01-B3-B2010-100-BLD01 | Building | NA | NA | NA | OM00032707 | [12 empty] | \Classifications\Building System Class\B20-General Building Exterior\B2010 - Exterior Walls\Building - BLD | 1011689
01-B3 | 01-B3 Wiley W. Manuel Courthouse | 01-B3-D3068-100-BAS01 | Building Automation System - BAS01 | TAC-INET | NA | Vista | OM00043949 |  | Building Maintenance Office | NA | NA | NA | NA | 110 | DNA | Electric | 1 | NA | NA | \Classifications\Building System Class\D30-HVAC Systems\D3060 - Control & Inst Air\Building Automation System - BAS | 1015320
01-B3 | 01-B3 Wiley W. Manuel Courthouse | 01-B3-G3063-100-CTY03 | Diesel Leak Detection System |  |  |  | NA | [8 empty] | Electric |  |  |  | \Classifications\Building System Class\G30-Site Mechanical Utilities\G3060 - Fuel Distribution\Diesel Fuel Leak Detection System - DFS | 1015990
01-B3 | 01-B3 Wiley W. Manuel Courthouse | 01-B3-G3063-100-CTY04 | Diesel Leak Detection System |  |  |  | NA | [8 empty] | Electric |  |  |  | \Classifications\Building System Class\G30-Site Mechanical Utilities\G3060 - Fuel Distribution\Diesel Fuel Leak Detection System - DFS | 1015991
01-B3 | 01-B3 Wiley W. Manuel Courthouse | 01-B3-G3063-100-CTY01 | Day Tank - DAT02 | DNA | DNA | DNA | NA | [12 empty] | \Classifications\Building System Class\G30-Site Mechanical Utilities\G3060 - Fuel Distribution\Tank, Fuel Storage Day - DAT | 1015992
01-B3 | 01-B3 Wiley W. Manuel Courthouse | 01-B3-G3063-100-CTY02 | Day Tank | DNA | DNA | DNA | NA |  | Basement | [6 empty] | Diesel |  |  |  | \Classifications\Building System Class\G30-Site Mechanical Utilities\G3060 - Fuel Distribution\Tank, Fuel Storage Day - DAT | 1015993
01-B3 | 01-B3 Wiley W. Manuel Courthouse | 01-B3-D2023-100-BFP05 | Backflow Preventer - BFP05 | Wilkins | X05044 | RP #375A Size 6 | OM00020293 |  | North side of building (pit area) | NA | NA | NA | NA | NA | NA | NA | NA | NA | NA | \Classifications\Building System Class\D20-Plumbing\D2020 - Domestic Water\Backflow Preventer - BFP | 1016085
01-B3 | 01-B3 Wiley W. Manuel Courthouse | 01-B3-D2023-100-BFP06 | Backflow Preventor - BFP06 6" | Watts | 254402 | 709 | OM00020294 | Account# 2251949 Device ID#31159 | From Meter in Vault on 6th Street | NA | NA | NA | NA | NA | NA | NA |  | NA | NA | \Classifications\Building System Class\D20-Plumbing\D2020 - Domestic Water\Backflow Preventer - BFP | 1017300
01-B3 | 01-B3 Wiley W. Manuel Courthouse | 01-B3-D5092-250-EML125 | Emergency and Exit Lighting - EML125 | NA | NA | NA | OM00032708 |  | Multiple | NA | NA | NA | NA | DNA | DNA | NA | DAN | NA | NA | \Classifications\Building System Class\D50-Electrical SYS\D5090 - Elec SYS\Emergency And Exit Lighting - EML | 1017301
01-B3 | 01-B3 Wiley W. Manuel Courthouse | 01-B3-D4022-210-FSG03 | Pump, Fire, Electric Motor Driven FSG03 | Peerless Pump | 9927063077-10-A | 4AEF10 | OM00020277 |  | Basement, Fire Pump Room | NA | NA | NA | 64 | DNA | 184/92 | Electric | 3 | NA | NA | \Classifications\Building System Class\D40-Fire Protection SYS\D4020 - Stand Pipe\Pump,Fire,Electric Motor Driven - FSG | 1018950
01-B3 | 01-B3 Wiley W. Manuel Courthouse | 01-B3-D4022-210-FSG04 | Pump, Fire, Electric Motor Driven FSG04 | Peerless Pump | 9927063077-10-B | 4AEF10 | OM00020278 |  | Fire Pump Room | NA | NA | NA | 62 | 230/460 | 184/92 | Electric | 3 | NA | NA | \Classifications\Building System Class\D40-Fire Protection SYS\D4020 - Stand Pipe\Pump,Fire,Electric Motor Driven - FSG | 1018951
01-B3 | 01-B3 Wiley W. Manuel Courthouse | 01-B3-D5011-240-TRN01 | Transformer - TRN01 | GE | NA | 9T23B3873 | OM00020297 |  | Basement B35 | NA | NA | NA | NA | 480 | 45kVA | Electric | 3 | NA | NA | \Classifications\Building System Class\D50-Electrical SYS\D5010 - Elec Service & Dist\Transformer - TRN | 1020347
01-B3 | 01-B3 Wiley W. Manuel Courthouse | 01-B3-D5011-240-TRN02 | Transformer - TRN02 | GE | NA | 9T23B3873 | OM00020298 |  | Basement B35 | NA | NA | NA | NA | 480 | 30kVA | Electric | 3 | NA | NA | \Classifications\Building System Class\D50-Electrical SYS\D5010 - Elec Service & Dist\Transformer - TRN | 1020348
01-B3 | 01-B3 Wiley W. Manuel Courthouse | 01-B3-D5011-240-TRN03 | Transformer - TRN03 | GE | NA | 9T23B3873 | OM00020299 |  | Basement B47 | NA | NA | NA | NA | 480 | 45kVA | Electric | 3 | NA | NA | \Classifications\Building System Class\D50-Electrical SYS\D5010 - Elec Service & Dist\Transformer - TRN | 1020349
01-B3 | 01-B3 Wiley W. Manuel Courthouse | 01-B3-D5011-240-TRN04 | Transformer - TRN04 | GE | NA | 9T23B3873 | OM00020300 |  | Floor 1 L34 | NA | NA | NA | NA | 480 | 45kVA | Electric | 3 | NA | NA | \Classifications\Building System Class\D50-Electrical SYS\D5010 - Elec Service & Dist\Transformer - TRN | 1020350
01-B3 | 01-B3 Wiley W. Manuel Courthouse | 01-B3-D5011-240-TRN05 | Transformer - TRN05 | GE | NA | 9T23B3873 | OM00020301 |  | Floor 2 Room 281 | NA | NA | NA | NA | 480 | 45kVA | Electric | 3 | NA | NA | \Classifications\Building System Class\D50-Electrical SYS\D5010 - Elec Service & Dist\Transformer - TRN | 1020351
01-B3 | 01-B3 Wiley W. Manuel Courthouse | 01-B3-D5011-240-TRN06 | Transformer - TRN06 | Internation Transformer | B2064-1084 | NA | OM00020302 |  | Floor 2 Electrical Room | NA | NA | NA | NA | 240x480 | 10kVA | Electric | 3 | NA | NA | \Classifications\Building System Class\D50-Electrical SYS\D5010 - Elec Service & Dist\Transformer - TRN | 1020352
01-B3 | 01-B3 Wiley W. Manuel Courthouse | 01-B3-D5011-240-TRN07 | Transformer - TRN07 | GE | DNA | 9T23B3873 | OM00020303 |  | Floor 3 Electrical Room | NA | NA | NA | NA | 480 | 45kVA | Electric | 3 | NA | NA | \Classifications\Building System Class\D50-Electrical SYS\D5010 - Elec Service & Dist\Transformer - TRN | 1020353
01-B3 | 01-B3 Wiley W. Manuel Courthouse | 01-B3-D5011-240-TRN08 | Transformer - TRN08 | GE | DNA | 9T23B3872 | OM00020304 |  | Floor 3 Electrical Room | NA | NA | NA | NA | 480 | 30kVA | Electric | 3 | NA | NA | \Classifications\Building System Class\D50-Electrical SYS\D5010 - Elec Service & Dist\Transformer - TRN | 1020354
01-B3 | 01-B3 Wiley W. Manuel Courthouse | 01-B3-D3031-210-CDR01 | Condensing Unit 7-1 | Daikin | 1606609558 | RXYQ72TYDN | OM00032642 |  | By Elevator Control Room | NA | NA | R410A | NA | 460 | 20 | Electric | 30Hz | NA | NA | \Classifications\Building System Class\D30-HVAC Systems\D3030 - Cooling SYS\Condensing Unit, Air Cooled - CDR | 1022349
01-B3 | 01-B3 Wiley W. Manuel Courthouse | 01-B3-D3040-120-FCU01 | Evaporative Fan Coil Unit 7-1 | Daikin | E004027 | FXAQ24PVJU | OM00032644 |  | Front of Cooling Tower | NA | NA | NA | NA | 208/230 | 15 | Electric | 1 | NA | NA | \Classifications\Building System Class\D30-HVAC Systems\D3040 - Distribution SYS\Fan Coil Unit - FCU | 1022350
01-B3 | 01-B3 Wiley W. Manuel Courthouse | 01-B3-D3040-120-FCU03 | Evaporative Fan Coil Unit 7-3 (Judges) | Daikin | E009065 | FXAQ12PVJU | OM00032646 |  | By Cooling Tower Penthouse | NA | NA | R410A | NA | 208/230 | 15 | DNA | 10Hz | NA | NA | \Classifications\Building System Class\D30-HVAC Systems\D3040 - Distribution SYS\Fan Coil Unit - FCU | 1022352
01-B3 | 01-B3 Wiley W. Manuel Courthouse | 01-B3-D3040-120-FCU04 | Evaporative Fan Coil Unit 7-4 (Inmates) | Daikin | E006895 | FXAQ12PVJU | OM00032643 |  | Elevator Control Room | NA | NA | R410A | NA | 208/230 | 15 | Electric | 10Hz | NA | NA | \Classifications\Building System Class\D30-HVAC Systems\D3040 - Distribution SYS\Fan Coil Unit - FCU | 1022353
01-B3 | 01-B3 Wiley W. Manuel Courthouse | 01-B3-D3040-120-FCU02 | Evaporative Fan Coil Unit 7-2 | Daikin | E009072 | FXAQ12PVJU | OM00032645 |  | By Cooling Tower | NA | NA | R410A | NA | 208/230 | 15 | Electric | 10Hz | NA | NA | \Classifications\Building System Class\D30-HVAC Systems\D3040 - Distribution SYS\Fan Coil Unit - FCU | 1022351
01-C3 | 01-C3 Juvenile Justice Center | 01-C3-D4031-100-FEX08 | Fire Extinguisher (8) | Badger | NA | B456 ABC | OM00044134 |  | Multiple | NA | NA | NA | NA | NA | NA | NA | NA | NA | NA | \Classifications\Building System Class\D40-Fire Protection SYS\D4030 - FIRE SPEC\Fire Extinguisher - FEX | EQ-1004956
01-C3 | 01-C3 Juvenile Justice Center | 01-C3-B2010-100-BLD01 | Building Structure | NA | NA | NA | OM00044135 |  | 2500 Fairmont Ave, San Leandro , CA 94578 | NA | NA | NA | NA | NA | NA | NA | NA | NA | NA | \Classifications\Building System Class\B20-General Building Exterior\B2010 - Exterior Walls\Building - BLD | EQ-1007233
01-C3 | 01-C3 Juvenile Justice Center | 01-C3-B3010-100-CTY01 | Roofing Systems | DNA | DNA | DNA | OM00044137 | DNA | Roof | NA | NA | NA | NA | NA | NA | NA | NA | NA | NA | \Classifications\Building System Class\B30-Roofing\B3010 - Roof Types\Roof - RUF | EQ-1007410
01-D1 | 01-D1 Hayward Hall of Justice | 01-D1-D3031-130-CLR01 | Chiller,Water Cooled - CLR01 | Trane | N95J05756 | CVEE500/ #CVEE050FAA001EC00 | OM00004555 |  | Boiler room | NA | NA | R-123 | NA | 460 | 403 | Electric | 3 | NA | NA | \Classifications\Building System Class\D30-HVAC Systems\D3030 - Cooling SYS\Chiller, Water Cooled - CLR | EQ-1003207
01-D1 | 01-D1 Hayward Hall of Justice | 01-D1-D2040-100-PSU01 | Sump Pump - PSU01 | Weil Pump Co. | 232-143- | 2-131036-3/4 | OM00004561 |  | Boiler room | NA | NA | NA | DNA | 240 | DNA | Electric | 3 | NA | NA | \Classifications\Building System Class\D20-Plumbing\D2040 - Rain Drain\Sump Pump - PSU | EQ-1003212
01-D1 | 01-D1 Hayward Hall of Justice | 01-D1-D2040-100-PSU02 | Sump Pump - PSU02 | Weil Pump Co. | 232-143 | 2-131036-3/4 | OM00004562 |  | Boiler room | NA | NA | NA | DNA | 240 | DNA | Electric | 3 | NA | NA | \Classifications\Building System Class\D20-Plumbing\D2040 - Rain Drain\Sump Pump - PSU | EQ-1003213
01-D1 | 01-D1 Hayward Hall of Justice | 01-D1-D3041-110-AHU01 | Air Handler 01 | Joy fan | SF34246 | Axivane series 1000 /# 60-26.5-1170cp | OM00004578 |  | Roof | NA | 47 Basket Filters24x24x24 47 Pleated Filters 24x24x1 | NA | 150 | 460 | 176 | Electric | 3 | NA | NA | \Classifications\Building System Class\D30-HVAC Systems\D3040 - Distribution SYS\Air Handling Unit - AHU | EQ-1003215
01-D1 | 01-D1 Hayward Hall of Justice | 01-D1-D3041-110-AHU02 | Air Handling Unit - AHU02 | Joy Fan | SF34247 | Axivane series 2000 / # can't read | OM00004574 |  | Roof | NA | 47 Basket Filters24x24x24 47 Pleated Filters 24x24x1 | NA | 150 | 460 | 176 | Electric | 3 | NA | NA | \Classifications\Building System Class\D30-HVAC Systems\D3040 - Distribution SYS\Air Handling Unit - AHU | EQ-1003217
01-D1 | 01-D1 Hayward Hall of Justice | 01-D1-D3030-110-CTW01 | Cooling Tower - CTW01 | Baltomore air coil | # U025723401MAD | # VT1-340-PR | OM00004569 |  | Roof | B-140 | NA | NA | NA | 480 | DNA | Electric | NA | NA | NA | \Classifications\Building System Class\D30-HVAC Systems\D3030 - Cooling SYS\Cooling Tower - CTW | EQ-1003218
01-D1 | 01-D1 Hayward Hall of Justice | 01-D1-D3042-210-FAN05 | Exhaust fan E-3 | Greenheck | # 03F19590 | GB-360-LMD-X | OM00004580 |  | Roof | NA | NA | NA | DNA | DNA | DNA | Electric | 3 | NA | NA | \Classifications\Building System Class\D30-HVAC Systems\D3040 - Distribution SYS\Fan,Axial - FAN | EQ-1003219
01-D1 | 01-D1 Hayward Hall of Justice | 01-D1-D3042-210-FAN06 | Exhaust fan E-4 | Greenheck | # 00C30482 | GB-240-LMDX-QD | OM00004579 |  | Roof | NA | NA | NA | DNA | DNA | DNA | Electric | 3 | NA | NA | \Classifications\Building System Class\D30-HVAC Systems\D3040 - Distribution SYS\Fan,Axial - FAN | EQ-1003220
01-D1 | 01-D1 Hayward Hall of Justice | 01-D1-D3042-210-FAN07 | Exhaust fan E-5 | Greenheck | 15123-EF-5 | CBE 30 15X | OM00004576 |  | Roof | NA | NA | NA | 1.5 | 460 | 2.4 | Electric | 3 | NA | NA | \Classifications\Building System Class\D30-HVAC Systems\D3040 - Distribution SYS\Fan,Axial - FAN | EQ-1003221
01-D1 | 01-D1 Hayward Hall of Justice | 01-D1-D3042-210-FAN08 | Exhaust fan E-6 | Greenheck | 15124-EF-6 | CBE 30 15X | OM00004575 |  | Roof | NA | NA | NA | 1.5 | 460 | 2.4 | Electric | 3 | NA | NA | \Classifications\Building System Class\D30-HVAC Systems\D3040 - Distribution SYS\Fan,Axial - FAN | EQ-1003222
01-D1 | 01-D1 Hayward Hall of Justice | 01-D1-D3090-114-CMP01 | Control Air Compressor - CMP01 | Devilbiss | B 4651 | TDP 5000 G | OM00004571 |  | Roof top control room | NA | NA | NA | NA | 480 | NA | Electric | 3 | NA | NA | \Classifications\Building System Class\D30-HVAC Systems\D3090 - Other HVAC Systems and Equipment\Air Compressor - CMP | EQ-1003223
01-D1 | 01-D1 Hayward Hall of Justice | 01-D1-D3090-114-CMP02 | Control Air Compressor - CMP02 | Devilbiss | B 4650 | TDP 5000 G | OM00004572 |  | Roof top control room | NA | NA | NA | NA | 480 | NA | Electric | 3 | NA | NA | \Classifications\Building System Class\D30-HVAC Systems\D3090 - Other HVAC Systems and Equipment\Air Compressor - CMP | EQ-1003224
01-D1 | 01-D1 Hayward Hall of Justice | 01-D1-D3050-250-ACU02 | Air Conditioning,Split System - ACU02 | Trane | K3061L4FF | TTA060C300A0 | OM00004720 |  | South side of Building | NA | NA | R-22 | NA | 208/230 | MIN 23 | Electric | 3 | NA | NA | \Classifications\Building System Class\D30-HVAC Systems\D3050 - Package SYS\Air Conditioning,Split System - ACU | EQ-1003226
01-D1 | 01-D1 Hayward Hall of Justice | 01-D1-D3031-100-PCH01 | Chilled Water Pump - PCH01 | Weinman | 701388-1 | 4 L-2 | OM00004566 |  | Boiler room | NA | NA | NA | 30 | 230/460 | 74/37 | Electric | 3 | NA | NA | \Classifications\Building System Class\D30-HVAC Systems\D3030 - Cooling SYS\Chilled Water Pump - PCH | EQ-1003228
01-D1 | 01-D1 Hayward Hall of Justice | 01-D1-D3031-100-PCH02 | Chilled Water Pump - PCH02 | Weinman | 701388-2 | 4 L-2 | OM00004567 |  | Boiler room | NA | NA | NA | 30 | 230/460 | 74/37 | Electric | 3 | NA | NA | \Classifications\Building System Class\D30-HVAC Systems\D3030 - Cooling SYS\Chilled Water Pump - PCH | EQ-1003229
01-D1 | 01-D1 Hayward Hall of Justice | 01-D1-D3031-100-PCH03 | Condenser Water/tower water Pump - PCH01 | Weinman | DNA | 4 L-2 | OM00004565 |  | Boiler room | NA | NA | NA | 30 | 230/460 | 74/37 | Electric | 3 | NA | NA | \Classifications\Building System Class\D30-HVAC Systems\D3030 - Cooling SYS\Chilled Water Pump - PCH | EQ-1003230
01-D1 | 01-D1 Hayward Hall of Justice | 01-D1-D2030-410-PMS01 | Pump Ejector Sewage - PMS01 | Weil Pump Co. | 232-142- | 4-220106-2 | OM00032290 |  | Boiler room | NA | NA | NA | 2 | 230/460 | 6.6/3.3 | Electric | 3 | NA | NA | \Classifications\Building System Class\D20-Plumbing\D2030 - Sani Waste\Sewage Ejector Pump - PMS | EQ-1003231
01-D1 | 01-D1 Hayward Hall of Justice | 01-D1-D2030-410-PMS02 | Pump Ejector Sewage - PMS02 | Weil Pump Co. | 232-142 | 4-220106-2 | OM00032291 |  | Boiler room | NA | NA | NA | 2 | 230/460 | 6.6/3.3 | Electric | 3 | NA | NA | \Classifications\Building System Class\D20-Plumbing\D2030 - Sani Waste\Sewage Ejector Pump - PMS | EQ-1003232
01-D1 | 01-D1 Hayward Hall of Justice | 01-D1-D1010-100-ELE01 | Elevator,Electric,Pass/Freight - ELE01 - Public 1 | US Elevator | 5047-1 | HPV | OM00005355 | State ID# 062246 | Elevator Control Room | NA | NA | NA | 25 | 230/480 | 1 | ELECTRIC | 3 | NA | NA | \Classifications\Building System Class\D10-Conveyance Systems\D1010 - Elevator\Elevator,Electric,Pass/Freight - ELE | EQ-1004957
01-D1 | 01-D1 Hayward Hall of Justice | 01-D1-D1010-100-ELE02 | Elevator,Electric,Pass/Freight - ELE02 - Public 2 | US Elevator | 5047-2 | HPV | OM00005356 | State ID# 062247 | Elevator Control Room | NA | NA | NA | 25 | 230/480 | 1 | ELECTRIC | 3 | NA | NA | \Classifications\Building System Class\D10-Conveyance Systems\D1010 - Elevator\Elevator,Electric,Pass/Freight - ELE | EQ-1004958
01-D1 | 01-D1 Hayward Hall of Justice | 01-D1-D1010-100-ELE03 | Elevator,Electric,Pass/Freight - ELE03 - Public 3 | US Elevator | 5047-3 | HPV | OM00005357 | State ID# 062248 | Elevator Control Room | NA | NA | NA | 25 | 230/480 | 1 | ELECTRIC | 3 | NA | NA | \Classifications\Building System Class\D10-Conveyance Systems\D1010 - Elevator\Elevator,Electric,Pass/Freight - ELE | EQ-1004959
01-D1 | 01-D1 Hayward Hall of Justice | 01-D1-D1010-100-ELE04 | Elevator,Hydraulic,Pass/Freight - ELH04 - Judge 4 | Thyssen Krupp | FAH095 | EP17030 | OM00032407 | State ID# 062244 | Elevator Control Room | NA | NA | NA | 30 | 460 | 40.9 | ELECTRIC | 3 | NA | NA | \Classifications\Building System Class\D10-Conveyance Systems\D1010 - Elevator\Elevator,Hydraulic,Pass/Freight - ELE | EQ-1004960
01-D1 | 01-D1 Hayward Hall of Justice | 01-D1-D1010-100-ELE05 | Elevator,Hydraulic,Pass/Freight - ELH05 - Inmate 5 | Thyssen Krupp | FAH095 | EP17030 | OM00032408 | State ID# 062245 | Elevator Control Room | NA | NA | NA | 30 | 460 | 40.9 | ELECTRIC | 3 | NA | NA | \Classifications\Building System Class\D10-Conveyance Systems\D1010 - Elevator\Elevator,Electric,Pass/Freight - ELE | EQ-1004961
01-D1 | 01-D1 Hayward Hall of Justice | 01-D1-D4031-100-FEX91 | Fire Extinguisher (91) | Fire Master | NA | ZS-275720 | OM00032281 |  | Throughout Building | NA | NA | NA | NA | NA | NA | NA | NA | NA | NA | \Classifications\Building System Class\D40-Fire Protection SYS\D4030 - FIRE SPEC\Fire Extinguisher - FEX | EQ-1004962
01-D1 | 01-D1 Hayward Hall of Justice | 01-D1-B2010-100-BLD01 | Building Structure | NA | NA | NA | OM00032287 |  | NA | NA | NA | NA | NA | NA | NA | NA | NA | NA | NA | \Classifications\Building System Class\B20-General Building Exterior\B2010 - Exterior Walls\Building - BLD | EQ-1007234
01-D1 | 01-D1 Hayward Hall of Justice | 01-D1-B3010-100-RUF01 | Roof Inspection - RUF01 | NA | DNA | DNA | OM00032286 | 37 | Roof | NA | NA | NA | NA | NA | NA | NA | NA | NA | NA | \Classifications\Building System Class\B30-Roofing\B3010 - Roof Types\Roof - RUF | EQ-1007411
01-D1 | 01-D1 Hayward Hall of Justice | 01-D1-D5092-210-GEN01 | Emergency Standby Generator - GEN01 | ONAN Electric Gen Set | 475944096 | 150.0 DYG-15R/11149D | OM00004986 | B0999 | Boiler Room | NA |  | NA | 276 |  | NA | Diesel | 3 | NA | NA | \Classifications\Building System Class\D50-Electrical SYS\D5090 - Elec SYS\Emergency Generator - GEN | 1007759
01-D1 | 01-D1 Hayward Hall of Justice | 01-D1-B2033-120-DOR01 | Door,Sliding,Electric - DOR01 | DNA | DNA | DNA | OM00005361 |  | Sally Port | NA | NA | NA | DNA | 110 | DNA | Electric | 3 | NA | NA | \Classifications\Building System Class\B20-General Building Exterior\B2030 - Exterior Doors\Door,Automatic-Sliding,Revolving - DOR | 1007778
01-D1 | 01-D1 Hayward Hall of Justice | 01-D1-B2034-400-DOH01 | Door,Overhead,Roll-up,Electric - DOH01 - East Sally | R&S Erection | DNA | DNA | OM00005362 |  | Sally Port | NA | NA | NA | DNA | 480 | DNA | Electric | 3 | NA | NA | \Classifications\Building System Class\B20-General Building Exterior\B2030 - Exterior Doors\Door,Overhead-Shutter,Manual,Elec,Roll-up - DOH | 1007779
01-D1 | 01-D1 Hayward Hall of Justice | 01-D1-B2034-400-DOH02 | Door,Overhead,Roll-up,Electric - DOH02 - West Sally | R&S Erection | DNA | DNA | OM00005363 |  | Sally Port | NA | NA | NA | DNA | 480 | DNA | Electric | 3 | NA | NA | \Classifications\Building System Class\B20-General Building Exterior\B2030 - Exterior Doors\Door,Overhead-Shutter,Manual,Elec,Roll-up - DOH | 1007780
01-D1 | 01-D1 Hayward Hall of Justice | 01-D1-B2034-400-DOH03 | Door,Overhead,Roll-up,Electric - DOH03 - Loading Dock | Franklin Electric | DNA | 6525800400 | OM00019550 |  | Loading Dock | NA | NA | NA | 1/6 | 110 | DNA | Electric | 3 | NA | NA | \Classifications\Building System Class\B20-General Building Exterior\B2030 - Exterior Doors\Door,Overhead-Shutter,Manual,Elec,Roll-up - DOH | 1007781
01-D1 | 01-D1 Hayward Hall of Justice | 01-D1-B2034-400-DOH05 | Door,Overhead,Roll-up,Electric - DOH05 - Sheriff's Station | Cookson | DNA | DNA | OM00019552 |  | Public Hallway | NA | NA | NA | NA | 110 | 13 | Electric | 3 | NA | NA | \Classifications\Building System Class\B20-General Building Exterior\B2030 - Exterior Doors\Door,Overhead-Shutter,Manual,Elec,Roll-up - DOH | 1007783
01-D1 | 01-D1 Hayward Hall of Justice | 01-D1-D1091-100-DMW01 | Dumbwaiter,Electric - DMW01 | Winsmith | B63-259A | 6CI | OM00019553 | State ID# 062249 | Hallway behind civil | NA | NA | NA | 3 | 230/480 | 8.6/4.3 | Electric | 3 | NA | NA | \Classifications\Building System Class\D10-Conveyance Systems\D1090 - Other Conveyance Systems\Dumbwaiter - DMW | 1007786
01-D1 | 01-D1 Hayward Hall of Justice | 01-D1-D2017-100-SHW01 | Eye Washes & Emergency Showers - SHW01 | Bradley | Nna | 114-052 | OM00019538 |  | Boiler Room | NA | NA | NA | NA | NA | NA | NA | NA | NA | NA | \Classifications\Building System Class\D20-Plumbing\D2010 - Plumb Fix\Showers - SHW | 1007787
01-D1 | 01-D1 Hayward Hall of Justice | 01-D1-D2040-100-PSU03 | Sump Pump - PSU03 | Kenco | NA | 139A,N | OM00019547 |  | Outside Elevator Control Room | NA | NA | NA | 0.5 | 110 | NA | Electric | 1 | NA | NA | \Classifications\Building System Class\D20-Plumbing\D2040 - Rain Drain\Sump Pump - PSU | 1007788
01-D1 | 01-D1 Hayward Hall of Justice | 01-D1-D3050-250-ACU04 | Air Conditioning,Split System - ACU04 | Carrier | 1409X93158 | 38HDR060---6 | OM00019589 |  | Roof by Cooling Tower | NA | NA | R-410A | NA | 260 | 10.6 | Electric | 3 | NA | NA | \Classifications\Building System Class\D30-HVAC Systems\D3050 - Package SYS\Air Conditioning,Split System - ACU | 1007789
01-D1 | 01-D1 Hayward Hall of Justice | 01-D1-D3068-100-BAS01 | Building Automation System - BAS01 | CSI | NA | I-NET | OM00019549 |  | Building Maintenance Office | NA | NA | NA | NA | 110 | DNA | Electric | 1 | NA | NA | \Classifications\Building System Class\D30-HVAC Systems\D3060 - Control & Inst Air\Building Automation System - BAS | 1007790
01-D1 | 01-D1 Hayward Hall of Justice | 01-D1-D3090-114-CST01 | Control Air Compressor Storage Tank - CST01 | SILVA | 824312 | NA | OM00019446 |  | Roof Mechanical Room | NA | NA | NA | NA | NA | NA | NA | NA | NA | NA | \Classifications\Building System Class\D30-HVAC Systems\D3090 - Other HVAC Systems and Equipment\Tank, Control Air Compressor Storage - CST | 1007793
01-D1 | 01-D1 Hayward Hall of Justice | 01-D1-D2023-100-BFP01 | Backflow Preventer - BFP01 - Domestic Water | Febco | 9702131423 | 880 4.000 RPPA | OM00019539 |  | Outside | NA | NA | NA | NA | NA | NA | NA | NA | NA | NA | \Classifications\Building System Class\D20-Plumbing\D2020 - Domestic Water\Backflow Preventer - BFP | 1007794
01-D1 | 01-D1 Hayward Hall of Justice | 01-D1-D2023-100-BFP03 | Backflow Preventer - BFP03 - Cooling Tower | Febco | H03168 | 825Y | OM00019596 | H0316 | Outside | NA | NA | NA | NA | NA | NA | NA | NA | NA | NA | \Classifications\Building System Class\D20-Plumbing\D2020 - Domestic Water\Backflow Preventer - BFP | 1007796
01-D1 | 01-D1 Hayward Hall of Justice | 01-D1-D4010-150-FMS01 | System Extinguishing,Wet Pipe - FMS01 | DNA | DNA | DNA | OM00019540 |  | Boiler Room | NA | NA | NA | NA | NA | NA | NA | NA | NA | NA | \Classifications\Building System Class\D40-Fire Protection SYS\D4010 - Sprinkler SYS\Fire Systems, stand pipes - FMS | 1007797
01-D1 | 01-D1 Hayward Hall of Justice | 01-D1-D4024-100-FHS01 | Fire Hose Systems | DNA | DNA | DNA | OM00032288 |  | All Stairwells | NA | NA | NA | NA | NA | NA | NA | NA | NA | NA | \Classifications\Building System Class\D40-Fire Protection SYS\D4020 - Stand Pipe\Other Stand Pipe Hose Systems - FHS | 1007798
01-D1 | 01-D1 Hayward Hall of Justice | 01-D1-D5010-200-ESD01 | Main Electrical Switchgear - MES01 | Industrial Electrical Mfg. Inc. | 5566 | Industrial Electrical Mfg. Inc. | OM00005354 |  | Boiler Room | NA | NA | NA | NA | 480 | 4000 | Electric | 3 | NA | NA | \Classifications\Building System Class\D50-Electrical SYS\D5010 - Elec Service & Dist\Electical Service and Distribution - ESD | 1007801
01-D1 | 01-D1 Hayward Hall of Justice | 01-D1-D5010-234-ATS01 | Automatic Transfer Switch - ATS01 | ASCO | 340301-002 | D00300030230N10C | OM00005353 |  | Boiler room | NA | NA | NA | NA | 480 | 230 | electric | 3 | NA | NA | \Classifications\Building System Class\D50-Electrical SYS\D5010 - Elec Service & Dist\Automatic Transfer Switch - ATS | 1007802
01-D1 | 01-D1 Hayward Hall of Justice | 01-D1-D5037-710-FAP01 | Fire Alarm Panel - FAP01 | Edwards Systems Technology | DNA | EST2 | OM00005360 |  | Sheriffs Central Monitoring Station | NA | NA | NA | NA | 110 | NA | Electric | NA | NA | NA | \Classifications\Building System Class\D50-Electrical SYS\D5030 - Comm & Security\Fire Alarm Panel - FAP | 1007803
01-D1 | 01-D1 Hayward Hall of Justice | 01-D1-D5092-250-EML94 | Emergency And Exit Lighting - EML94 | NA | NA | NA | OM00032282 |  | Throughout Building | NA | NA | NA | NA | 277 | DNA | Electric | 3 | NA | NA | \Classifications\Building System Class\D50-Electrical SYS\D5090 - Elec SYS\Emergency And Exit Lighting - EML | 1007804
01-D1 | 01-D1 Hayward Hall of Justice | 01-D1-G3063-100-DAT01 | Day Tank - DAT01 | SIMPLEX | 21189 | SFT | OM00019445 |  | Parking Lot | NA | NA | NA | NA | NA | NA | Diesel | NA | NA | NA | \Classifications\Building System Class\G30-Site Mechanical Utilities\G3060 - Fuel Distribution\Tank, Fuel Storage Day - DAT | 1007805
01-D1 | 01-D1 Hayward Hall of Justice | 01-D1-D5010-110-EMT01 | Electric Meter Readings - EMT01 | DNA | DNA | DNA | OM00019543 |  | Boiler room | NA | NA | NA | NA | 480 | DNA | Electric | 3 | NA | NA | \Classifications\Building System Class\D50-Electrical SYS\D5010 - Elec Service & Dist\Electric Meter Readings - EMT | 1007806
01-D1 | 01-D1 Hayward Hall of Justice | 01-D1-D3012-120-GMR01 | Gas Meter Readings - GMR01 | DNA | DNA | DNA | OM00019544 |  | Parking Lot | NA | NA | NA | NA | NA | NA | Gas | NA | NA | NA | \Classifications\Building System Class\D30-HVAC Systems\D3010 - Energy Supply\Gas Meter Readings - GMR | 1007807
01-D1 | 01-D1 Hayward Hall of Justice | 01-D1-D2020-130-WMR01 | Water Meter Readings - WMR01 | DNA | DNA | DNA | OM00019545 |  | DNA | NA | NA | NA | NA | NA | NA | NA | NA | NA | NA | \Classifications\Building System Class\D20-Plumbing\D2020 - Domestic Water\Water Meter Readings - WMR | 1007808
01-D1 | 01-D1 Hayward Hall of Justice | 01-D1-G2050-200-LSC01 | Landscaping - LSC01 | DNA | DNA | DNA | OM00032284 |  | Exterior | NA | NA | NA | NA | NA | NA | NA | NA | NA | NA | \Classifications\Building System Class\G20-Other Systems\G2050 - Landscaping\Landscaping - LSC | 1007809
01-D1 | 01-D1 Hayward Hall of Justice | 01-D1-D5092-250-ELT01 | Exterior Lighting - ELT01 | NA | NA | NA | OM00032283 |  | Exterior | NA | NA | NA | NA | 277 | DNA | Electric | 3 | NA | NA | \Classifications\Building System Class\D50-Electrical SYS\D5090 - Elec SYS\Exterior Lighting - ELT | 1007810
01-D1 | 01-D1 Hayward Hall of Justice | 01-D1-D2022-260-HWG02 | DOMESTIC HOT WATER HEATER 2 GALLON HWG01 | A.O. Smith Commercial | 112M000240 | Cyclone Xi BTH 150 100 | OM00032292 |  | Boiler room | NA | NA | NA | NA | DNA | DNA | Gas | NA | 150000 | NA | \Classifications\Building System Class\D20-Plumbing\D2020 - Domestic Water\Domestic Water Heater, Gas - HWG | 1013553
01-D1 | 01-D1 Hayward Hall of Justice | 01-D1-D2023-100-BFP04 | Backflow Preventer - BFP02 - Irrigation | Wilkins Zurn | 3245186 | 975 XL2 | OM00019541 |  | Southeast Corner of building | NA | NA | NA | NA | NA | NA | NA | NA | NA | NA | \Classifications\Building System Class\D20-Plumbing\D2020 - Domestic Water\Backflow Preventer - BFP | 1013554
01-D1 | 01-D1 Hayward Hall of Justice | 01-D1-D3050-250-ACU05 | Air Conditioning,Split System - ACU05 | Fujitsu | DWN001668 | AOU42RLX | OM00019429 |  | South side of Building | NA | NA | R-22 | NA | 208/230 | MIN 27 | Electric | 1 | NA | NA | \Classifications\Building System Class\D30-HVAC Systems\D3050 - Package SYS\Air Conditioning,Split System - ACU | 1014910
01-D1 | 01-D1 Hayward Hall of Justice | 01-D1-D2023-100-BFP05 | Backflow Preventer - BFP05 - Domestic Bypass | Wilkins Zurn | 332502 | 975 XLRP | OM00019430 |  | Grounds, Southeast Corner of building | NA | NA | NA | NA | NA | NA | NA | NA | NA | NA | \Classifications\Building System Class\D20-Plumbing\D2020 - Domestic Water\Backflow Preventer - BFP | 1016028
01-D1 | 01-D1 Hayward Hall of Justice | 01-D1-C1020-110-FRD01 | Fire Curtain FRD01 | Underwriters Lab Inc | NA | 17860 | OM00019432 |  |  | NA | NA | NA | NA | NA | NA | NA |  | NA | NA | \Classifications\Building System Class\C10-General Building Interior\C1020 - Fire Doors\Fire Doors - FRD | 1017279
01-D1 | 01-D1 Hayward Hall of Justice | 01-D1-D3021-130-BLR04 | Boiler,Hot Water,Oil/Gas/Comb. - BLR04 | Camus | 111318432 | DFNH-3000-MIS-SC | OM00019436 |  | Basement | NA | NA | NA | NA | 230 |  | Gas | 1 | 3000000 | 2550000 | \Classifications\Building System Class\D30-HVAC Systems\D3020 - Heat SYS\Boiler,Hot Water,Oil/Gas/Comb. - BLR | 1017880
01-D1 | 01-D1 Hayward Hall of Justice | 01-D1-D3021-130-BLR03 | Boiler,Hot Water,Oil/Gas/Comb. - BLR03 | Camus | 111318433 | DFNH-3000-MIS-SC | OM00019437 |  | Basement | NA | NA | NA | NA | 230 |  | Gas | 1 | 3000000 | 2550000 | \Classifications\Building System Class\D30-HVAC Systems\D3020 - Heat SYS\Boiler,Hot Water,Oil/Gas/Comb. - BLR | 1017879
01-D1 | 01-D1 Hayward Hall of Justice | 01-D1-D3044-125-PHW03 | Hot Water Pump - PHW03 | Bell & Gossett | 28AG013 1020886855 | 015180T3E254T |  |  | Basement Boiler Room | NA | NA | NA | NA | 208/230 | 41.1/37.2 |  | 3 |  |  | \Classifications\Building System Class\D30-HVAC Systems\D3040 - Distribution SYS\Hot Water Pump - PHW | 1017881
01-D1 | 01-D1 Hayward Hall of Justice | 01-D1-D3044-125-PHW04 | Hot Water Pump - PHW04 | Bell & Gossett | 28AG013 1020886856 | 015180T3E254T |  |  | Basement Boiler Room | NA | NA | NA | NA | 208/230 | 41.1/37.2 |  | 3 |  |  | \Classifications\Building System Class\D30-HVAC Systems\D3040 - Distribution SYS\Hot Water Pump - PHW | 1017882
01-D1 | 01-D1 Hayward Hall of Justice | 01-D1-D3068-100-BAS02 | Bulding Automation System - BAS02 | Schneider Electric | NA | Smart LX Controller - PS - 24 | OM00019444 |  | Engineering Officce @ BAS Computer | NA | NA | NA | NA | 110 | DNA | Electric | DNA | NA | NA | \Classifications\Building System Class\D30-HVAC Systems\D3060 - Control & Inst Air\Building Automation System - BAS | 1021338
01-D1 | 01-D1 Hayward Hall of Justice | 01-D1-D3050-250-ACU06 | Elevator Machine Room Air Conditioner | Frigidaire | KK70636671 | FFRA2822R2 | OM00020653 |  | Elevator Machine Room | NA | NA | R-410A | NA | 208/230 | 30 | Gas | 1 | DNA |  | \Classifications\Building System Class\D30-HVAC Systems\D3050 - Package SYS\Air Conditioning,Split System - ACU | 1021785
01-D2 | 01-D2 Winton Bldg. | 01-D2-B2010-100-BLD01 | Building Structure | NA | NA | NA | OM00044136 |  | NA | NA | NA | NA | NA | NA | NA | NA | NA | NA | NA | \Classifications\Building System Class\B20-General Building Exterior\B2010 - Exterior Walls\Building - BLD | EQ-1007235
01-F1 | 01-F1 George E. McDonald Hall of Justice | 01-F1-D3031-100-PCH01 | Chill Water Pump - PCH01 | Bell & Gossett | NA | 28C - 8-5/8 BF | OM00004613 | NC-01050-PM-0001 | Mechanical Area | NA | NA | NA | 5.5 | 208-230/460 | 19.7-17.8/8.9 | ELECTRIC | 3 | NA | NA | \Classifications\Building System Class\D30-HVAC Systems\D3030 - Cooling SYS\Chilled Water Pump - PCH | EQ-1003252
01-F1 | 01-F1 George E. McDonald Hall of Justice | 01-F1-D3031-100-PCH02 | Chill Water Pump - PCH02 | Bell & Gossett | 1575230 | 28C - 8-5/8 BF | OM00004612 |  | Mechanical Area | NA | NA | NA | 7.5 | 230 460 | 20.6 10.3 | ELECTRIC | 3 | NA | NA | \Classifications\Building System Class\D30-HVAC Systems\D3030 - Cooling SYS\Chilled Water Pump - PCH | EQ-1003253
01-F1 | 01-F1 George E. McDonald Hall of Justice | 01-F1-D3044-125-PHW01 | Hot Water Circulation Pump - PHW01 | Bell & Gossett | 1575213 | 1-1/4BC B-1/8 BF | OM00004618 | NC-01050-PM-0003 | Mechanical Area | NA | NA | NA | DNA | 230 460 | 9.0 4.5 | ELECTRIC | 3 | NA | NA | \Classifications\Building System Class\D30-HVAC Systems\D3040 - Distribution SYS\Hot Water Pump - PHW | EQ-1003256
01-F1 | 01-F1 George E. McDonald Hall of Justice | 01-F1-D3044-125-PHW02 | Hot Water Circulation Pump - PHW02 | Bell & Gossett | Unknown | 1 -1/4 BC B - 1/8 BF | OM00004619 | NC-01050-PM-0004 | Mechanical Area | NA | NA | NA | DNA | 230 460 | 9.0 4.5 | ELECTRIC | 3 | NA | NA | \Classifications\Building System Class\D30-HVAC Systems\D3040 - Distribution SYS\Hot Water Pump - PHW | EQ-1003257
01-F1 | 01-F1 George E. McDonald Hall of Justice | 01-F1-D1010-100-ELE01 | Elevator,Hydraulic,Pass/Freight - ELE01 Public | US ELEVATOR | 13071064 | DNA | OM00004621 | State ID# 096797¦ Elevator | Elevator Mechanical Room | NA | NA | NA | 25 | 480 | 33 | Hydraulic | 3 | NA | NA | \Classifications\Building System Class\D10-Conveyance Systems\D1010 - Elevator\Elevator,Hydraulic,Pass/Freight - ELE | EQ-1004966
01-F1 | 01-F1 George E. McDonald Hall of Justice | 01-F1-D1010-100-ELE02 | Elevator,Hydraulic,Pass/Freight - ELE02 Inmate | US Elevator | 13071 006 | DNA | OM00005042 | State ID# 096798¦ Secured Elevator | DNA | NA | NA | NA | 33 | 480 | 33 | Hydraulic | 3 | NA | NA | \Classifications\Building System Class\D10-Conveyance Systems\D1010 - Elevator\Elevator,Hydraulic,Pass/Freight - ELE | EQ-1004967
01-F1 | 01-F1 George E. McDonald Hall of Justice | 01-F1-D4031-100-FEX24 | Fire Extinguisher - FEX24 | Badger | NA | ZF-708354 | OM00001342 |  | Throughout Building | NA | NA | NA | NA | NA | NA | NA | NA | NA | NA | \Classifications\Building System Class\D40-Fire Protection SYS\D4030 - FIRE SPEC\Fire Extinguisher - FEX | EQ-1004969
01-F1 | 01-F1 George E. McDonald Hall of Justice | 01-F1-B2010-100-BLD01 | Building Structure | NA | NA | NA | OM00001320 | CUPA PT0309187 | Exterior | NA | NA | NA | NA | NA | NA | NA | NA | NA | NA | \Classifications\Building System Class\B20-General Building Exterior\B2010 - Exterior Walls\Building - BLD | EQ-1007237
01-F1 | 01-F1 George E. McDonald Hall of Justice | 01-F1-B3010-100-RUF01 | Roof - RUF01 | NA | NA | NA | OM00001319 |  | Roof | NA | NA | NA | NA | NA | NA | NA | NA | NA | NA | \Classifications\Building System Class\B30-Roofing\B3010 - Roof Types\Roof - RUF | EQ-1007414
01-F1 | 01-F1 George E. McDonald Hall of Justice | 01-F1-D2023-100-BFP01 | Backflow Preventer - BFP01 Irrigation | FEBCO | U2017 | 825Y 2" RP | OM00001358 | Account# 2281410 Device ID# 21943 | Rear of Building NE Side | NA | NA | NA | NA | NA | NA | NA | NA | NA | NA | \Classifications\Building System Class\D20-Plumbing\D2020 - Domestic Water\Backflow Preventer - BFP | EQ-1007713
01-F1 | 01-F1 George E. McDonald Hall of Justice | 01-F1-D2023-100-BFP02 | Backflow Preventer - BFP02 Domestic Water | Watts | 219019 | 909 2" RP | OM00001333 | Account# 2281410 Device ID#21115 | Front of Building - 8FT from Meter | [10 empty] | \Classifications\Building System Class\D20-Plumbing\D2020 - Domestic Water\Backflow Preventer - BFP | EQ-1007714
01-F1 | 01-F1 George E. McDonald Hall of Justice | 01-F1-B2034-400-DOH01 | Shutter,Roll-up,Electric -DOH01 Sally Port West | R&S Erection | 98 96G | DNA | OM00001366 |  | Exterior | NA | NA | NA | NA | DNA | DNA | Electric | DNA | NA | NA | \Classifications\Building System Class\B20-General Building Exterior\B2030 - Exterior Doors\Door,Overhead-Shutter,Manual,Elec,Roll-up - DOH | 1008550
01-F1 | 01-F1 George E. McDonald Hall of Justice | 01-F1-B2034-400-DOH02 | Shutter,Roll-up,Electric -DOH02 Sally Port East | R&S Erection | 98 96C | DNA | OM00001367 |  | Exterior | NA | NA | NA | NA | DNA | DNA | Electric | DNA | NA | NA | \Classifications\Building System Class\B20-General Building Exterior\B2030 - Exterior Doors\Door,Overhead-Shutter,Manual,Elec,Roll-up - DOH | 1008551
01-F1 | 01-F1 George E. McDonald Hall of Justice | 01-F1-B2034-400-DOH03 | Shutter,Roll-up,Electric -DOH03 Stairwell Gate West | The Cookson Company | DNA | DNA | OM00001361 |  | Near Main Entrance | NA | NA | NA | NA | DNA | DNA | Electric | DNA | NA | NA | \Classifications\Building System Class\B20-General Building Exterior\B2030 - Exterior Doors\Door,Overhead-Shutter,Manual,Elec,Roll-up - DOH | 1008552
01-F1 | 01-F1 George E. McDonald Hall of Justice | 01-F1-B2034-400-DOH04 | Shutter,Roll-up,Electric -DOH04 Stairwell Gate South | The Cookson Company | DNA | DNA | OM00001360 |  | Near Main Entrance | NA | NA | NA | NA | DNA | DNA | Electric | DNA | NA | NA | \Classifications\Building System Class\B20-General Building Exterior\B2030 - Exterior Doors\Door,Overhead-Shutter,Manual,Elec,Roll-up - DOH | 1008553
01-F1 | 01-F1 George E. McDonald Hall of Justice | 01-F1-B2034-400-DOH05 | Shutter,Roll-up,Electric -DOH05 Traffic Department | The Cookson Company | DNA | DNA | OM00001359 |  | Traffic Department Window | NA | NA | NA | NA | DNA | DNA | Electric | DNA | NA | NA | \Classifications\Building System Class\B20-General Building Exterior\B2030 - Exterior Doors\Door,Overhead-Shutter,Manual,Elec,Roll-up - DOH | 1008554
01-F1 | 01-F1 George E. McDonald Hall of Justice | 01-F1-C1020-110-FRD01 | Fire Doors, FRD01 Monitoring Station | The Cookson Company | 480181 | NA | OM00001363 |  | Sheriffs Monitoring Station | NA | NA | NA | NA | NA | NA | NA | NA | NA | NA | \Classifications\Building System Class\C10-General Building Interior\C1020 - Fire Doors\Fire Doors - FRD | 1008555
01-F1 | 01-F1 George E. McDonald Hall of Justice | 01-F1-C1020-110-FRD02 | Fire Doors, Won - FRD02 Sally Port Exterior Door | The Cookson Company | 480183 | DNA | OM00001364 |  | Holding Cell Area | NA | NA | NA | NA | NA | NA | NA | NA | NA | NA | \Classifications\Building System Class\C10-General Building Interior\C1020 - Fire Doors\Fire Doors - FRD | 1008556
01-F1 | 01-F1 George E. McDonald Hall of Justice | 01-F1-C1020-110-FRD03 | Fire Doors, Won - FRD03 | The Cookson Company | 480182 | DNA | OM00001336 |  | Judges Secure Hallway | NA | NA | NA | NA | NA | NA | NA | NA | NA | NA | \Classifications\Building System Class\C10-General Building Interior\C1020 - Fire Doors\Fire Doors - FRD | 1008557
01-F1 | 01-F1 George E. McDonald Hall of Justice | 01-F1-D1091-100-DMW01 | Dumbwaiter,Electric - DMW01 | D.A. Matot Inc. | DNA | DNA | OM00005043 | State ID# 096799¦ Dumbwaiter | Storage Closet | NA | NA | NA | DNA | DNA | DNA | Electric | DNA | NA | NA | \Classifications\Building System Class\D10-Conveyance Systems\D1090 - Other Conveyance Systems\Dumbwaiter - DMW | 1008558
01-F1 | 01-F1 George E. McDonald Hall of Justice | 01-F1-D2040-100-PSU01 | Sump Pump - PSU01 - Inmate Elevator Pit | DNA | DNA | DNA | OM00001340 |  | Inmate Elevator Pit | NA | NA | NA | DNA | 110 | DNA | Electric | 1 | NA | NA | \Classifications\Building System Class\D20-Plumbing\D2040 - Rain Drain\Sump Pump - PSU | 1008559
01-F1 | 01-F1 George E. McDonald Hall of Justice | 01-F1-D4010-150-FMS01 | System Extinguishing,Wet Pipe - FMS01 | Tyco | NA |  | OM00001337 |  | Near Judges Stairwell Entrance | NA | NA | NA | NA | NA | NA | NA | NA | NA | NA | \Classifications\Building System Class\D40-Fire Protection SYS\D4010 - Sprinkler SYS\Fire Systems, stand pipes - FMS | 1008560
01-F1 | 01-F1 George E. McDonald Hall of Justice | 01-F1-D4024-100-FHS01 | Other Stand Pipe and Hose Systems - FHS01 | DNA | DNA | DNA | OM00001341 |  | Front of Building | NA | NA | NA | NA | NA | NA | NA | NA | NA | NA | \Classifications\Building System Class\D40-Fire Protection SYS\D4020 - Stand Pipe\Other Stand Pipe Hose Systems - FHS | 1008561
01-F1 | 01-F1 George E. McDonald Hall of Justice | 01-F1-D5010-200-ESD01 | Main Electrical Panel - SBR01 | General Electric | 57940 | DNA | OM00001365 |  | Main Electrical Room | NA | NA | NA | NA | 408/277 | 600 | Electric | 3 | NA | NA | \Classifications\Building System Class\D50-Electrical SYS\D5010 - Elec Service & Dist\Electical Service and Distribution - ESD | 1008562
01-F1 | 01-F1 George E. McDonald Hall of Justice | 01-F1-D5010-234-ATS01 | Automatic Transfer Switch - ATS01 | General Electric | 475A000AAG000R0 | 9T24B3872 | OM00001368 |  | Main Electrical Room | NA | NA | NA | NA | 480 | 600 | Electric | 3 | NA | NA | \Classifications\Building System Class\D50-Electrical SYS\D5010 - Elec Service & Dist\Automatic Transfer Switch - ATS | 1008563
01-F1 | 01-F1 George E. McDonald Hall of Justice | 01-F1-D5037-710-FAP01 | Fire Alarm Panel - FAP01 | Simplex | DNA | 4002 | OM00001362 |  | Sheriffs Monitoring Station | NA | NA | NA | NA | 110 | DNA | Electric | 1 | NA | NA | \Classifications\Building System Class\D50-Electrical SYS\D5030 - Comm & Security\Fire Alarm Panel - FAP | 1008564
01-F1 | 01-F1 George E. McDonald Hall of Justice | 01-F1-D5038-810-ITA01 | Intrusion Alarm - ITA01 | Simplex | DNA | 3001 | OM00001338 |  | IT Room | NA | NA | NA | NA | 110 | DNA | Electric | 1 | NA | NA | \Classifications\Building System Class\D50-Electrical SYS\D5030 - Comm & Security\Intrusion Alarm - ITA | 1008565
01-F1 | 01-F1 George E. McDonald Hall of Justice | 01-F1-D5010-110-EMT01 | Electric Meter Readings - EMT01 | DNA | NA | NA | OM00001343 |  | Main Electrical Room | NA | NA | NA | NA | 480 | 600 | Electric | 3 | NA | NA | \Classifications\Building System Class\D50-Electrical SYS\D5010 - Elec Service & Dist\Electric Meter Readings - EMT | 1008566
01-F1 | 01-F1 George E. McDonald Hall of Justice | 01-F1-D3012-120-GMR01 | Gas Meter Readings - GMR01 | DNA | 38462006 | NA | OM00001344 |  | Front of Building | NA | NA | NA | NA | NA | NA | Gas | NA | NA | NA | \Classifications\Building System Class\D30-HVAC Systems\D3010 - Energy Supply\Gas Meter Readings - GMR | 1008567
01-F1 | 01-F1 George E. McDonald Hall of Justice | 01-F1-D2020-130-WMR01 | Water Meter Readings - WMR01 | NA | NA | NA | OM00005185 |  | Front of Building | NA | NA | NA | NA | NA | NA | NA | NA | NA | NA | \Classifications\Building System Class\D20-Plumbing\D2020 - Domestic Water\Water Meter Readings - WMR | 1008568
01-F1 | 01-F1 George E. McDonald Hall of Justice | 01-F1-G2050-200-LSC01 | Landscaping - LSC01 | NA | NA | NA | OM00005186 |  | Exterior | NA | NA | NA | NA | NA | NA | NA | NA | NA | NA | \Classifications\Building System Class\G20-Other Systems\G2050 - Landscaping\Landscaping - LSC | 1008569
01-F1 | 01-F1 George E. McDonald Hall of Justice | 01-F1-D5092-250-ELT01 | Exterior Lighting - ELT01 | NA | NA | NA | OM00005187 |  | Exterior | NA | NA | NA | NA | 240 | DNA | Electric | 1 | NA | NA | \Classifications\Building System Class\D50-Electrical SYS\D5090 - Elec SYS\Exterior Lighting - ELT | 1008570
01-F1 | 01-F1 George E. McDonald Hall of Justice | 01-F1-G2049-300-HSC01 | Hardscape - HSC01 | NA | NA | NA | OM00005188 |  | Grounds | NA | NA | NA | NA | NA | NA | NA | NA | NA | NA | \Classifications\Building System Class\G20-Other Systems\G2040 - Site Development\Hardscape - HSC | 1008571
01-F1 | 01-F1 George E. McDonald Hall of Justice | 01-F1-D3041-110-AHU03 | Air Handler 03 | NA | NA | NA | OM00004616 | NC-01050-AH-0002 | Mechanical Area | NA | Pre 24x24x1 (15) Bag 24x24x18 | NA | NA | NA | DNA | Electric | 3 | NA | NA | \Classifications\Building System Class\D30-HVAC Systems\D3040 - Distribution SYS\Air Handling Unit - AHU | 1010123
01-F1 | 01-F1 George E. McDonald Hall of Justice | 01-F1-D3041-230-RFN01 | Return Fan - RFN01 | NA | NA | NA | OM00004615 | NC-01050-AH-OOO1 | Mechanical Area | NA | NA | NA | NA | NA | DNA | Electric | 3 | NA | NA | \Classifications\Building System Class\D30-HVAC Systems\D3040 - Distribution SYS\Supply/Exhaust/Return fans- FAN | 1010124
01-F1 | 01-F1 George E. McDonald Hall of Justice | 01-F1-D2022-260-HWG02 | Domestic Hot Water Heater - HWG02 | AO Smith | 0838M000546 | BTN 199 108 118 | OM00001335 | NC-01050-DH-0001 | Mechanical Area | NA | NA | NA | NA | 110 | 5 | Gas | 1 | 199000 | NA | \Classifications\Building System Class\D20-Plumbing\D2020 - Domestic Water\Domestic Water Heater, Gas - HWG | 1010254
01-F1 | 01-F1 George E. McDonald Hall of Justice | 01-F1-D2023-100-BFP04 | Backflow Prevention Device - Boilers and Chillers | Watts | 623492 | 909 OT 1" RP | OM00032701 | Account# 2281410 Device ID#40050 | On Roof serving Boiler & Chillers | [10 empty] | \Classifications\Building System Class\D20-Plumbing\D2020 - Domestic Water\Backflow Preventer - BFP | 1010839
01-F1 | 01-F1 George E. McDonald Hall of Justice | 01-F1-D3021-130-BLR02 | Boiler,Hot Water,Oil/Gas/Comb. - BLR02 | Laars Heating Systems Company | C11232845 | PNCH1250NACL2BXN | OM00032702 |  | Mechanical Area | NA | NA | NA | NA | NA | DNA | Natural gas | 1 | 1250000 | 1062500 | \Classifications\Building System Class\D30-HVAC Systems\D3020 - Heat SYS\Boiler,Hot Water,Oil/Gas/Comb. - BLR | 1013555
01-F1 | 01-F1 George E. McDonald Hall of Justice | 01-F1-D3031-140-CLR02 | Chiller,Air Cooled - CLR02 | Trane | U11D22242 | CGAM 100F 2C02 AXD2 A1A1 B1AX XA1C 1AXX XXXX XAXA 3A1D XXXL XX | OM00032703 |  | Mechanical Area | NA | NA | R-410A | DNA | 460 | 207 | electric | 3 | NA | NA | \Classifications\Building System Class\D30-HVAC Systems\D3030 - Cooling SYS\Chiller, Air Cooled - CLR | 1013556
01-F1 | 01-F1 George E. McDonald Hall of Justice | 01-F1-D2023-100-BFP06 | Backflow Prevention Device BFP06 | Ames | LL-0252 | Colt 400 OT 6" RP | OM00020282 | Account# 5017983 Device ID# 42636 | Grounds Front of building near meter | NA | NA | NA | NA | NA | NA | NA | NA | NA | NA | \Classifications\Building System Class\D20-Plumbing\D2020 - Domestic Water\Backflow Preventer - BFP | 1014888
01-F1 | 01-F1 George E. McDonald Hall of Justice | 01-F1-D5092-210-GEN02 | Emergency Generator | Marathon Electric | MX185545 | MagnaMax 431RSL4007 | OM00032569 | NC-01050-GEN-0001 ¦ Permit #B3914 | Generator Room Outside | NA | NA | NA | 170 | 480 | DNA | Diesel | 3 | NA | NA | \Classifications\Building System Class\D50-Electrical SYS\D5090 - Elec SYS\Emergency Generator - GEN | 1015941
01-F1 | 01-F1 George E. McDonald Hall of Justice | 01-F1-D3041-210-SFN01 | Supply Fan-SFN02 | Greenheck | 1398926 | 6B-300-15-X | OM00020296 | NC-01050-EF-0010 | Mechanical Area | NA | NA | NA | NA | NA | DNA | Electric | 3 | NA | NA | \Classifications\Building System Class\D30-HVAC Systems\D3040 - Distribution SYS\Supply/Exhaust/Return fans- FAN | 1018947
01-F1 | 01-F1 George E. McDonald Hall of Justice | 01-F1-D3068-100-BAS01 | BAS - Dummy asset to record phone line data |  |  |  | DNA-Dummy Asset | [12 empty] | \Classifications\Building System Class\D30-HVAC Systems\D3060 - Control & Inst Air\Building Automation System - BAS | 1021724
01-G1 | 01-G1 Berkeley Courthouse | 01-G1-D3021-130-BLR01 | BOILER | Dynaflame | 050400774 | DNFH 750-M | OM00004623 |  | MECHANICAL ROOM | NA | NA | NA | NA | 110 | 10 | GAS | 1 | 750000 | 660,000 | \Classifications\Building System Class\D30-HVAC Systems\D3020 - Heat SYS\Boiler,Hot Water,Oil/Gas/Comb. - BLR | EQ-1003134
01-G1 | 01-G1 Berkeley Courthouse | 01-G1-D3044-125-PHW01 | Hot Water Pump - PHW01 | TACO | DNA | 1915C1N1 | OM00004630 |  | MECHANICAL ROOM | NA | NA | NA | DNA | 208-230 | 3.2-3/1.5 | ELECTRIC | 3 | NA | NA | \Classifications\Building System Class\D30-HVAC Systems\D3040 - Distribution SYS\Hot Water Pump - PHW | EQ-1003135
01-G1 | 01-G1 Berkeley Courthouse | 01-G1-D2017-100-SHW01 | Eye Washes & Emergency Showers - SHW01 | Gaurdian Equipment | DNA | DNA | OM00001351 |  | MECHANICAL ROOM Floor 1 | NA | NA | NA | NA | NA | NA | NA | NA | NA | NA | \Classifications\Building System Class\D20-Plumbing\D2010 - Plumb Fix\Showers - SHW | EQ-1003136
01-G1 | 01-G1 Berkeley Courthouse | 01-G1-D3050-210-PKU01 | ROOF TOP PACKAGE UNIT | TRANE | 418101523L | YHC072A3RLA13DOB10000A000 C | OM00004625 |  | ROOF | DNA | 2X16X25 (4) | R-22 | DNA | 208-230 | 34.8 | Electric and natural gas | 3 | NA | 64,000 | \Classifications\Building System Class\D30-HVAC Systems\D3050 - Package SYS\Package Unit - PKU | EQ-1003138
01-G1 | 01-G1 Berkeley Courthouse | 01-G1-D3050-210-PKU02 | ROOF TOP PACKAGE UNIT | TRANE | C04D03151 | TCD420AE0M2B7FF5000000000000000 | OM00004626 | NC-03010-AC-0001 | ROOF | BX-100 (V belt) | 16X20X2 (16) | R-22 | DNA | 208-230 | 217 | Electric | 3 | DNA | NA | \Classifications\Building System Class\D30-HVAC Systems\D3050 - Package SYS\Package Unit - PKU | EQ-1003139
01-G1 | 01-G1 Berkeley Courthouse | 01-G1-D3050-250-ACU01 | Air Conditioning,Split System - ACU01 | SANYO | 1141 | C1211 | OM00004820 |  | ROOF | NA | NA | R-22 | NA | 110 | 15 | ELECTRIC | 1 | NA | NA | \Classifications\Building System Class\D30-HVAC Systems\D3050 - Package SYS\Air Conditioning,Split System - ACU | EQ-1003141
01-G1 | 01-G1 Berkeley Courthouse | 01-G1-D3042-210-FAN01 | EXHAUST FAN | GREENHECK | DNA | DNA | OM00004629 |  | Roof | DNA | NA | NA | DNA | 110 | DNA | ELECTRIC | 1 | NA | NA | \Classifications\Building System Class\D30-HVAC Systems\D3040 - Distribution SYS\Fan,Axial - FAN | EQ-1003142
01-G1 | 01-G1 Berkeley Courthouse | 01-G1-D4031-100-FEX08 | Fire Extinguisher - FEX08 | Amerex | NA | B500 | OM00001309 |  | NA | NA | NA | NA | NA | NA | NA | NA | NA | NA | NA | \Classifications\Building System Class\D40-Fire Protection SYS\D4030 - FIRE SPEC\Fire Extinguisher - FEX | EQ-1004970
01-G1 | 01-G1 Berkeley Courthouse | 01-G1-D1010-100-ELE01 | Elevator,Hydraulic,Pass/Freight - ELE01 | Otis | 20407 | 5620 | OM00004819 | State ID# 108734¦ Passenger Elevator | Elevator room | NA | NA | NA | 20 | 200 | 67 | Hydraulic | 3 | NA | NA | \Classifications\Building System Class\D10-Conveyance Systems\D1010 - Elevator\Elevator,Hydraulic,Pass/Freight - ELE | EQ-1004971
01-G1 | 01-G1 Berkeley Courthouse | 01-G1-B2010-100-BLD01 | Building Structure - BLD01 | NA | NA | NA | OM00001318 |  | NA | NA | NA | NA | NA | NA | NA | NA | NA | NA | NA | \Classifications\Building System Class\B20-General Building Exterior\B2010 - Exterior Walls\Building - BLD | EQ-1007238
01-G1 | 01-G1 Berkeley Courthouse | 01-G1-B3010-100-RUF01 | Roof - RUF01 | NA | NA | NA | OM00001317 |  | NA | NA | NA | NA | NA | NA | NA | NA | NA | NA | NA | \Classifications\Building System Class\B30-Roofing\B3010 - Roof Types\Roof - RUF | EQ-1007415
01-G1 | 01-G1 Berkeley Courthouse | 01-G1-D1013-310-WCL01 | Wheelchair Lift - WCL01 | Lift-U | DNA | DNA | OM00005189 | State ID# 156962 | Courtroom 201 | NA | NA | NA | 1 | 110 | DNA | Electric | 1 | NA | NA | \Classifications\Building System Class\D10-Conveyance Systems\D1010 - Elevator\Wheelchair Lift - WCL | 1008572
01-G1 | 01-G1 Berkeley Courthouse | 01-G1-D1013-310-WCL02 | Wheelchair Lift - WCL02 | Lift-U | DNA | DNA | OM00005190 | State ID# 156961 | Courtroom 202 | NA | NA | NA | 1 | 110 | DNA | Electric | 1 | NA | NA | \Classifications\Building System Class\D10-Conveyance Systems\D1010 - Elevator\Wheelchair Lift - WCL | 1008573
01-G1 | 01-G1 Berkeley Courthouse | 01-G1-D2022-260-HWG01 | Domestic Hot Water Heater HWG01 75 Gal. | Brad White | AE4630155 | M2XR75S6BN10 | OM00004624 |  | Mechanical room | NA | NA | NA | NA | 110 | DNA | Natural gas | 1 | NA | 76,000 | \Classifications\Building System Class\D20-Plumbing\D2020 - Domestic Water\Domestic Water Heater, Gas - HWG | 1008574
01-G1 | 01-G1 Berkeley Courthouse | 01-G1-D2023-310-HWP01 | Domestic Hot Water Circulating Pump - HWP01 | Laino | 5624988 | SM-303-BTW | OM00001352 |  | Mechanical room | NA | NA | NA | DNA | 110 | 0.3 | Electric | 1 | NA | NA | \Classifications\Building System Class\D20-Plumbing\D2020 - Domestic Water\Domestic Hot Water Circulating Pump - HWP | 1008575
01-G1 | 01-G1 Berkeley Courthouse | 01-G1-D2040-100-PSU01 | Sump Pump - PSU01 | DNA | DNA | DNA | OM00001357 |  | Basement | NA | NA | NA | DNA | 110 | DNA | Electric | 1 | NA | NA | \Classifications\Building System Class\D20-Plumbing\D2040 - Rain Drain\Sump Pump - PSU | 1008576
01-G1 | 01-G1 Berkeley Courthouse | 01-G1-D3050-210-PKU03 | Roof Top Package Unit PKU03 | Trane | 418101538L | YHC092A3RLA1CDOB1000A000 D | OM00004627 | NC-03010-AC-0003 | Roof | AX35 | 2X20X25 (4) | R-22 | DNA | 208-230 | 38.1 | Electric and natural gas | 3 | NA | NA | \Classifications\Building System Class\D30-HVAC Systems\D3050 - Package SYS\Package Unit - PKU | 1008577
01-G1 | 01-G1 Berkeley Courthouse | 01-G1-D3068-100-BAS01 | Building Automation System - BAS01 | Itronics | DNA | I-NET | OM00001349 |  | IT Room | NA | NA | NA | NA | 110 | DNA | Electric | 1 | NA | NA | \Classifications\Building System Class\D30-HVAC Systems\D3060 - Control & Inst Air\Building Automation System - BAS | 1008578
01-G1 | 01-G1 Berkeley Courthouse | 01-G1-D2023-100-BFP01 | Backflow Preventer - BFP01 Domestic Water | Watts | 44325 | M1 QT | OM00001353 | Account# 2962286 Device ID#36904 | Front of Building | NA | NA | NA | NA | NA | NA | NA | NA | NA | NA | \Classifications\Building System Class\D20-Plumbing\D2020 - Domestic Water\Backflow Preventer - BFP | 1008579
01-G1 | 01-G1 Berkeley Courthouse | 01-G1-D2023-100-BFP02 | Backflow Preventer - BFP02 Domestic Water | Watts | 44321 | M1 QT | OM00001354 | Account# 2962286 Device ID# 36903 | Front of Building | NA | NA | NA | NA | NA | NA | NA | NA | NA | NA | \Classifications\Building System Class\D20-Plumbing\D2020 - Domestic Water\Backflow Preventer - BFP | 1008580
01-G1 | 01-G1 Berkeley Courthouse | 01-G1-D2023-100-BFP03 | Backflow Preventer - BFP03 Irrigation | Febco | J000246 | LF825Y | OM00001355 | MJB 23542 | Front of Building | NA | NA | NA | NA | NA | NA | NA | NA | NA | NA | \Classifications\Building System Class\D20-Plumbing\D2020 - Domestic Water\Backflow Preventer - BFP | 1008581
01-G1 | 01-G1 Berkeley Courthouse | 01-G1-D2023-100-BFP04 | Backflow Preventer - BFP04 Domestic Hot Water | Wilkins Zurn | 175.1530 | 975XL | OM00001356 |  | Mechanical room | NA | NA | NA | NA | NA | NA | NA | NA | NA | NA | \Classifications\Building System Class\D20-Plumbing\D2020 - Domestic Water\Backflow Preventer - BFP | 1008582
01-G1 | 01-G1 Berkeley Courthouse | 01-G1-D4010-150-FMS01 | System Extinguishing,Wet Pipe - FMS01 | Cosco | DNA | DNA | OM00005127 |  | Near Public Elevator | NA | NA | NA | NA | NA | NA | NA | NA | NA | NA | \Classifications\Building System Class\D40-Fire Protection SYS\D4010 - Sprinkler SYS\Fire Systems, stand pipes - FMS | 1008583
01-G1 | 01-G1 Berkeley Courthouse | 01-G1-D4024-100-FHS01 | Other Stand Pipe and Hose Systems-FHS01 | DNA | DNA | DNA | OM00001339 |  | Front of Building | NA | NA | NA | NA | NA | NA | NA | NA | NA | NA | \Classifications\Building System Class\D40-Fire Protection SYS\D4020 - Stand Pipe\Other Stand Pipe Hose Systems - FHS | 1008584
01-G1 | 01-G1 Berkeley Courthouse | 01-G1-D5010-200-ESD01 | Main Electrical Panel - SBR01 | Siemens | E-547459 | SB3 REV.A | OM00001348 |  | Main Electrical Room | NA | NA | NA | NA | 208/120 | 800 | Electric | 3 | NA | NA | \Classifications\Building System Class\D50-Electrical SYS\D5010 - Elec Service & Dist\Electical Service and Distribution - ESD | 1008586
01-G1 | 01-G1 Berkeley Courthouse | 01-G1-D5037-710-FAP01 | Fire Alarm Panel - FAP01 | Fire-Lite | DNA | MS9600 | OM00005126 |  | IT Room | NA | NA | NA | NA | 110 | DNA | Electric | 1 | NA | NA | \Classifications\Building System Class\D50-Electrical SYS\D5030 - Comm & Security\Fire Alarm Panel - FAP | 1008587
01-G1 | 01-G1 Berkeley Courthouse | 01-G1-D5038-810-ITA01 | Intrusion Alarm - ITA01 | Bosch | DNA | DNA | OM00001350 |  | Mechanical room | NA | NA | NA | NA | 110 | DNA | Electric | 1 | NA | NA | \Classifications\Building System Class\D50-Electrical SYS\D5030 - Comm & Security\Intrusion Alarm - ITA | 1008588
01-G1 | 01-G1 Berkeley Courthouse | 01-G1-D5092-250-EML24 | Emergency And Exit Lighting - EML24 | Isolite | NA | NA | OM00001310 |  | NA | NA | NA | NA | NA | 110 | DNA | Electric | 1 | NA | NA | \Classifications\Building System Class\D50-Electrical SYS\D5090 - Elec SYS\Emergency And Exit Lighting - EML | 1008589
01-G1 | 01-G1 Berkeley Courthouse | 01-G1-D5010-110-EMT01 | Electric Meter Readings - EMT01 | Schulmberger | DNA | DNA | OM00001311 |  | Main Electrical Room | NA | NA | NA | NA | 208/120 | 800 | Electric | 3 | NA | NA | \Classifications\Building System Class\D50-Electrical SYS\D5010 - Elec Service & Dist\Electric Meter Readings - EMT | 1008590
01-G1 | 01-G1 Berkeley Courthouse | 01-G1-D3012-120-GMR01 | Gas Meter Readings - GMR01 | Schulmberger | 52725530 | 1000A | OM00001312 |  | Rear of Building | NA | NA | NA | NA | NA | NA | Gas | NA | NA | NA | \Classifications\Building System Class\D30-HVAC Systems\D3010 - Energy Supply\Gas Meter Readings - GMR | 1008591
01-G1 | 01-G1 Berkeley Courthouse | 01-G1-D2020-130-WMR01 | Water Meter Readings - WMR01 | NA | DNA | DNA | OM00001313 |  | Front of Building | NA | NA | NA | NA | NA | NA | NA | NA | NA | NA | \Classifications\Building System Class\D20-Plumbing\D2020 - Domestic Water\Water Meter Readings - WMR | 1008592
01-G1 | 01-G1 Berkeley Courthouse | 01-G1-D5092-250-ELT01 | Exterior Lighting - ELT01 | NA | NA | NA | OM00001315 |  | Surrounding the Building | NA | NA | NA | NA | 110 | DNA | Electric | DNA | NA | NA | \Classifications\Building System Class\D50-Electrical SYS\D5090 - Elec SYS\Exterior Lighting - ELT | 1008593
01-G1 | 01-G1 Berkeley Courthouse | 01-G1-G2049-300-HSC01 | Hardscape - HSC01 | NA | NA | NA | OM00001316 |  | Rear of Building | NA | NA | NA | NA | NA | NA | NA | NA | NA | NA | \Classifications\Building System Class\G20-Other Systems\G2040 - Site Development\Hardscape - HSC | 1008594
01-H1 | 01-H1 Fremont Hall of Justice | 01-H1-D3031-140-CLR01 | Chiller,Air Cooled - CLR01 | Trane | U98G01884 | RTAA1304XP01A3DIB | OM00004520 |  | Floor 4, Outside on roof | NA | NA | R-22 | NA | 480 | 244 | ELECTRIC | 3 | NA | NA | \Classifications\Building System Class\D30-HVAC Systems\D3030 - Cooling SYS\Chiller, Air Cooled - CLR | EQ-1003175
01-H1 | 01-H1 Fremont Hall of Justice | 01-H1-D3031-140-CLR02 | Chiller,Air Cooled - CLR02 | Trane | U00B06088 | RTAA1304XT01A3D1BDFN | OM00004522 |  | Floor 4, Outside on roof | NA | NA | R-22 | NA | 480 | 244 | ELECTRIC | 3 | NA | NA | \Classifications\Building System Class\D30-HVAC Systems\D3030 - Cooling SYS\Chiller, Air Cooled - CLR | EQ-1003176
01-H1 | 01-H1 Fremont Hall of Justice | 01-H1-D3041-110-AHU01 | Air Handling Unit - AHU01 | Trane | U77D00738 | CF-24-A-2-SW-3-CCW-UB-S-X | OM00004659 |  | 2nd floor Fan room 2A | BP-99 / A-75 | 3-12" X 24" X 2", 3-24" X 24"X2" | NA | 10 1.5 | 480 | 13.5,2.5 | ELECTRIC | 3 | NA | NA | \Classifications\Building System Class\D30-HVAC Systems\D3040 - Distribution SYS\Air Handling Unit - AHU | EQ-1003177
01-H1 | 01-H1 Fremont Hall of Justice | 01-H1-D3041-110-AHU02 | Air Handling Unit - AHU02 | Trane | U77D00739 | CF-27-A-2-SW-3-CW-TAU-S-X | OM00004657 |  | 2nd floor Fan room 2B | B-105 / AX-78 | 3-12" X 24" X 2", 3-24" X 24"X2" | NA | 10 1.5 | 480 | 13.5,2.5 | ELECTRIC | 3 | NA | NA | \Classifications\Building System Class\D30-HVAC Systems\D3040 - Distribution SYS\Air Handling Unit - AHU | EQ-1003178
01-H1 | 01-H1 Fremont Hall of Justice | 01-H1-D3041-110-AHU03 | Air Handling Unit - AHU03 | Trane | U77D00740 | CF-27-A-2-SW-3-CCW-TAU-S-X | OM00004653 |  | 2nd floor Fan room 2C | B-105 / A-68 | 4-12" X 24" X 2", 4-24" X 24"X2" | NA | 10 2 | 480 | 13.5, 3 | ELECTRIC | 3 | NA | NA | \Classifications\Building System Class\D30-HVAC Systems\D3040 - Distribution SYS\Air Handling Unit - AHU | EQ-1003179
01-H1 | 01-H1 Fremont Hall of Justice | 01-H1-D3041-110-AHU04 | Air Handling Unit - AHU04 | Trane | U77A48173 | CF-27-A-2-SW-3-CW-TAU-S-X | OM00004667 |  | 2nd floor Fan room 2D | B-105 A-70 | 3-12" X 24" X 2", 3-24" X 24"X2" | NA | 10 1.5 | 480 | 13.5,2.5 | ELECTRIC | 3 | NA | NA | \Classifications\Building System Class\D30-HVAC Systems\D3040 - Distribution SYS\Air Handling Unit - AHU | EQ-1003180
01-H1 | 01-H1 Fremont Hall of Justice | 01-H1-D3041-110-AHU05 | Air Handling Unit - AHU05 | Trane | U77A48174 | CF-24-A-2-SW-3-CW-UB-S-X | OM00004536 |  | Outside on roof stand alone room containing 2 AH's | B-97 /A-66 | 4-12"" X 24"" 2-24"" X 24"" | NA | 7.5 1.5 | 480 | 20.4/10.2 5/2.5 | ELECTRIC | 3 | NA | NA | \Classifications\Building System Class\D30-HVAC Systems\D3040 - Distribution SYS\Air Handling Unit - AHU | EQ-1003181
01-H1 | 01-H1 Fremont Hall of Justice | 01-H1-D3041-110-AHU06 | Air Handling Unit - AHU06 | Trane | U77A48175 | CF-24-A-2-SW-3-CW-UB-S-X | OM00004535 |  | Outside on roof stand alone room containing 2 AH's | B-97 /A-66 | 4-12"" X 24"" 2-24"" X 24"" | NA | 7.5 1.5 | 480 | 20.4/10.2 5/2.5 | ELECTRIC | 3 | NA | NA | \Classifications\Building System Class\D30-HVAC Systems\D3040 - Distribution SYS\Air Handling Unit - AHU | EQ-1003182
01-H1 | 01-H1 Fremont Hall of Justice | 01-H1-D3041-110-AHU07 | Air Handling Unit - AHU07 | Trane | U77A48092 | CF-24-A-2-SW-3-CW-UB-S-X | OM00004526 |  | Outside on roof stand alone room containing 2 AH's | B-97 /A-66 | 4-12"" X 24"" 2-24"" X 24"" | NA | 7.5 1.5 | 480 | 20.4/10.2 5/2.5 | ELECTRIC | 3 | NA | NA | \Classifications\Building System Class\D30-HVAC Systems\D3040 - Distribution SYS\Air Handling Unit - AHU | EQ-1003183
01-H1 | 01-H1 Fremont Hall of Justice | 01-H1-D3041-110-AHU08 | Air Handling Unit - AHU08 | Trane | U77A48093 | CF-24-A-2-SW-3-CW-UB-S-X | OM00004525 |  | Outside on roof stand alone room containing 2 AH's | B-97 /A-66 | 4-12"" X 24"" 2-24"" X 24"" | NA | 7.5 2 | 480 | 20.4/10.2 6/3 | ELECTRIC | 3 | NA | NA | \Classifications\Building System Class\D30-HVAC Systems\D3040 - Distribution SYS\Air Handling Unit - AHU | EQ-1003184
01-H1 | 01-H1 Fremont Hall of Justice | 01-H1-D3041-110-AHU09 | Air Handling Unit - AHU09 | Trane Centrifugal | U77A47950 | CF-20-A-2-SW-9-CCW-UB-S-X | OM00004530 |  | Outside on roof stand alone room containing 2 AH's | BP-51 / A-64 | 3-12"" X 24"" 2-24"" X 24"" | NA | 7.5 2 | 480 | 20.4/10.2 6/3 | ELECTRIC | 3 | NA | NA | \Classifications\Building System Class\D30-HVAC Systems\D3040 - Distribution SYS\Air Handling Unit - AHU | EQ-1003185
01-H1 | 01-H1 Fremont Hall of Justice | 01-H1-D3041-110-AHU10 | Air Handling Unit - AHU10 | Trane Centrifugal | U77A47951 | CF-20-A-2-SW-9-CW-UB-S-X | OM00004531 |  | Outside on roof stand alone room containing 2 AH's | BP-51 / A-64 | 3-12"" X 24"" 2-24"" X 24"" | NA | 7.5 2 | 480 | 20.4/10.2 5/2.5 | ELECTRIC | 3 | NA | NA | \Classifications\Building System Class\D30-HVAC Systems\D3040 - Distribution SYS\Air Handling Unit - AHU | EQ-1003186
01-H1 | 01-H1 Fremont Hall of Justice | 01-H1-D3041-110-AHU11 | Air Handling Unit - AHU11 | Trane Centrifugal | U77A47952 | CF-22-A-2-SW-9-CCW-UB-S-X | OM00004539 |  | Outside on roof stand alone room containing 2 AH's | BP-51 / A-64 | 3-12"" X 24"" 2-24"" X 24"" | NA | 7.5 1.5 | 480 | 20.4/10.2 6/3 | ELECTRIC | 3 | NA | NA | \Classifications\Building System Class\D30-HVAC Systems\D3040 - Distribution SYS\Air Handling Unit - AHU | EQ-1003187
01-H1 | 01-H1 Fremont Hall of Justice | 01-H1-D3041-110-AHU12 | Air Handling Unit - AHU12 | Trane Centrifugal | U77A47953 | CF-22-A-2-SW-9-CW-UB-S-X | OM00004540 |  | Outside on roof stand alone room containing 2 AH's | B-48 / A-60 | 3-12"" X 24"" 2-24"" X 24"" | NA | 7.5 1 | 480 | 20.4/10.2 3.1/1/8 | ELECTRIC | 3 | NA | NA | \Classifications\Building System Class\D30-HVAC Systems\D3040 - Distribution SYS\Air Handling Unit - AHU | EQ-1003188
01-H1 | 01-H1 Fremont Hall of Justice | 01-H1-D3041-110-AHU13 | Air Handling Unit - AHU13 | Trane | U77A48094 | CF-24-A-2-SW-3-CW-UB-S-X | OM00004541 |  | Room off Air compressor room | B-99 / A60 | 3-12"" X 24"" 2-24"" X 24"" | NA | 10 1.5 | 480 | 26/13-5/2.5 | ELECTRIC | 3 | NA | NA | \Classifications\Building System Class\D30-HVAC Systems\D3040 - Distribution SYS\Air Handling Unit - AHU | EQ-1003189
01-H1 | 01-H1 Fremont Hall of Justice | 01-H1-D3031-100-PCH01 | Chilled Water Pump - PCH01 | PACO | DNA | 11-25957-133C01 | OM00004583 |  | Boiler room near shop Floor 4 | NA | NA | NA | 7.5 | 480 | 9.7 | ELECTRIC | 3 | NA | NA | \Classifications\Building System Class\D30-HVAC Systems\D3030 - Cooling SYS\Chilled Water Pump - PCH | EQ-1003190
01-H1 | 01-H1 Fremont Hall of Justice | 01-H1-D3031-100-PCH02 | Chilled Water Pump - PCH02 | PACO | DNA | 11-25957-133C01 | OM00004584 |  | Boiler room near shop Floor 4 | NA | NA | NA | 7.5 | 480 | 9.7 | ELECTRIC | 3 | NA | NA | \Classifications\Building System Class\D30-HVAC Systems\D3030 - Cooling SYS\Chilled Water Pump - PCH | EQ-1003191
01-H1 | 01-H1 Fremont Hall of Justice | 01-H1-D3090-114-CMP04 | Control Air Compressor - CMP04 | Chicago Pneumatic | HDP250571 | RCP10123D4 | OM00019585 | 85 | Floor 4, Air Compressor room | B-75 | NA | NA | 10 | 240 | 14/7 | ELECTRIC | 3 | NA | NA | \Classifications\Building System Class\D30-HVAC Systems\D3090 - Other HVAC Systems and Equipment\Air Compressor - CMP | EQ-1003194
01-H1 | 01-H1 Fremont Hall of Justice | 01-H1-D5092-210-GEN01 | Emergency Standby Generator - GEN01 | Kohler | 482095 | 100RO271 | OM00004517 | Permit # B1000 | Floor 4, Boiler Room | NA | NA | NA | 180 | 480 | NA | Diesel | 3 | NA | NA | \Classifications\Building System Class\D50-Electrical SYS\D5090 - Elec SYS\Emergency Generator - GEN | EQ-1003196
01-H1 | 01-H1 Fremont Hall of Justice | 01-H1-D3031-100-PCH03 | Chilled Water Pump - PCH03 | PACO | DNA | 11-25957-133C01 | OM00004813 |  | Boiler room near shop Floor 4 | NA | NA | NA | 7.50 | 480 | 9.7 | Electric | 3 | NA | NA | \Classifications\Building System Class\D30-HVAC Systems\D3030 - Cooling SYS\Chilled Water Pump - PCH | EQ-1003203
01-H1 | 01-H1 Fremont Hall of Justice | 01-H1-D3031-100-PCH04 | Chilled Water Pump - PCH04 | Pacific Pumping Company | DNA | DNA | OM00004814 |  | Boiler room near shop Floor 4 | NA | NA | NA | 7.50 | 480 | 9.7 | Electric | 3 | NA | NA | \Classifications\Building System Class\D30-HVAC Systems\D3030 - Cooling SYS\Chilled Water Pump - PCH | EQ-1003204
01-H1 | 01-H1 Fremont Hall of Justice | 01-H1-D1010-100-ELE01 | Elevator,Hydraulic,Pass/Freight -Public ELE01 | MONTGOMERY | 64310 | 451H | OM00004991 | State ID# 064310 | Elevator Mechanical Room | 4-5L710 | NA | NA | 50 | 480 | DNA | ELECTRIC | 3 | NA | NA | \Classifications\Building System Class\D10-Conveyance Systems\D1010 - Elevator\Elevator,Electric,Pass/Freight - ELE | EQ-1004972
01-H1 | 01-H1 Fremont Hall of Justice | 01-H1-D1010-100-ELE02 | Elevator,Hydraulic,Pass/Freight -Public ELE02 | MONTGOMERY | 64311 | 451H | OM00004990 | State ID# 064311¦ Elevator Pub E | Elevator Mechanical Room | 4-5L710 | NA | NA | 50 | 480 | DNA | Hydraulic | 3 | NA | NA | \Classifications\Building System Class\D10-Conveyance Systems\D1010 - Elevator\Elevator,Hydraulic,Pass/Freight - ELE | EQ-1004973
01-H1 | 01-H1 Fremont Hall of Justice | 01-H1-D1010-100-ELE03 | Elevator,Hydraulic,Pass/Freight - ELE03, Judge | MONTGOMERY | 64312 | 431N | OM00005041 | State ID# 064312¦ Elevator - Judge | Elevator Mechanical Room | 4-3583VX560 | NA | NA | 25 | 480 | 62/31 | Hydraulic | 3 | NA | NA | \Classifications\Building System Class\D10-Conveyance Systems\D1010 - Elevator\Elevator,Hydraulic,Pass/Freight - ELE | EQ-1004974
01-H1 | 01-H1 Fremont Hall of Justice | 01-H1-D1010-100-ELE04 | Elevator,Hydraulic,Pass/Freight -Inmate ELE04 | MONTGOMERY | 64313 | 431N | OM00004992 | State ID# 064313¦ Elevator - Jail | Elevator Mechanical Room | 4-3583VX560 | NA | NA | 25 | 480 | 62/31 | Hydraulic | 3 | NA | NA | \Classifications\Building System Class\D10-Conveyance Systems\D1010 - Elevator\Elevator,Hydraulic,Pass/Freight - ELE | EQ-1004975
01-H1 | 01-H1 Fremont Hall of Justice | 01-H1-D2017-100-SHW01 | Eye Washes & Emergency Showers - SHW01 | Bradley | DNA | 114-052 | OM00005197 |  | 4th Floor, boiler room | NA | NA | NA | DNA | NA | NA | NA | NA | NA | NA | \Classifications\Building System Class\D20-Plumbing\D2010 - Plumb Fix\Showers - SHW | EQ-1004976
01-H1 | 01-H1 Fremont Hall of Justice | 01-H1-D4031-100-FEX52 | Fire Extinguisher (52) | Badger | NA | ABC | OM00005232 |  | bldg | NA | NA | NA | NA | NA | NA | NA | NA | NA | NA | \Classifications\Building System Class\D40-Fire Protection SYS\D4030 - FIRE SPEC\Fire Extinguisher - FEX | EQ-1004977
01-H1 | 01-H1 Fremont Hall of Justice | 01-H1-D3050-250-ACU01 | Air Conditioning,Split System - ACU01 | Trane | L312X9EAE | TTR030C100A2 | OM00004815 |  | Roof Floor 4 | NA | NA | R-22 | DNA | 240 | 20 | ELECTRIC | 2 | NA | NA | \Classifications\Building System Class\D30-HVAC Systems\D3050 - Package SYS\Air Conditioning,Split System - ACU | EQ-1004978
01-H1 | 01-H1 Fremont Hall of Justice | 01-H1-B2010-100-BLD01 | Building Structure | NA | NA | NA | OM00032382 |  | NA | NA | NA | NA | NA | NA | NA | NA | NA | NA | NA | \Classifications\Building System Class\B20-General Building Exterior\B2010 - Exterior Walls\Building - BLD | EQ-1007239
01-H1 | 01-H1 Fremont Hall of Justice | 01-H1-B2034-400-DOH01 | Door,Overhead,Roll-up,Electric - DOH01 | Cookson Company | DNA | ABCC33 | OM00019554 |  | Traffic Department | NA | NA | NA | DNA | DNA | 5.1-4.8/2.4 | Electric | 3 | NA | NA | \Classifications\Building System Class\B20-General Building Exterior\B2030 - Exterior Doors\Door,Overhead-Shutter,Manual,Elec,Roll-up - DOH | 1008097
01-H1 | 01-H1 Fremont Hall of Justice | 01-H1-B2034-400-DOH02 | Door,Overhead,Roll-up,Electric - DOH02 | Cookson Company | DNA | ABCC33 | OM00019555 |  | Traffic Department | NA | NA | NA | DNA | DNA | 5.1-4./2.4 | Electric | 3 | NA | NA | \Classifications\Building System Class\B20-General Building Exterior\B2030 - Exterior Doors\Door,Overhead-Shutter,Manual,Elec,Roll-up - DOH | 1008098
01-H1 | 01-H1 Fremont Hall of Justice | 01-H1-B2034-400-DOH03 | Door,Overhead,Roll-up,Electric - DOH03 | Cookson Company | DNA | ABCC33 | OM00019556 |  | Traffic Department | NA | NA | NA | DNA | DNA | DNA | Electric | 3 | NA | NA | \Classifications\Building System Class\B20-General Building Exterior\B2030 - Exterior Doors\Door,Overhead-Shutter,Manual,Elec,Roll-up - DOH | 1008099
01-H1 | 01-H1 Fremont Hall of Justice | 01-H1-B2034-400-DOH04 | Door,Overhead,Roll-up,Electric - DOH04 | Overhead Door Corp. | 867884-1 | NA | OM00019568 |  | Sally Port | NA | NA | NA | NA | NA | DNA | Electric | 3 | NA | NA | \Classifications\Building System Class\B20-General Building Exterior\B2030 - Exterior Doors\Door,Overhead-Shutter,Manual,Elec,Roll-up - DOH | 1008100
01-H1 | 01-H1 Fremont Hall of Justice | 01-H1-B2034-400-DOH05 | Door,Overhead,Roll-up,Electric - DOH05 | Overhead Door Corp. | 250603-1 | NA | OM00019569 |  | Sally Port | NA | NA | NA | NA | DNA | DNA | Electric | 3 | NA | NA | \Classifications\Building System Class\B20-General Building Exterior\B2030 - Exterior Doors\Door,Overhead-Shutter,Manual,Elec,Roll-up - DOH | 1008101
01-H1 | 01-H1 Fremont Hall of Justice | 01-H1-B2034-400-DOH06 | Door,Overhead,Roll-up,Electric - DOH06 | Pacific Rolling Door | 401921 | DNA | OM00019558 |  | Family Law Interior | NA | NA | NA | DNA | DNA | DNA | Electric | 3 | NA | NA | \Classifications\Building System Class\B20-General Building Exterior\B2030 - Exterior Doors\Door,Overhead-Shutter,Manual,Elec,Roll-up - DOH | 1008102
01-H1 | 01-H1 Fremont Hall of Justice | 01-H1-B2034-400-DOH08 | Door,Overhead,Roll-up,Electric - DOH08 | Cookson Company | DNA | DNA | OM00019559 |  | Sherriffs Office | NA | NA | NA | DNA | DNA | 5.1-4./2.4 | Electric | 3 | NA | NA | \Classifications\Building System Class\B20-General Building Exterior\B2030 - Exterior Doors\Door,Overhead-Shutter,Manual,Elec,Roll-up - DOH | 1008104
01-H1 | 01-H1 Fremont Hall of Justice | 01-H1-B2034-400-DOH09 | Door,Overhead,Roll-up,Electric - DOH09 | Cookson Company | DNA | DNA | OM00019560 |  | Financial Hearing Hallway | NA | NA | NA | DNA | DNA | 5.1-4./2.4 | Electric | 3 | NA | NA | \Classifications\Building System Class\B20-General Building Exterior\B2030 - Exterior Doors\Door,Overhead-Shutter,Manual,Elec,Roll-up - DOH | 1008105
01-H1 | 01-H1 Fremont Hall of Justice | 01-H1-B2034-400-DOH10 | Door,Overhead,Manual - DOH | Cookson Company | NA | ABCC33 | OM00019561 |  | Snack Bar | NA | NA | NA | NA | NA | NA | NA | 3 | NA | NA | \Classifications\Building System Class\B20-General Building Exterior\B2030 - Exterior Doors\Door,Overhead-Shutter,Manual,Elec,Roll-up - DOH | 1008106
01-H1 | 01-H1 Fremont Hall of Justice | 01-H1-B2033-120-DOR01 | Door,Sliding,Electric - DOR01 | NA | NA | NA | OM00019570 |  | Sheriffs Holding Cells | NA | NA | NA | NA | NA | DNA | Electric | 2 | NA | NA | \Classifications\Building System Class\B20-General Building Exterior\B2030 - Exterior Doors\Door,Automatic-Sliding,Revolving - DOR | 1008107
01-H1 | 01-H1 Fremont Hall of Justice | 01-H1-B3010-100-RUF01 | Roof - RUF | NA | NA | NA | OM00019576 |  | Roof | NA | NA | NA | NA | NA | NA | NA | NA | NA | NA | \Classifications\Building System Class\B30-Roofing\B3010 - Roof Types\Roof - RUF | 1008108
01-H1 | 01-H1 Fremont Hall of Justice | 01-H1-C1020-110-FRD01 | Fire Doors, Won - FRD01 | Weyerhaeuser | NA | NA | OM00019566 |  | Screening Station | NA | NA | NA | NA | NA | DNA | Electric | 1 | NA | NA | \Classifications\Building System Class\C10-General Building Interior\C1020 - Fire Doors\Fire Doors - FRD | 1008109
01-H1 | 01-H1 Fremont Hall of Justice | 01-H1-C1020-110-FRD02 | Fire Doors, Won - FRD02 | Weyerhaeuser | NA | NA | OM00019567 |  | Screening Station | NA | NA | NA | NA | NA | DNA | Electric | 1 | NA | NA | \Classifications\Building System Class\C10-General Building Interior\C1020 - Fire Doors\Fire Doors - FRD | 1008110
01-H1 | 01-H1 Fremont Hall of Justice | 01-H1-D2023-310-HWP01 | Domestic Hot Water Circulating Pump - PHW02 | Taco | DNA | 009-BF5-3 | OM00019584 |  | Air Compressor room | NA | NA | NA | 1/8 | 110 | 1.4 | Electric | 1 | NA | NA | \Classifications\Building System Class\D20-Plumbing\D2020 - Domestic Water\Domestic Hot Water Circulating Pump - HWP | 1008115
01-H1 | 01-H1 Fremont Hall of Justice | 01-H1-G3060-320-DFP01 | Diesel Fuel Transfer Pump - DFP | Westinghouse | NA | NA | OM00019583 |  | Boiler Room | NA | NA | NA | NA | NA | DNA | Electric | 2 | NA | NA | \Classifications\Building System Class\G30-Site Mechanical Utilities\G3060 - Fuel Distribution\Pump, Fuel, Diesel Fuel Transfer Pump - DFP | 1008117
01-H1 | 01-H1 Fremont Hall of Justice | 01-H1-D3068-100-BAS02 | Building Automation System - BAS | Schneider Electric | E0-69-95-E2-EF-7F | VISTA 5.16 | OM00019564 |  | Building Engineering Office | NA | NA | NA | NA | NA | DNA | Electric | 1 | NA | NA | \Classifications\Building System Class\D30-HVAC Systems\D3060 - Control & Inst Air\Building Automation System - BAS | 1008118
01-H1 | 01-H1 Fremont Hall of Justice | 01-H1-D2023-100-BFP01 | Backflow Preventer - BFP01 Domestic Main Alameda County Water District performs testing on this backflow | Conbraco | N4399 | 4020002 | OM00019572 | ID#:1 | East Side of Building | NA | NA | NA | NA | NA | NA | NA | NA | NA | NA | \Classifications\Building System Class\D20-Plumbing\D2020 - Domestic Water\Backflow Preventer - BFP | 1008119
01-H1 | 01-H1 Fremont Hall of Justice | 01-H1-D4024-100-FHS16 | Other Stand Pipe and Hose Systems-FHS16 | DNA | DNA | DNA | OM00019575 |  | Throughout Building | NA | NA | NA | NA | NA | NA | NA | NA | NA | NA | \Classifications\Building System Class\D40-Fire Protection SYS\D4020 - Stand Pipe\Other Stand Pipe Hose Systems - FHS | 1008120
01-H1 | 01-H1 Fremont Hall of Justice | 01-H1-D5010-234-ATS01 | Automatic Transfer Switch - ATS | Kohler | A292070 | 62E5334 | OM00019574 |  | Floor 4, Boiler Room | NA | NA | NA | NA | 480/277 | 225 | Electric | 3 | NA | NA | \Classifications\Building System Class\D50-Electrical SYS\D5010 - Elec Service & Dist\Automatic Transfer Switch - ATS | 1008122
01-H1 | 01-H1 Fremont Hall of Justice | 01-H1-D5037-710-FAP01 | Fire Alarm Panel - FAP01 | Edwards System Technology | DNA | EST 2 | OM00019573 |  | Sherriffs Monitoring Station | NA | NA | NA | NA | 110 | DNA | Electric | 1 | NA | NA | \Classifications\Building System Class\D50-Electrical SYS\D5030 - Comm & Security\Fire Alarm Panel - FAP | 1008123
01-H1 | 01-H1 Fremont Hall of Justice | 01-H1-G3063-100-AST01 | Fuel Storage, above ground - FSA | Containment Solutions | 49310 | LP.1.000 | OM00019580 |  | South Side of Building | NA | NA | NA | DNA | NA | DNA | Diesel | NA | NA | NA | \Classifications\Building System Class\G30-Site Mechanical Utilities\G3060 - Fuel Distribution\Tank, Fuel Storage, Above Ground - AST | 1008124
01-H1 | 01-H1 Fremont Hall of Justice | 01-H1-D5092-250-EML91 | Emergency And Exit Lighting - EML91 | Technical Consumer Products | NA | NA | OM00019563 |  | Throughout Building | NA | NA | NA | NA | 277 | DNA | Electric | 1 | NA | NA | \Classifications\Building System Class\D50-Electrical SYS\D5090 - Elec SYS\Emergency And Exit Lighting - EML | 1008125
01-H1 | 01-H1 Fremont Hall of Justice | 01-H1-D5010-110-EMT01 | Electric Meter Readings - EMT01 | GE | P77922 | GEkV2c | OM00019581 |  | Main Electrical Room | NA | NA | NA | NA | 480 | DNA | Electric | 3 | NA | NA | \Classifications\Building System Class\D50-Electrical SYS\D5010 - Elec Service & Dist\Electric Meter Readings - EMT | 1008126
01-H1 | 01-H1 Fremont Hall of Justice | 01-H1-D3012-120-GMR01 | Gas Meter - GMR | American Meter Company | 42710481 | S-69 | OM00019579 |  | Gas Meter Area | NA | NA | NA | NA | NA | NA | NA | NA | NA | NA | \Classifications\Building System Class\D30-HVAC Systems\D3010 - Energy Supply\Gas Meter Readings - GMR | 1008127
01-H1 | 01-H1 Fremont Hall of Justice | 01-H1-D2020-130-WMR01 | Water Meter Readings - WMR01 | DNA | DNA | DNA | OM00019562 |  | DNA | NA | NA | NA | NA | NA | NA | NA | NA | NA | NA | \Classifications\Building System Class\D20-Plumbing\D2020 - Domestic Water\Water Meter Readings - WMR | 1008128
01-H1 | 01-H1 Fremont Hall of Justice | 01-H1-G2050-200-LSC01 | Landscaping - LSC01 | NA | NA | NA | OM00019577 |  | Exterior Lanscaping | NA | NA | NA | NA | NA | NA | NA | NA | NA | NA | \Classifications\Building System Class\G20-Other Systems\G2050 - Landscaping\Landscaping - LSC | 1008129
01-H1 | 01-H1 Fremont Hall of Justice | 01-H1-D5092-250-ELT64 | Exterior Lighting - ELT64 | NA | NA | NA | OM00019578 |  | Exterior Lighting | NA | NA | NA | NA | 277 | NA | Electric | 3 | NA | NA | \Classifications\Building System Class\D50-Electrical SYS\D5090 - Elec SYS\Exterior Lighting - ELT | 1008130
01-H1 | 01-H1 Fremont Hall of Justice | 01-H1-D5010-200-ESD01 | Main Electrical Panel - SBR01 | Westinghouse | SR13536IT.1 | NA | OM00019582 |  | Main Electrical Room | NA | NA | NA | NA | 480 | 2500 | Electric | 3 | NA | NA | \Classifications\Building System Class\D50-Electrical SYS\D5010 - Elec Service & Dist\Electical Service and Distribution - ESD | 1008131
01-H1 | 01-H1 Fremont Hall of Justice | 01-H1-D4010-150-FMS01 | System Extinguishing,Wet Pipe - FMS01 | Potter Roemer Inc. | DNA | DNA | OM00005239 |  | Main Public Hallway | NA | NA | NA | NA | NA | NA | NA | NA | NA | NA | \Classifications\Building System Class\D40-Fire Protection SYS\D4010 - Sprinkler SYS\Fire Systems, stand pipes - FMS | 1008132
01-H1 | 01-H1 Fremont Hall of Justice | 01-H1-D1092-120-PTS01 | Pneumatic Tube System -PTS | Koffler | P4287171 | 212 310 | OM00004521 |  | Air Compressor room | NA | NA | NA | 25 | 480 | 62/31 | Electric | 3 | NA | NA | \Classifications\Building System Class\D10-Conveyance Systems\D1090 - Other Conveyance Systems\Pneumatic Tube System -PTS | 1010125
01-H1 | 01-H1 Fremont Hall of Justice | 01-H1-D3041-160-FDP01 | Fire Dampers - FDP | DNA | DNA | DNA | OM00019565 |  | Throughout Building | NA | NA | NA | NA | 220 | NA | NA | NA | NA | NA | \Classifications\Building System Class\D30-HVAC Systems\D3040 - Distribution SYS\Fire Dampers - FDP | 1010126
01-H1 | 01-H1 Fremont Hall of Justice | 01-H1-D3050-250-ACU02 | Air Conditioning,Split System - ACU02 | York | EDJM247460 | H1RA048S06D | OM00004816 |  | Outside on roof east side | NA | NA | R-22 | DNA | 240 | 23.8 | Electric | 2 | NA | NA | \Classifications\Building System Class\D30-HVAC Systems\D3050 - Package SYS\Air Conditioning,Split System - ACU | 1010127
01-H1 | 01-H1 Fremont Hall of Justice | 01-H1-D3021-130-BLR03 | Boiler,Hot Water,Oil/Gas/Comb. - BLR03 | Raypak | 1310365842 | H7-2004A | OM00032573 |  | Floor 4, Boiler room near shop |  |  |  |  | 120 | 10 | Natural Gas | 1 | 1999000 | 1679160 | \Classifications\Building System Class\D30-HVAC Systems\D3020 - Heat SYS\Boiler,Hot Water,Oil/Gas/Comb. - BLR | 1016692
01-H1 | 01-H1 Fremont Hall of Justice | 01-H1-D3021-130-BLR04 | Boiler,Hot Water,Oil/Gas/Comb. - BLR04 | Raypak | 1310365843 | H7-2004A | OM00032574 |  | Floor 4, Boiler room near shop | NA | NA | NA | NA | 120 | 10 | Natural Gas | 1 | 1999000 | 1679160 | \Classifications\Building System Class\D30-HVAC Systems\D3020 - Heat SYS\Boiler,Hot Water,Oil/Gas/Comb. - BLR | 1016693
01-H1 | 01-H1 Fremont Hall of Justice | 01-H1-D3044-125-PHW03 | Hot Water Supply Pump Motor - PHW03 | Roldor-Reliance | F1309122320 | Super E Motor EM3218T | OM00032572 |  | Boiler room near shop Floor 4 | NA | NA | NA | 5 | 208-230/460 | 14-13.2/6.6 | Electric | 3 | NA | NA | \Classifications\Building System Class\D30-HVAC Systems\D3040 - Distribution SYS\Hot Water Pump - PHW | 1016694
01-H1 | 01-H1 Fremont Hall of Justice | 01-H1-D3044-125-PHW04 | Hot Water Supply Pump Motor - PHW04 | Roldor-Reliance | F1305142558 | Super E Motor EM3218T | OM00032571 |  | Boiler Room near shop Floor 4 | NA | NA | NA | 5 | 208-230/460 | 14-13.2/6.6 | Electric | 3 | NA | NA | \Classifications\Building System Class\D30-HVAC Systems\D3040 - Distribution SYS\Hot Water Pump - PHW | 1016695
01-J1 | 01-J1 New East County Hall of Justice | 01-J1-B2010-100-BLD01 | Building | NA | NA | NA | [13 empty] | \Classifications\Building System Class\B20-General Building Exterior\B2010 - Exterior Walls\Building - BLD | 1021725
01-J1 | 01-J1 New East County Hall of Justice | 01-J1-D2023-100-BFP01 | Backflow, Fire Main 6" for bypass 210068 | Watts | PA0781 | 757 6" DC | OM00044829 | Meter#: 17974955 Hazard ID: 1816004 | Fire Main for fire bypass 210068 NE of Bldg | NA | NA | NA | NA | NA | NA | NA | NA | NA | NA | \Classifications\Building System Class\D20-Plumbing\D2020 - Domestic Water\Backflow Preventer - BFP | 1021799
01-J1 | 01-J1 New East County Hall of Justice | 01-J1-D2023-100-BFP02 | Backflow, Fire bypass 3/4"for fire main PA0781 | Watts | 210068 | 007M3 3/4" DC | DNA | Meter#: 17974955 Hazard ID: 1816064 - 092459 | Fire bypass for fire main PA0781, NE of Bldg | NA | NA | NA | NA | NA | NA | NA | NA |  | NA | \Classifications\Building System Class\D20-Plumbing\D2020 - Domestic Water\Backflow Preventer - BFP | 1021800
01-J1 | 01-J1 New East County Hall of Justice | 01-J1-D2023-100-BFP03 | Backflow Preventor Water, 6" | Watts | PB2361 | 957 RP 6" | DNA | Meter#: 81871646 Hazard ID: 1816233 | 5151 Gleason Dr 1 of 2 | NA | NA | NA | NA | NA | NA | NA | NA | NA | NA | \Classifications\Building System Class\D20-Plumbing\D2020 - Domestic Water\Backflow Preventer - BFP | 1021801
01-J1 | 01-J1 New East County Hall of Justice | 01-J1-D3041-230-RFN02 | Return Fan - RFN02 | Huntair | 21434-03 | 20-95-145T-35x35x27-C6 | OM00044813 |  | Return Air | DNA | 24x24x2 Qty 50 | NA | 37.5 (15 Motors at 2.5HP) | 460 | 51 | Electric | 3 Ph, 60 Hz | NA | NA | \Classifications\Building System Class\D30-HVAC Systems\D3040 - Distribution SYS\Supply/Exhaust/Return fans- FAN | 1021809
01-J1 | 01-J1 New East County Hall of Justice | 01-J1-D3041-210-SFN01 | Supply Fan - SFN01 | Huntair | 21434-01 | 16-95-213T-37x38x28-C6 | OM00044546 |  | Return Air | DNA | 24x24x2 Qty 50 | NA | 135 (15 Motors at 9HP) | 460 | 139 | Electric | 3 Ph, 60 Hz | NA | NA | \Classifications\Building System Class\D30-HVAC Systems\D3040 - Distribution SYS\Supply/Exhaust/Return fans- FAN | 1021810
01-J1 | 01-J1 New East County Hall of Justice | 01-J1-D3041-210-SFN02 | Supply Fan - SFN02 | Huntair | 21434-02 | 16-95-213T-37x38x28-C6 | OM00044812 |  | Return Air | DNA | 24x24x2 Qty 50 | NA | 135 (15 Motors at 9HP) | 460 | 18 | Electric | 3 Ph, 60 Hz | NA | NA | \Classifications\Building System Class\D30-HVAC Systems\D3040 - Distribution SYS\Supply/Exhaust/Return fans- FAN | 1021811
01-J1 | 01-J1 New East County Hall of Justice | 01-J1-D5092-210-GEN01 | Emergency Generator - GEN01 | Caterpillar | 21434-02 | 800S | OM00044827 |  | Behind bulding near staff parking entrance | NA | DNA | NA | NA | 227/480 | 1203 | Diesel | 3 | DNA | DNA | \Classifications\Building System Class\D50-Electrical SYS\D5090 - Elec SYS\Emergency Generator - GEN | 1021812
01-J1 | 01-J1 New East County Hall of Justice | 01-J1-D3041-230-RFN01 | Return Fan - RFN01 | Huntair | 21434-03 | 20-95-145T-35x35x27-C6 | OM00044547 |  | Return Air | DNA | 24x24x2 Qty 50 | NA | 37.5 (15 Motors at 2.5HP) | 460 | 51 | Electric | 3 Ph, 60 Hz | NA | NA | \Classifications\Building System Class\D30-HVAC Systems\D3040 - Distribution SYS\Supply/Exhaust/Return fans- FAN | 1021808
01-J1 | 01-J1 New East County Hall of Justice | 01-J1-G3063-100-DFS01 | Diesel Fuel Leak Detection System - DFS01 | ACS Manufacturing, Inc. |  |  | OM00044828 |  | Behind bulding near staff parking entrance | NA | NA | NA | NA | NA | NA | NA | NA | NA | NA | \Classifications\Building System Class\G30-Site Mechanical Utilities\G3060 - Fuel Distribution\Diesel Fuel Leak Detection System - DFS | 1021813
01-J1 | 01-J1 New East County Hall of Justice | 01-J1-D3041-110-AHU01 | Air Handling unit - AHU01 | Stulz | 10032832 | OHS-120-C | OM00044840 |  | DNA | NA | DNA | NA | 3.1 | 460 | 6.3 | Electric | 3 Ph, 60 Hz | NA | NA | \Classifications\Building System Class\D30-HVAC Systems\D3040 - Distribution SYS\Air Handling Unit - AHU | 1021815
01-J1 | 01-J1 New East County Hall of Justice | 01-J1-D3041-110-AHU02 | Air Handling unit - AHU02 | Stulz | 10032832 | OHS-120-C | OM00044757 |  | DNA | NA | DNA | NA | 3.1 | 460 | 6.3 | Electric | 3 Ph, 60 Hz | NA | NA | \Classifications\Building System Class\D30-HVAC Systems\D3040 - Distribution SYS\Air Handling Unit - AHU | 1021816
01-J1 | 01-J1 New East County Hall of Justice | 01-J1-D5037-710-FAP01 | Fire Alarm Panel - FAP01 | Edwards | DNA | EST-3 | OM00044832 |  | Electrical room near sherrifs office | NA | NA | NA | NA | NA | NA | NA | NA | NA | NA | \Classifications\Building System Class\D50-Electrical SYS\D5030 - Comm & Security\Fire Alarm Panel - FAP | 1021817
01-J1 | 01-J1 New East County Hall of Justice | 01-J1-D1010-100-ELE01 | Elevator - ELE01 | ThyssenKrupp Elevator | DNA | TAC 50-04 | OM00044758 | State ID#: 171319¦Under Warranty txfr to JCC 05/02/2019 ¦ Maint covered til 06/15/2019 | Elevator | NA | NA | NA | 40 | 460 | 39 | Electric | 3 | NA | NA | \Classifications\Building System Class\D10-Conveyance Systems\D1010 - Elevator\Elevator,Electric,Pass/Freight - ELE | 1021818
01-J1 | 01-J1 New East County Hall of Justice | 01-J1-D1010-100-ELE02 | Elevator - ELE02 | ThyssenKrupp Elevator | DNA | TAC 50-04 | OM00044759 | State ID#: 173662¦Under Warranty txfr to JCC 05/02/2019 ¦ Maint covered til 06/15/2019 | Elevator | NA | NA | NA | 40 | 460 | 39 | Electric | 3 | NA | NA | \Classifications\Building System Class\D10-Conveyance Systems\D1010 - Elevator\Elevator,Electric,Pass/Freight - ELE | 1021819
01-J1 | 01-J1 New East County Hall of Justice | 01-J1-D1010-100-ELE03 | Elevator - ELE03 | ThyssenKrupp Elevator | DNA | TAC 50-04 | OM00044760 | State ID#: 173663¦Under Warranty txfr to JCC 05/02/2019 ¦ Maint covered til 06/15/2019 | Elevator | NA | NA | NA | 40 | 460 | 39 | Electric | 3 | NA | NA | \Classifications\Building System Class\D10-Conveyance Systems\D1010 - Elevator\Elevator,Electric,Pass/Freight - ELE | 1021820
01-J1 | 01-J1 New East County Hall of Justice | 01-J1-D1010-100-ELE04 | Elevator - ELE04 | ThyssenKrupp Elevator | DNA | TAC32T | OM00044761 | State ID#: 173669¦Under Warranty txfr to JCC 05/02/2019 ¦ Maint covered til 06/15/2019 | Elevator | NA | NA | NA | 30 | 460 | 28 | Electric | 3 | NA | NA | \Classifications\Building System Class\D10-Conveyance Systems\D1010 - Elevator\Elevator,Electric,Pass/Freight - ELE | 1021821
01-J1 | 01-J1 New East County Hall of Justice | 01-J1-D1010-100-ELE06 | Elevator - ELE06 | ThyssenKrupp Elevator | DNA | TAC32T | OM00044837 | State ID#: 173666¦Under Warranty txfr to JCC 05/02/2019 ¦ Maint covered til 06/15/2019 | Elevator | NA | NA | NA | 40 | 460 | 43 | Electric | 3 | NA | NA | \Classifications\Building System Class\D10-Conveyance Systems\D1010 - Elevator\Elevator,Electric,Pass/Freight - ELE | 1021823
01-J1 | 01-J1 New East County Hall of Justice | 01-J1-D1010-100-ELE05 | Elevator - ELE05 | ThyssenKrupp Elevator | DNA | TAC32T | OM00044837 | State ID#: 173665¦¦Under Warranty txfr to JCC 05/02/2019 ¦ Maint covered til 06/15/2019 | Elevator | NA | NA | NA | 30 | 460 | 28 | Electric | 3 | NA | NA | \Classifications\Building System Class\D10-Conveyance Systems\D1010 - Elevator\Elevator,Electric,Pass/Freight - ELE | 1021822
01-J1 | 01-J1 New East County Hall of Justice | 01-J1-D1010-100-ELE07 | Elevator - ELE07 | ThyssenKrupp Elevator | DNA | TAC32T | OM00044838 | State ID#: 173667¦Under Warranty txfr to JCC 05/02/2019 ¦ Maint covered til 06/15/2019 | Elevator | NA | NA | NA | 60 | 460 | 43 | Electric | 3 | NA | NA | \Classifications\Building System Class\D10-Conveyance Systems\D1010 - Elevator\Elevator,Electric,Pass/Freight - ELE | 1021824
01-J1 | 01-J1 New East County Hall of Justice | 01-J1-D1010-100-ELE09 | Elevator Main - ELE09 | ThyssenKrupp Elevator | 2102BB-TAC32 | TAC32 | OM00044764 | State ID#: 173664¦Under Warranty txfr to JCC 05/02/2019 ¦ Maint covered til 06/15/2019 | Elevator | NA | NA | NA | 25 | 460 | 34 | Electric | 3 Ph, 60 Hz | NA | NA | \Classifications\Building System Class\D10-Conveyance Systems\D1010 - Elevator\Elevator,Electric,Pass/Freight - ELE | 1021826
01-J1 | 01-J1 New East County Hall of Justice | 01-J1-D4022-210-JPM01 | Jockey Fire Pump - JPM01 | DNA | DNA | DNA | OM00044826 |  | A154 | NA | NA | NA | DNA | DNA | DNA | DNA | DNA | NA | NA | \Classifications\Building System Class\D40-Fire Protection SYS\D4020 - Stand Pipe\Jockey Pump - JPM | 1021825
01-J1 | 01-J1 New East County Hall of Justice | 01-J1-D1010-100-ELE08 | Elevator - ELE08 | ThyssenKrupp Elevator | DNA | TAC32T | OM00044763 | State ID#: 173668¦Under Warranty txfr to JCC 05/02/2019 ¦ Maint covered til 06/15/2019 | Elevator | NA | NA | NA | 40 | 460 | 43 | Electric | 3 | NA | NA | \Classifications\Building System Class\D10-Conveyance Systems\D1010 - Elevator\Elevator,Electric,Pass/Freight - ELE | 1021827
01-J1 | 01-J1 New East County Hall of Justice | 01-J1-D4010-150-FMS01 | System Extinguishing, Wet Pipe - FMS01 | DNA | DNA | DNA | DNA |  | DNA | NA | NA | NA | NA | NA | NA | NA | NA | NA | NA | \Classifications\Building System Class\D40-Fire Protection SYS\D4010 - Sprinkler SYS\Fire Systems, stand pipes - FMS | 1022057
01-J1 | 01-J1 New East County Hall of Justice | 01-J1-D3021-130-BLR02 | Boiler, Hot Water, Oil/Gas/Comb - BLR02 | AERCO | 6-15-2407 | BMK2500 | OM00044808 |  | Boiler Room | DNA | DNA | NA | DNA | DNA | DNA | Gas | DNA | 2500000 | 2300000 | \Classifications\Building System Class\D30-HVAC Systems\D3020 - Heat SYS\Boiler,Hot Water,Oil/Gas/Comb. - BLR | 1022091
01-J1 | 01-J1 New East County Hall of Justice | 01-J1-D3021-130-BLR01 | Boiler, Hot Water, Oil/Gas/Comb - BLR01 | AERCO | 6-14-0482 | BMK2500 | OM00044807 |  | Boiler Room | DNA | DNA | NA | 3 | 208 | <20 | Gas | DNA | 2500000 | 2337500 | \Classifications\Building System Class\D30-HVAC Systems\D3020 - Heat SYS\Boiler,Hot Water,Oil/Gas/Comb. - BLR | 1022090
01-J1 | 01-J1 New East County Hall of Justice | 01-J1-D3021-130-BLR03 | Boiler, Hot Water, Oil/Gas/Comb - BLR03 | AERCO | 6-15-2406 | BMK2500 | OM00044809 |  | Boiler Room | DNA | DNA | NA | DNA | DNA | DNA | Gas | DNA | 2500000 | 2300000 | \Classifications\Building System Class\D30-HVAC Systems\D3020 - Heat SYS\Boiler,Hot Water,Oil/Gas/Comb. - BLR | 1022092
01-J1 | 01-J1 New East County Hall of Justice | 01-J1-D3060-100-RDS01 | Refridgerant Ventilation and Emergency Action Panel (Refreidgerant Leak Detection Panel) - RDS01 | Honeywell | DNA | 301EM | OM00044849 |  | Chiller | NA | NA | NA | NA | NA | NA | NA | NA | NA | NA | \Classifications\Building System Class\D30-HVAC Systems\D3060 - Control & Inst Air\Refrigerant Leak Detection System - RDS | 1022093
01-J1 | 01-J1 New East County Hall of Justice | 01-J1-D3031-140-CLR03 | Air Cooled Chiller (ACCH-1) - CLR03 | Daikin | 11531C64628997 | YCAL0043EE46XEBSDTXUXHXXRLXXXX55XXXXXXXXXXSXXXXXX1XXXXXNBXXXXX | OM00044805 |  | Roof | DNA |  | 410A | DNA | 460 | 110 | Electric | 3 | NA | NA | \Classifications\Building System Class\D30-HVAC Systems\D3030 - Cooling SYS\Chiller, Air Cooled - CLR | 1022094
01-J1 | 01-J1 New East County Hall of Justice | 01-J1-D3031-140-CLR04 | Air Cooled Chiller (ACCH-2) - CLR04 | Daikin | 11531C64628998 | YCAL0043EE46XEBSDTXUXHXXRLXXXX55XXXXXXXXXXSXXXXXX1XXXXXNBXXXXX | OM00044806 |  | Roof | DNA | DNA | 410A | DNA | 460 | 110 |  | 3 | DNA | DNA | \Classifications\Building System Class\D30-HVAC Systems\D3030 - Cooling SYS\Chiller, Air Cooled - CLR | 1022095
01-J1 | 01-J1 New East County Hall of Justice | 01-J1-D3031-130-CLR01 | Water Cooled Chiller - CLR01 | Daikin | STNU151000174 | WMC290DCN-ER0B | OM00044841 |  | Chiller | DNA | DNA | R134a | DNA | 460 | 400 | Electric | 3 Ph, 60 Hz | DNA | DNA | \Classifications\Building System Class\D30-HVAC Systems\D3030 - Cooling SYS\Chiller, Water Cooled - CLR | 1022096
01-J1 | 01-J1 New East County Hall of Justice | 01-J1-D4031-100-FEX52 | Fire Extinguishers 52 | Multiple | Multiple | 5 lb Type ABC | DNA |  | Throughout bldg | NA | NA | NA | NA | NA | NA | NA | NA | NA | NA | \Classifications\Building System Class\D40-Fire Protection SYS\D4030 - FIRE SPEC\Fire Extinguisher - FEX | 1022100
01-J1 | 01-J1 New East County Hall of Justice | 01-J1-D5010-234-ATS01 | Automatic Transfer Switch - ATS01 | ASCO Power Technologies | 1284399 WE | 7000 Series | OM00044833 |  | Basement, Room B162, Main Emergency Switch | NA | NA | NA | NA | 277/480 | 150 | Electric | 3 Ph, 50/60 Hz | NA | NA | \Classifications\Building System Class\D50-Electrical SYS\D5010 - Elec Service & Dist\Automatic Transfer Switch - ATS | 1022105
01-J1 | 01-J1 New East County Hall of Justice | 01-J1-D3012-120-GMR01 | Meter Reading Gas - GMR01 | Roots Meter | 7906712 | 11M125 | OM00044824 |  | Near East side of Sallyport | NA | NA | NA | NA | NA | NA | NA | NA | NA | NA | \Classifications\Building System Class\D30-HVAC Systems\D3010 - Energy Supply\Gas Meter Readings - GMR | 1022110
01-J1 | 01-J1 New East County Hall of Justice | 01-J1-D3031-100-PCH01 | Chilled Water Pump - PCH01 | Baldor Electric | Z1509140167 | 39E585W916G1 | OM00044843 |  | Roof Chiller Room | NA | NA | DNA | 15 | 230/460 | 35.4/17.7 | Electric | 3 Ph, 60 Hz | NA | NA | \Classifications\Building System Class\D30-HVAC Systems\D3030 - Cooling SYS\Chilled Water Pump - PCH | 1022111
01-J1 | 01-J1 New East County Hall of Justice | 01-J1-D3031-130-CLR02 | Water Cooled Chiller - CLR02 | Daikin | STNU151000175 | WMC290DCN-ER0B | OM00044842 |  | Chiller Rm | DNA | DNA | R134a | DNA | 460 | 400 | Electric | 3 Ph, 60 Hz | NA | NA | \Classifications\Building System Class\D30-HVAC Systems\D3030 - Cooling SYS\Chiller, Water Cooled - CLR | 1022101
01-J1 | 01-J1 New East County Hall of Justice | 01-J1-D3030-110-CTW01 | Cooling Tower - CTW01 | Marley | 1011103-A1 | NC8402B6115 | OM00044550 |  | Roof | NA | NA | NA | 10 (Per Fan x2) | 460 | DNA | DNA | 3 | NA | NA | \Classifications\Building System Class\D30-HVAC Systems\D3030 - Cooling SYS\Cooling Tower - CTW | 1022102
01-J1 | 01-J1 New East County Hall of Justice | 01-J1-D3030-310-CTF01 | Cooling Tower Filter - CTF01 | Puroflux | 1554411503 | PF64-040A | OM00044549 |  | Roof | NA | NA | NA | 10 | 460 | 11.71 | Electric | 3 | NA | NA | \Classifications\Building System Class\D30-HVAC Systems\D3030 - Cooling SYS\Cooling Tower Filter - CTF | 1022103
01-J1 | 01-J1 New East County Hall of Justice | 01-J1-D5010-200-ESD01 | Main Electrical Panel - ESD01 | DNA | DNA | DNA | OM00044830 |  | Basement, B162 | NA | NA | NA | NA | DNA | DNA | DNA | DNA | NA | NA | \Classifications\Building System Class\D50-Electrical SYS\D5010 - Elec Service & Dist\Electical Service and Distribution - ESD | 1022104
01-J1 | 01-J1 New East County Hall of Justice | 01-J1-D3040-120-FCU20 | Fan Coil Unit 6-1 | Greenheck | 14604431 | VFC-800-7 | OM00044848 |  | Chiller RM | DNA | DNA | DNA | .75 | 460 | 15 | Electric | 3 Ph, 60 Hz | NA | NA | \Classifications\Building System Class\D30-HVAC Systems\D3040 - Distribution SYS\Fan Coil Unit - FCU | 1022106
01-J1 | 01-J1 New East County Hall of Justice | 01-J1-D3042-220-EFN02 | Roof Exhaust Fan - EFN02 | Greenheck | 14384953 | USF-324-10-BI-50-X | OM00044548 |  | Roof (SouthWest Corner) | DNA | NA | NA | 5 HP | 460 | DNA | Electric | 3 | NA | NA | \Classifications\Building System Class\D30-HVAC Systems\D3040 - Distribution SYS\Supply/Exhaust/Return fans- FAN | 1022107
01-J1 | 01-J1 New East County Hall of Justice | 01-J1-C1020-110-FRD01 | Fire Doors or Curtains - FRD01 | DNA | DNA | DNA | OM00044831 |  | Near holding cell area control room | NA | NA | NA | NA | DNA | DNA | DNA | DNA | NA | NA | \Classifications\Building System Class\C10-General Building Interior\C1020 - Fire Doors\Fire Doors Sliding (Fire Curtain)- FRD | 1022108
01-J1 | 01-J1 New East County Hall of Justice | 01-J1-D4013-200-PRE01 | Fire PreactionSystem - PRE01 | Kidde Fire Systems | DNA | ARIES NETLink | OM00044839 |  | DNA | NA | NA | NA | NA | NA | NA | NA | NA | NA | NA | \Classifications\Building System Class\D40-Fire Protection SYS\D4010 - Sprinkler SYS\Fire Systems, Preaction System - PRE | 1022109
01-J1 | 01-J1 New East County Hall of Justice | 01-J1-D3031-100-PCH02 | Chilled Water Pump - PCH02 | Baldor Electric | Z1509140152 | 39E585W916G1 | OM00044844 |  | Roof Chiller Room | NA | NA | DNA | 15 | 230/460 | 35.4/17.7 | Electric | 3 Ph, 60 Hz | NA | NA | \Classifications\Building System Class\D30-HVAC Systems\D3030 - Cooling SYS\Chilled Water Pump - PCH | 1022112
01-J1 | 01-J1 New East County Hall of Justice | 01-J1-D3031-100-PCH03 | Chilled Water Pump - PCH03 | Baldor Electric | Z1509140157 | 39E585W916G1 | OM00044845 |  | Roof Chiller Room | NA | NA | DNA | 15 | 230/460 | 35.4/17.7 | Electric | 3 Ph, 60 Hz | NA | NA | \Classifications\Building System Class\D30-HVAC Systems\D3030 - Cooling SYS\Chilled Water Pump - PCH | 1022113
01-J1 | 01-J1 New East County Hall of Justice | 01-J1-D3031-100-PCH04 | Chilled Water Pump - PCH04 | Baldor Electric | Z1509140162 | 39E585W916G1 | OM00044846 |  | Roof Chiller Room | NA | NA | DNA | 15 | 230/460 | 35.4/17.7 | Electric | 3 Ph, 60 Hz | NA | NA | \Classifications\Building System Class\D30-HVAC Systems\D3030 - Cooling SYS\Chilled Water Pump - PCH | 1022114
01-J1 | 01-J1 New East County Hall of Justice | 01-J1-D3031-100-PCH05 | Chilled Water Pump - PCH05 | Baldor Electric | F1602185810 | 37N396R008G1 | OM00044853 |  | Boiler | NA | NA | DNA | 7.5 | 230/460 | 18.6/9.3 | Electric | 3 Ph, 60 Hz | NA | NA | \Classifications\Building System Class\D30-HVAC Systems\D3030 - Cooling SYS\Chilled Water Pump - PCH | 1022115
01-J1 | 01-J1 New East County Hall of Justice | 01-J1-D4022-210-FSG01 | Fire Pump, Electric Motor Driven - FSG01 | Metron | 23716573 | MP435-100-480C | OM00044825 |  | Room A154 | NA | NA | NA | 100 | 480 | 236/118 | Electric | 3 Ph, 60 Hz | NA | NA | \Classifications\Building System Class\D40-Fire Protection SYS\D4020 - Stand Pipe\Pump,Fire,Electric Motor Driven - FSG | 1022117
01-J1 | 01-J1 New East County Hall of Justice | 01-J1-D3031-100-PCH06 | Chilled Water Pump - PCH06 | Baldor Electric | F1602185809 | 37N396R008G1 | OM00044852 |  | Boiler | NA | NA | DNA | 7.5 | 230/460 | 18.6/9.3 | Electric | 3 Ph, 60 Hz | NA | NA | \Classifications\Building System Class\D30-HVAC Systems\D3030 - Cooling SYS\Chilled Water Pump - PCH | 1022116
01-J1 | 01-J1 New East County Hall of Justice | 01-J1-D2022-260-HWG01 | Gas Water Heater - HWG01 | Conquest | 138581 | 30 L 100A-GCL | OM00044816 |  | Maintenance | NA | NA | NA | NA | 120 | 3.5 | Gas | 1 Ph, 60 Hz | 300000 | DNA | \Classifications\Building System Class\D20-Plumbing\D2020 - Domestic Water\Domestic Water Heater, Gas - HWG | 1022120
01-J1 | 01-J1 New East County Hall of Justice | 01-J1-D3044-125-PHW01 | Hot Water Pump - PHW01 | Baldor Electric | F1509215133 | 37N396T853G2 | OM00044854 |  | Boiler RM | DNA | NA | NA | 10 | 230/460 | 25/12.5 | Electric | 3 Ph, 60 Hz | NA | NA | \Classifications\Building System Class\D30-HVAC Systems\D3040 - Distribution SYS\Hot Water Pump - PHW | 1022118
01-J1 | 01-J1 New East County Hall of Justice | 01-J1-D3044-125-PHW02 | Hot Water Pump - PHW02 | Baldor Electric | F1509215134 | 37N396T853G2 | OM00044855 |  | Boiler RM | DNA | NA | NA | 10 | 230/460 | 25/12.5 | Electric | 3 Ph, 60 Hz | NA | NA | \Classifications\Building System Class\D30-HVAC Systems\D3040 - Distribution SYS\Hot Water Pump - PHW | 1022119
01-J1 | 01-J1 New East County Hall of Justice | 01-J1-D2022-260-HWG02 | Gas Water Heater - HWG02 | Conquest | 138583 | 30 L 100A-GCL | OM00044817 |  | Maintenance | NA | NA | NA | NA | 120 | 3.5 | Gas | 1 Ph, 60 Hz | 300000 | DNA | \Classifications\Building System Class\D20-Plumbing\D2020 - Domestic Water\Domestic Water Heater, Gas - HWG | 1022121
01-J1 | 01-J1 New East County Hall of Justice | 01-J1-D3042-220-EFN03 | Roof Exhaust Fan - EFN03 | Greenheck | 14384954 | USF-324-10-BI-50-X | OM00044551 |  | Roof (NorthWest Corner) | DNA | NA | NA | 5 HP | 460 | DNA | Electric | 3 Ph | NA | NA | \Classifications\Building System Class\D30-HVAC Systems\D3040 - Distribution SYS\Supply/Exhaust/Return fans- FAN | 1022122
01-J1 | 01-J1 New East County Hall of Justice | 01-J1-D3042-220-EFN04 | Roof Exhaust Fan - EFN04 | Greenheck | 14384903 | SWB-224-50-CCW-TH-F | OM00044552 |  | Roof (NorthEast Corner) | DNA | NA | NA | 5 HP | 460 | DNA | Electric | 3 Ph | NA | NA | \Classifications\Building System Class\D30-HVAC Systems\D3040 - Distribution SYS\Supply/Exhaust/Return fans- FAN | 1022123
01-J1 | 01-J1 New East County Hall of Justice | 01-J1-D3042-220-EFN05 | Roof Exhaust Fan - EFN05 | Greenheck | 14384955 | USF-324-10-BI-50-X | OM00044811 |  | Roof (SouthEast Corner) | DNA | NA | NA | 5 HP | 460 | DNA | Electric | 3 Ph | NA | NA | \Classifications\Building System Class\D30-HVAC Systems\D3040 - Distribution SYS\Supply/Exhaust/Return fans- FAN | 1022124
01-J1 | 01-J1 New East County Hall of Justice | 01-J1-D3020-100-HET01 | Hot Water Expansion Tank - HET01 | Wessels | 244153 | NLA-85 | OM00044847 |  | Roof Chiller Room | NA | NA | NA | NA | NA | NA | NA | NA | NA | NA | \Classifications\Building System Class\D30-HVAC Systems\D3020 - Heat SYS\Heater Water Expansion Tank - HET | 1022126
01-J1 | 01-J1 New East County Hall of Justice | 01-J1-D2090-230-WIP01 | Water Treatment Pump - WIP01 | Walchem | DNA | DNA | OM00044814 |  | Roof Near Cooling Tower | DNA | NA | NA | DNA | DNA | DNA | DNA | DNA | NA | NA | \Classifications\Building System Class\D20-Plumbing\D2090 - Other Plumbing SYS\Water Treatment Inhibitor Pump - WIP | 1022125
01-J1 | 01-J1 New East County Hall of Justice | 01-J1-D3020-100-HET02 | Hot Water Expansion Tank - HET02 | Wessels | 248408 | NLA-35 | OM00044856 |  | Boiler RM | NA | NA | NA | NA | NA | NA | NA | NA | NA | NA | \Classifications\Building System Class\D30-HVAC Systems\D3020 - Heat SYS\Heater Water Expansion Tank - HET | 1022127
01-J1 | 01-J1 New East County Hall of Justice | 01-J1-D3020-100-HET03 | Hot Water Expansion Tank - HET03 | Wessels | 241680 | NLA-300 | OM00044857 |  | Boiler RM | NA | NA | NA | NA | NA | NA | NA | NA | NA | NA | \Classifications\Building System Class\D30-HVAC Systems\D3020 - Heat SYS\Heater Water Expansion Tank - HET | 1022128
01-J1 | 01-J1 New East County Hall of Justice | 01-J1-D3042-220-EFN07 | Exhaust Fan 6-2 (Fire Life Safety) EFN07 | Greenheck | DNA | SQ-99-VG | OM00044850 |  | Chiller Rm | AP 53 | NA | NA | 0.25 HP | 460 | DNA | Electric | 3 Ph | NA | NA | \Classifications\Building System Class\D30-HVAC Systems\D3040 - Distribution SYS\Supply/Exhaust/Return fans- FAN | 1022130
01-J1 | 01-J1 New East County Hall of Justice | 01-J1-D3042-220-EFN06 | Exhaust Fan 6-1 (Fire Life Safety) EFN06 | Greenheck | DNA | SQ-99-VG | OM00044851 |  | Chiller Rm | DNA | NA | NA | 0.25 HP | 120 | DNA | Electric | 1 Ph | NA | NA | \Classifications\Building System Class\D30-HVAC Systems\D3040 - Distribution SYS\Supply/Exhaust/Return fans- FAN | 1022129
01-J1 | 01-J1 New East County Hall of Justice | 01-J1-D2023-310-WBS01 | Domestic Water Pump - WBS01 | FlowTherm | FAB15-253 | PB570 | OM00044815 |  | Maintenance | DNA | NA | NA | DNA | DNA | DNA | DNA | DNA | NA | NA | \Classifications\Building System Class\D20-Plumbing\D2020 - Domestic Water\Domestic Water Booster System - WBS | 1022131
01-J1 | 01-J1 New East County Hall of Justice | 01-J1-B2034-400-DOH01 | Overhead Door - DOH01 (Sticker in bay on box bottom) | NA | NA | NA | OM00044820 |  | Sallyport (NW Corner) | NA | NA | NA | NA | NA | NA | NA | NA | NA | NA | \Classifications\Building System Class\B20-General Building Exterior\B2030 - Exterior Doors\Door,Overhead-Shutter,Manual,Elec,Roll-up - DOH | 1022133
01-J1 | 01-J1 New East County Hall of Justice | 01-J1-D3020-100-HET04 | Hot Water Expansion Tank - HET04 | Bell & Gossett | 1A3r | 320846 | OM00044818 |  | Maintenance | NA | NA | NA | NA | NA | NA | NA | NA | NA | NA | \Classifications\Building System Class\D30-HVAC Systems\D3020 - Heat SYS\Heater Water Expansion Tank - HET | 1022132
01-J1 | 01-J1 New East County Hall of Justice | 01-J1-B2034-400-DOH02 | Overhead Door - DOH02 (Sticker in bay on box bottom) | NA | NA | NA | OM00044821 |  | Sallyport (SW Corner) | NA | NA | NA | NA | NA | NA | NA | NA | NA | NA | \Classifications\Building System Class\B20-General Building Exterior\B2030 - Exterior Doors\Door,Overhead-Shutter,Manual,Elec,Roll-up - DOH | 1022134
01-J1 | 01-J1 New East County Hall of Justice | 01-J1-B2034-400-DOH03 | Overhead Door - DOH03 (Sticker in bay on box bottom) | NA | NA | NA | OM00044822 |  | Sallyport (SE Corner) | NA | NA | NA | NA | NA | NA | NA | NA | NA | NA | \Classifications\Building System Class\B20-General Building Exterior\B2030 - Exterior Doors\Door,Overhead-Shutter,Manual,Elec,Roll-up - DOH | 1022135
01-J1 | 01-J1 New East County Hall of Justice | 01-J1-D5010-234-ATS02 | Future Automatic Transfer Switch - ATS02 | ASCO Power Technologies | 1284397 WE | H07ATBB30800N5XC | OM00044834 |  | Main Emergency | NA | NA | NA | NA | 480 | 800 | Electric | 3 Ph, 50/60 Hz | NA | NA | \Classifications\Building System Class\D50-Electrical SYS\D5010 - Elec Service & Dist\Automatic Transfer Switch - ATS | 1022136
01-J1 | 01-J1 New East County Hall of Justice | 01-J1-D5010-234-ATS03 | C-ATS ATS03 | ASCO Power Technologies | 1284400 WE | H7ADTBB30800N5XC | OM00044835 |  | Main Emergency | NA | NA | NA | NA | 277/480 | 800 | Electric | 3 Ph, 50/60 Hz | NA | NA | \Classifications\Building System Class\D50-Electrical SYS\D5010 - Elec Service & Dist\Automatic Transfer Switch - ATS | 1022137
01-J1 | 01-J1 New East County Hall of Justice | 01-J1-D5010-234-ATS04 | S-ATS ATS04 | ASCO Power Technologies | 1284400 WE | H07ATBB31000N5XC | OM00044836 |  | Main Emergency | NA | NA | NA | NA | 277/480 | 1000 | Electric | 3 Ph, 50/60 Hz | NA | NA | \Classifications\Building System Class\D50-Electrical SYS\D5010 - Elec Service & Dist\Automatic Transfer Switch - ATS | 1022138
01-J1 | 01-J1 New East County Hall of Justice | 01-J1-D3040-120-FCU04 | Fan Coil Unit FC-1-4 | Multiaqua | WQWHC2414051038 | MHWW-24-H-1 | OM00044765 |  | Elevator | DNA | DNA | DNA | 0.02 | 208/230 | .33/.43 | Electric | 1pH, 50/60 Hz | NA | NA | \Classifications\Building System Class\D30-HVAC Systems\D3040 - Distribution SYS\Fan Coil Unit - FCU | 1022140
01-J1 | 01-J1 New East County Hall of Justice | 01-J1-B2034-400-DOH04 | Overhead Door - DOH04 (Sticker in bay on box bottom) | NA | NA | NA | OM00044823 |  | Sallyport (NE Corner) | NA | NA | NA | NA | NA | NA | NA | NA | NA | NA | \Classifications\Building System Class\B20-General Building Exterior\B2030 - Exterior Doors\Door,Overhead-Shutter,Manual,Elec,Roll-up - DOH | 1022139
01-J1 | 01-J1 New East County Hall of Justice | 01-J1-D3040-120-FCU06 | Fan Coil Unit FC-2-1 | Multiaqua | WQWHC1814050775 | MHWW-18-H-1 | OM00044862 |  | Data | DNA | DNA | DNA | 0.02 | 208/230 | .33/.43 | Electric | 1pH, 50/60 Hz | NA | NA | \Classifications\Building System Class\D30-HVAC Systems\D3040 - Distribution SYS\Fan Coil Unit - FCU | 1022141
01-J1 | 01-J1 New East County Hall of Justice | 01-J1-D3040-120-FCU08 | Fan Coil Unit FC-2-3 | Multiaqua | WQWHC1814050762 | MHWW-18-H-1 | OM00044766 |  | Data | DNA | DNA | DNA | 0.02 | 208/230 | .33/.43 | Electric | 1pH, 50/60 Hz | NA | NA | \Classifications\Building System Class\D30-HVAC Systems\D3040 - Distribution SYS\Fan Coil Unit - FCU | 1022142
01-J1 | 01-J1 New East County Hall of Justice | 01-J1-D3040-120-FCU09 | Fan Coil Unit FC-3-1 | Multiaqua | WQWHC1814050777 | MHWW-18-H-1 | OM00044859 |  | Data | DNA | DNA | DNA | 0.02 | 208/230 | .33/.43 | Electric | 1pH, 50/60 Hz | NA | NA | \Classifications\Building System Class\D30-HVAC Systems\D3040 - Distribution SYS\Fan Coil Unit - FCU | 1022143
01-J1 | 01-J1 New East County Hall of Justice | 01-J1-D3040-120-FCU10 | Fan Coil Unit FC-3-2 | Multiaqua | DNA | MHWW-18-H-1 | OM00044767 |  | Data | DNA | DNA | DNA | 0.02 | 208/230 | .33/.43 | Electric | 1pH, 50/60 Hz | NA | NA | \Classifications\Building System Class\D30-HVAC Systems\D3040 - Distribution SYS\Fan Coil Unit - FCU | 1022144
01-J1 | 01-J1 New East County Hall of Justice | 01-J1-D3040-120-FCU14 | Fan Coil Unit FC-4-3 | Multiaqua | WQWHC1814050792 | MHWW-18-H-1 | OM00044768 |  | Data | DNA | DNA | DNA | 0.02 | 208/230 | .33/.43 | Electric | 1pH, 50/60 Hz | NA | NA | \Classifications\Building System Class\D30-HVAC Systems\D3040 - Distribution SYS\Fan Coil Unit - FCU | 1022146
01-J1 | 01-J1 New East County Hall of Justice | 01-J1-D3040-120-FCU16 | Fan Coil Unit FC-5-1 | Multiaqua | WQWHC1814050806 | MHWW-18-H-1 | OM00044861 |  | Data | DNA | DNA | DNA | 0.02 | 208/230 | .33/.43 | Electric | 1pH, 50/60 Hz | NA | NA | \Classifications\Building System Class\D30-HVAC Systems\D3040 - Distribution SYS\Fan Coil Unit - FCU | 1022147
01-J1 | 01-J1 New East County Hall of Justice | 01-J1-D2017-100-SHW01 | Chiller room eye wash and shower | Bradley | NA | DNA | OM00044863 |  | Chiller | NA | NA | NA | NA | NA | NA | NA | NA | NA | NA | \Classifications\Building System Class\D20-Plumbing\D2010 - Plumb Fix\Showers - SHW | 1022150
01-J1 | 01-J1 New East County Hall of Justice | 01-J1-D3040-120-FCU01 | Fan Coil Unit FC-1-1 | Multiaqua | DNA | MHWW-36-H-1 | DNA |  | Elevator | DNA | DNA | DNA | 0.08 | 208/230 | .33/.43 | Electric | 1pH, 50/60 Hz | NA | NA | \Classifications\Building System Class\D30-HVAC Systems\D3040 - Distribution SYS\Fan Coil Unit - FCU | 1022151
01-J1 | 01-J1 New East County Hall of Justice | 01-J1-D3040-120-FCU12 | Fan Coil Unit FC-4-1 | Multiaqua | WQWHC1814050799 | MHWW-18-H-1 | OM00044860 |  | Data | DNA | DNA | DNA | 0.02 | 208/230 | .33/.43 | Electric | 1pH, 50/60 Hz | NA | NA | \Classifications\Building System Class\D30-HVAC Systems\D3040 - Distribution SYS\Fan Coil Unit - FCU | 1022145
01-J1 | 01-J1 New East County Hall of Justice | 01-J1-D3040-120-FCU18 | Fan Coil Unit FC-5-3 | Multiaqua | WQWHC1814050782 | MHWW-18-H-1 | OM00044858 |  | Data | DNA | DNA | DNA | 0.02 | 208/230 | .33/.43 | Electric | 1pH, 50/60 Hz | NA | NA | \Classifications\Building System Class\D30-HVAC Systems\D3040 - Distribution SYS\Fan Coil Unit - FCU | 1022148
01-J1 | 01-J1 New East County Hall of Justice | 01-J1-D3068-100-BAS01 | Building Automation System | DNA | H6VBHH2 | DNA | DNA |  | DNA | NA | NA | NA | NA | DNA | DNA | Electric | DNA | NA | NA | \Classifications\Building System Class\D30-HVAC Systems\D3060 - Control & Inst Air\Building Automation System - BAS | 1022149
01-J1 | 01-J1 New East County Hall of Justice | 01-J1-D3040-120-FCU02 | Fan Coil Unit FC-1-2 | Multiaqua | DNA | MHWW-36-H-1 | DNA |  | Elevator | DNA | DNA | DNA | 0.08 | 208/230 | .33/.43 | Electric | 1pH, 50/60 Hz | NA | NA | \Classifications\Building System Class\D30-HVAC Systems\D3040 - Distribution SYS\Fan Coil Unit - FCU | 1022152
01-J1 | 01-J1 New East County Hall of Justice | 01-J1-D3040-120-FCU05 | Fan Coil Unit FC-1-5 | Multiaqua | DNA | MHWW-36-H-1 | DNA |  | Main Emergency | DNA | DNA | DNA | 0.08 | 208/230 | .33/.43 | Electric | 1pH, 50/60 Hz | NA | NA | \Classifications\Building System Class\D30-HVAC Systems\D3040 - Distribution SYS\Fan Coil Unit - FCU | 1022154
01-J1 | 01-J1 New East County Hall of Justice | 01-J1-D3040-120-FCU03 | Fan Coil Unit FC-1-3 | Multiaqua | DNA | MHWW-18-H-1 | DNA |  | Elevator | DNA | DNA | DNA | 0.02 | 208/230 | .33/.43 | Electric | 1pH, 50/60 Hz | NA | NA | \Classifications\Building System Class\D30-HVAC Systems\D3040 - Distribution SYS\Fan Coil Unit - FCU | 1022153
01-J1 | 01-J1 New East County Hall of Justice | 01-J1-D3040-120-FCU07 | Fan Coil Unit FC-2-2 | Multiaqua | DNA | MHWW-18-H-1 | DNA |  | AV Closet | DNA | DNA | DNA | 0.02 | 208/230 | .33/.43 | Electric | 1pH, 50/60 Hz | NA | NA | \Classifications\Building System Class\D30-HVAC Systems\D3040 - Distribution SYS\Fan Coil Unit - FCU | 1022155
01-J1 | 01-J1 New East County Hall of Justice | 01-J1-D3040-120-FCU11 | Fan Coil Unit FC-3-3 | Multiaqua | DNA | MHWW-18-H-1 | DNA |  | Data | DNA | DNA | DNA | 0.02 | 208/230 | .33/.43 | Electric | 1pH, 50/60 Hz | NA | NA | \Classifications\Building System Class\D30-HVAC Systems\D3040 - Distribution SYS\Fan Coil Unit - FCU | 1022156
01-J1 | 01-J1 New East County Hall of Justice | 01-J1-D3040-120-FCU13 | Fan Coil Unit FC-4-2 | Multiaqua | DNA | MHWW-18-H-1 | DNA |  | AV Closet | DNA | DNA | DNA | 0.02 | 208/230 | .33/.43 | Electric | 1pH, 50/60 Hz | NA | NA | \Classifications\Building System Class\D30-HVAC Systems\D3040 - Distribution SYS\Fan Coil Unit - FCU | 1022157
01-J1 | 01-J1 New East County Hall of Justice | 01-J1-D3040-120-FCU15 | Fan Coil Unit FC4-4 | Multiaqua | DNA | MHWW-18-H-1 | DNA |  | AV Closet | DNA | DNA | DNA | 0.02 | 208/230 | .33/.43 | Electric | 1pH, 50/60 Hz | NA | NA | \Classifications\Building System Class\D30-HVAC Systems\D3040 - Distribution SYS\Fan Coil Unit - FCU | 1022159
01-J1 | 01-J1 New East County Hall of Justice | 01-J1-D3040-120-FCU17 | Fan Coil Unit FC-5-2 | Multiaqua | DNA | MHWW-18-H-1 | DNA |  | AV Closet | DNA | DNA | DNA | 0.02 | 208/230 | .33/.43 | Electric | 1pH, 50/60 Hz | NA | NA | \Classifications\Building System Class\D30-HVAC Systems\D3040 - Distribution SYS\Fan Coil Unit - FCU | 1022160
01-J1 | 01-J1 New East County Hall of Justice | 01-J1-D3040-120-FCU19 | Fan Coil Unit FC-5-4 | Multiaqua | DNA | MHWW-18-H-1 | DNA |  | AV Closet | DNA | DNA | DNA | 0.02 | 208/230 | .33/.43 | Electric | 1pH, 50/60 Hz | NA | NA | \Classifications\Building System Class\D30-HVAC Systems\D3040 - Distribution SYS\Fan Coil Unit - FCU | 1022161
01-J1 | 01-J1 New East County Hall of Justice | 01-J1-D3042-220-EFN01 | Roof Exhaust Fan - EFN01 | Greenheck | DNA | G-123-VG | DNA |  | Roof (Lobby) | DNA | NA | NA | 0.5 HP | 120 | DNA | Electric | 1 Ph | NA | NA | \Classifications\Building System Class\D30-HVAC Systems\D3040 - Distribution SYS\Supply/Exhaust/Return fans- FAN | 1022162
01-J1 | 01-J1 New East County Hall of Justice | 01-J1-D3042-220-EFN08 | Exhaust Fan 6-3 (Fire Life Safety) EFN08 | Greenheck | DNA | SQ-99-VG | DNA |  | Electrical | NA | NA | NA | 0.25 HP | 120 | DNA | Electric | 1 Ph | NA | NA | \Classifications\Building System Class\D30-HVAC Systems\D3040 - Distribution SYS\Supply/Exhaust/Return fans- FAN | 1022163
01-J1 | 01-J1 New East County Hall of Justice | 01-J1-D3042-220-EFN09 | Exhaust Fan 6-4 (Fire Life Safety) EFN09 | Greenheck | DNA | SQ-99-VG | DNA |  | Electrical | DNA | NA | NA | 0.25 HP | 120 | DNA | Electric | 1 Ph | NA | NA | \Classifications\Building System Class\D30-HVAC Systems\D3040 - Distribution SYS\Supply/Exhaust/Return fans- FAN | 1022164
03-C1 | 03-C1 Begovich Building | 03-C1-D3050-210-PKU01 | Packaged Unit AC-1 | Carrier | 4106G5008 | 48PGDM04-A-50-B | OM00003625 | AC - 1 | Rooftop | AX52 | (4) 16X20X2 | R-410A | NA | 208/230 | 20.2 - 25 | Natural gas and electric | 3 PH, 60 Hz | 39,200 - 56,000 | 45,400 | \Classifications\Building System Class\D30-HVAC Systems\D3050 - Package SYS\Package Unit - PKU | EQ-1003615
03-C1 | 03-C1 Begovich Building | 03-C1-D3050-210-PKU02 | Packaged Unit AC-2 | Carrier | 4106G5007 | 48PGDM04-A-50-B3 | OM00003626 | AC - 2 | Rooftop | AX48 | (4) 16x20x2 | R-410A | NA | 208/230 | 21.6-25 | Natural gas and electric | 3Ph, 60Hz | 39,200 - 56,000 | 45,400 | \Classifications\Building System Class\D30-HVAC Systems\D3050 - Package SYS\Package Unit - PKU | EQ-1003616
03-C1 | 03-C1 Begovich Building | 03-C1-D3050-210-PKU03 | Packaged Unit AC-3 | Carrier | 4106G5004 | 48PGDM05-A-50-B3 | OM00003627 | AC - 3 | Rooftop | AX48 | (4) 16x20x2 | R-410A | .5 | 208/230 | 25.4 - 30 | Natural gas and electric | 3Ph, 60Hz | 39,200 - 56,000 | 45,400 | \Classifications\Building System Class\D30-HVAC Systems\D3050 - Package SYS\Package Unit - PKU | EQ-1003617
03-C1 | 03-C1 Begovich Building | 03-C1-D3050-210-PKU04 | Packaged Unit AC-4 | Carrier | 4306G20020 | 48PGDM09-A-50-B3 | OM00003635 | AC - 4 | Rooftop | AX62 | (4) 20x25x2 | R-410A | .5 | 208/230 | 47.3 - 60 | Natural gas and electric | 3 Ph, 60Hz | 95,222 - 136,000 | 111,500 | \Classifications\Building System Class\D30-HVAC Systems\D3050 - Package SYS\Package Unit - PKU | EQ-1003618
03-C1 | 03-C1 Begovich Building | 03-C1-D3050-210-PKU05 | Packaged Unit AC-5 | Carrier | 4106G10007 | 48PGDM14-A-50-B3 | OM00003644 | AC - 5 | Rooftop | AX64 | (4) 20x25x2 | R-410A | .5 | 208/230 | 67.5 - 80 | Natural gas and electric | 3 Ph, 60 Hz | 126,700 - 181,000 | 148,400 | \Classifications\Building System Class\D30-HVAC Systems\D3050 - Package SYS\Package Unit - PKU | EQ-1003619
03-C1 | 03-C1 Begovich Building | 03-C1-D3050-210-PKU06 | Packaged Unit AC-6 | Carrier | 4106G50010 | 48PGDM03-A-50-B3 | OM00003640 | AC - 6 | Rooftop | AX48 | (4) 16x20x2 | R-410A | NA | 208/230 | 23.2 - 30 | Natural gas and electric | 1 Ph, 60 Hz | 56,000 | 43,300 | \Classifications\Building System Class\D30-HVAC Systems\D3050 - Package SYS\Package Unit - PKU | EQ-1003620
03-C1 | 03-C1 Begovich Building | 03-C1-D3050-210-PKU07 | Packaged Unit AC-7 | Carrier | 4406G50032 | 48PGDM06-A-50-B3 | OM00003643 | AC - 7 | Rooftop | AX48 | (4) 16x20x2 | R-410A | NA | 208/230 | 30.1 - 35 | Natural gas and electric | 3 Ph, 60 Hz | 52,500 - 75,000 | 60.800 | \Classifications\Building System Class\D30-HVAC Systems\D3050 - Package SYS\Package Unit - PKU | EQ-1003621
03-C1 | 03-C1 Begovich Building | 03-C1-D3050-210-PKU08 | Packaged Unit AC-8 | Carrier | 4406G50031 | 48PGDM06-A-50-B3 | OM00003647 | AC - 8 | Rooftop | AX50 | (4) 16X20X2 | R-410A | 1 | 208/230 | 30.1 - 35 | Natural gas and electric | 3 Ph 60 Hz | 52,500 - 75,000 | 60,800 | \Classifications\Building System Class\D30-HVAC Systems\D3050 - Package SYS\Package Unit - PKU | EQ-1003622
03-C1 | 03-C1 Begovich Building | 03-C1-D3050-210-PKU09 | Packaged Unit AC-9 | Carrier | 4306G20021 | 48PGEM08-A-50-B3 | OM00003646 | AC - 9 | Rooftop | AX62 | (4) 20x25x2 | R-410A | NA | 208/230 | 41.5 - 45 | Natural gas and electric | 3 Ph, 60 Hz | 126,700 - 181,000 | 148,400 | \Classifications\Building System Class\D30-HVAC Systems\D3050 - Package SYS\Package Unit - PKU | EQ-1003623
03-C1 | 03-C1 Begovich Building | 03-C1-D3050-210-PKU10 | Packaged Unit AC-10 | Carrier | 4106G50012 | 48PGFM03-A-30-B3 | OM00003645 | AC - 10 | Rooftop | AX42 | (4) 16x20x2 | R-410A | 1 | 208/230 | 23.2 - 30 | Natural gas and electric | 1 Ph, 60 Hz | 56,000 | 43,300 | \Classifications\Building System Class\D30-HVAC Systems\D3050 - Package SYS\Package Unit - PKU | EQ-1003624
03-C1 | 03-C1 Begovich Building | 03-C1-D3050-210-PKU11 | Packaged Unit AC-11 | Carrier | 4406G50013 | 48PGDM07-A-50-B3 | OM00003642 | AC - 11 | Rooftop | AX58 | (4)16x20x2 | R-410A | 1 | 208/230 | 33.7 - 40 | Natural gas and electric | 3Ph, 60Hz | 52,500 -75,000 | 60,800 | \Classifications\Building System Class\D30-HVAC Systems\D3050 - Package SYS\Package Unit - PKU | EQ-1003625
03-C1 | 03-C1 Begovich Building | 03-C1-D3050-210-PKU12 | Packaged Unit AC-12 | Carrier | 4106G10012 | 48PGDM12-A-50-B3 | OM00003639 | AC - 12 | Rooftop | AX62 | (4) 20x25x2 | R-410A | 1 | 208/230 | 54-60 | Natural gas and electric | 3Ph, 60Hz | 126,700 - 181,000 | 148,400 | \Classifications\Building System Class\D30-HVAC Systems\D3050 - Package SYS\Package Unit - PKU | EQ-1003626
03-C1 | 03-C1 Begovich Building | 03-C1-D3050-210-PKU13 | Packaged Unit AC-13 | Carrier | 4106G50011 | 48PGFM03-A-50-B3 | OM00003641 | AC - 13 | Rooftop | AX48 | (4) 16x20x2 | R-410A | 1 | 208/230 | 23.2 - 30 | Natural gas and electric | 1 Ph, 60 Hz | 56,000 | 43,300 | \Classifications\Building System Class\D30-HVAC Systems\D3050 - Package SYS\Package Unit - PKU | EQ-1003627
03-C1 | 03-C1 Begovich Building | 03-C1-D3050-210-PKU14 | Packaged Unit AC-14 | Carrier | 4106G5005 | 48PGDM05-A-50-B3 | OM00003637 | AC - 14 | Rooftop | AX42 | (4) 16x20x2 | R-410A | 1 | 208/230 | 25.4-30 | Natural gas and electric | 3Ph, 60Hz | 39,200 - 56,000 | 45,400 | \Classifications\Building System Class\D30-HVAC Systems\D3050 - Package SYS\Package Unit - PKU | EQ-1003628
03-C1 | 03-C1 Begovich Building | 03-C1-D3050-210-PKU15 | Packaged Unit AC-15 | Carrier | 4106G5003 | 48PGDM05-A-50-B3 | OM00003638 | AC - 15 | Rooftop | AX48 | DNA(4) 16x20x2 | R-410A | 1 | 208/230 | 25.4 - 30 | Natural gas and electric | 3 Ph, 60Hz | 39,200 - 56,000 | 45,400 | \Classifications\Building System Class\D30-HVAC Systems\D3050 - Package SYS\Package Unit - PKU | EQ-1003629
03-C1 | 03-C1 Amador Superior Court | 03-C1-D3050-250-ACU01 | Split - Unit Condenser CU-3 | Mitsubishi Electric | 65U00598C | PUY-A24NHA | OM00003628 | CU - 1 | Rooftop | Direct Drive | Washable | R-410A | .5 | 208/230 | 18-30 | Electrical | 1Ph, 60Hz | NA | 24000 | \Classifications\Building System Class\D30-HVAC Systems\D3050 - Package SYS\Air Conditioning,Split System - ACU | EQ-1003630
03-C1 | 03-C1 Begovich Building | 03-C1-D3042-210-FAN01 | Fan Unit | Loren Cook | DNA | 80-PRFB-8-PR-FB | OM00003663 |  | Rooftop | DNA | DNA | DNA | DNA | DNA | DNA | NA | DNA | NA | NA | \Classifications\Building System Class\D30-HVAC Systems\D3040 - Distribution SYS\Fan,Axial - FAN | EQ-1003631
03-C1 | 03-C1 Begovich Building | 03-C1-D3050-250-ACU02 | Split - Unit Condenser CU-2 | Liebert | DNA | MCD36ALPH0 | OM00003629 | CU - 2 | Rooftop | Direct Drive | (1) 20x25x4 | R-410A | .5 | 208 | 20 | Electrical | 3 Ph, 60Hz | 36,000 | NA | \Classifications\Building System Class\D30-HVAC Systems\D3050 - Package SYS\Air Conditioning,Split System - ACU | EQ-1003632
03-C1 | 03-C1 Begovich Building | 03-C1-D3042-210-FAN02 | Fan Unit | Loren Cook | DNA | 80-PRFB-8-PR-FB | OM00003665 |  | Rooftop | DNA | DNA | DNA | DNA | DNA | DNA | NA | DNA | NA | NA | \Classifications\Building System Class\D30-HVAC Systems\D3040 - Distribution SYS\Fan,Axial - FAN | EQ-1003633
03-C1 | 03-C1 Begovich Building | 03-C1-D3050-250-ACU03 | Split - Unit Condenser CU-1 | Mitsubishi Electric | 62U03295B | PUY-A36NHA | OM00003636 | CU - 1 | Rooftop | Direct Drive | Washable | R-410A | NA | 208/230 | 25-40 | Electrical | 1 Ph, 60 Hz | 36,000 | NA | \Classifications\Building System Class\D30-HVAC Systems\D3050 - Package SYS\Air Conditioning,Split System - ACU | EQ-1003634
03-C1 | 03-C1 Begovich Building | 03-C1-D3042-210-FAN03 | Fan Unit | Loren Cook | DNA | 80-PRFB-8-PR-FB | OM00003666 |  | Rooftop | DNA | DNA | DNA | DNA | DNA | DNA | NA | DNA | NA | NA | \Classifications\Building System Class\D30-HVAC Systems\D3040 - Distribution SYS\Fan,Axial - FAN | EQ-1003635
03-C1 | 03-C1 Begovich Building | 03-C1-D3042-210-FAN04 | Exhaust Fan | Loren Cook | 284S908152- 00/0002204 | 80-PRFB-8-PR-FB | OM00003667 | RV-4 | Rooftop / attic | Direct Drive | NA | NA | DNA | 115 | DNA | Electrical | 1 Ph, 60Hz | NA | NA | \Classifications\Building System Class\D30-HVAC Systems\D3040 - Distribution SYS\Fan,Axial - FAN | EQ-1003639
03-C1 | 03-C1 Begovich Building | 03-C1-D3042-210-FAN05 | Exhaust Fan | Loren Cook | 284S908152- 00/0002205 | 80 PRFB 8 PR-FB | OM00003657 | RV-5 | Rooftop/attic | Direct Drive | NA | NA | DNA | 115 | DNA | NA | 1 Ph, 60hz | NA | NA | \Classifications\Building System Class\D30-HVAC Systems\D3040 - Distribution SYS\Fan,Axial - FAN | EQ-1003640
03-C1 | 03-C1 Begovich Building | 03-C1-D3042-210-FAN06 | Exhaust Fan | Loren Cook | 284S908152- 00/0002206 | 80-PRFB-8-PR-FB | OM00003656 | RV-6 | Rooftop/attic | Direct Drive | NA | NA | DNA | 115 | DNA | NA | 1 Ph, 60Hz | NA | NA | \Classifications\Building System Class\D30-HVAC Systems\D3040 - Distribution SYS\Fan,Axial - FAN | EQ-1003641
03-C1 | 03-C1 Begovich Building | 03-C1-D3042-210-FAN07 | Exhaust Fan | Loren Cook | 284S908152- 00/0002207 | 80-PRFB-8-PR-FB | OM00003655 | RV-7 | Rooftop/attic | Direct Drive | NA | NA | DNA | 115 | DNA | NA | 1 Ph, 60Hz | NA | NA | \Classifications\Building System Class\D30-HVAC Systems\D3040 - Distribution SYS\Fan,Axial - FAN | EQ-1003642
03-C1 | 03-C1 Begovich Building | 03-C1-D3042-210-FAN08 | Exhaust Fan | Loren Cook | 284S908152- 00/0002208 | 80 PRFB 8 PR-FB | OM00003653 | RV-8 | Rooftop/attic | Direct Drive | NA | NA | DNA | 115 | DNA | Electrical | 1 | NA | NA | \Classifications\Building System Class\D30-HVAC Systems\D3040 - Distribution SYS\Fan,Axial - FAN | EQ-1003643
03-C1 | 03-C1 Begovich Building | 03-C1-D3042-210-FAN09 | Exhaust Fan | Loren Cook | 284S908152- 00/0002209 | 80 PRFB 8 PR-FB | OM00003652 | RV-9 | Rooftop/attic | Direct Drive | NA | NA | DNA | 115 | DNA | Electrical | 1 Ph, 60 Hz | NA | NA | \Classifications\Building System Class\D30-HVAC Systems\D3040 - Distribution SYS\Fan,Axial - FAN | EQ-1003644
03-C1 | 03-C1 Begovich Building | 03-C1-D3042-210-FAN10 | Exhaust Fan | Loren Cook | 284S908152- 00/0002210 | 80 PRFB 8 PR-FB | OM00003654 | RV-10 | Rooftop/attic | Direct Drive | NA | NA | DNA | 115 | DNA | NA | 1 Ph, 60Hz | NA | NA | \Classifications\Building System Class\D30-HVAC Systems\D3040 - Distribution SYS\Fan,Axial - FAN | EQ-1003645
03-C1 | 03-C1 Begovich Building | 03-C1-D3042-210-FAN11 | Exhaust Fan | Loren Cook | 284S908152- 00/0002211 | 80 PRFB 8 PR-FB | OM00003664 | RV-11 | Rooftop/attic | Direct Drive | NA | NA | DNA | 115 | DNA | Electrical | 1 Ph, 60Hz | NA | NA | \Classifications\Building System Class\D30-HVAC Systems\D3040 - Distribution SYS\Fan,Axial - FAN | EQ-1003646
03-C1 | 03-C1 Begovich Building | 03-C1-D3042-210-FAN12 | Exhaust Fan | Loren Cook | 284S908152- 00/0002212 | 80-PRFB-8-PR-FB | OM00003651 | RV-12 | Rooftop/attic | Direct Drive | NA | NA | DNA | 115 | DNA | Electrical | 1 Ph, 60 Hz | NA | NA | \Classifications\Building System Class\D30-HVAC Systems\D3040 - Distribution SYS\Fan,Axial - FAN | EQ-1003647
03-C1 | 03-C1 Begovich Building | 03-C1-D3042-210-FAN13 | Exhaust Fan | Loren Cook | 284S908152- 00/0002213 | 80 PRFB 8 PR-FB | OM00003658 | RV-13 | Rooftop/attic | Direct Drive | NA | NA | DNA | 115 | DNA | Electric | 1 Ph, 60 Hz | NA | NA | \Classifications\Building System Class\D30-HVAC Systems\D3040 - Distribution SYS\Fan,Axial - FAN | EQ-1003648
03-C1 | 03-C1 Begovich Building | 03-C1-D3042-210-FAN14 | Exhaust Fan | Loren Cook | 284S908152- 00/0002214 | 80 PRFB 8 PR-FB | OM00003659 | RV-14 | Rooftop/attic | Direct Drive | NA | NA | DNA | 115 | DNA | Electrical | 1Ph, 50Hz | NA | NA | \Classifications\Building System Class\D30-HVAC Systems\D3040 - Distribution SYS\Fan,Axial - FAN | EQ-1003649
03-C1 | 03-C1 Begovich Building | 03-C1-D3042-210-FAN15 | Exhaust Fan | Loren Cook | 284S908152- 00/0002215 | 80 PRFB 8 PR-FB | OM00003660 | RV-15 | Rooftop/attic | Direct Drive | NA | NA | DNA | 115 | DNA | NA | 1 Ph, 60 Hz | NA | NA | \Classifications\Building System Class\D30-HVAC Systems\D3040 - Distribution SYS\Fan,Axial - FAN | EQ-1003650
03-C1 | 03-C1 Begovich Building | 03-C1-D3042-210-FAN16 | Exhaust Fan | Loren Cook | 284S908152- 00/0002216 | 80 PRFB 8 PR-FB | OM00003661 | RV-16 | Rooftop/attic | Direct Drive | NA | NA | DNA | 115 | DNA | NA | 1 Ph, 60Hz | NA | NA | \Classifications\Building System Class\D30-HVAC Systems\D3040 - Distribution SYS\Fan,Axial - FAN | EQ-1003651
03-C1 | 03-C1 Begovich Building | 03-C1-D3042-210-FAN17 | Exhaust Fan | Loren Cook | 284S908152- 00/0002217 | 80-PRFB-8-PR-FB | OM00003662 | RV-17 | Rooftop/attic | Direct Drive | NA | NA | DNA | 115 | DNA | NA | 1 Ph, 60hz | NA | NA | \Classifications\Building System Class\D30-HVAC Systems\D3040 - Distribution SYS\Fan,Axial - FAN | EQ-1003652
03-C1 | 03-C1 Begovich Building | 03-C1-D3042-220-EFN01 | Exhaust Fan Data Room | Loren Cook | 284S908152- 00/0000701 | 13 ACE 135C3B | OM00003634 | E - 18 | Rooftop/attic -Data Room fan | 4L 230H | NA | NA | 0.250 | 115 | 50 | Electric | 1Ph, 60Hz | NA | NA | \Classifications\Building System Class\D30-HVAC Systems\D3040 - Distribution SYS\Supply/Exhaust/Return fans- FAN | EQ-1003653
03-C1 | 03-C1 Begovich Building | 03-C1-D2022-260-HWG01 | Domestic Hot Water | A.O. Smith 21DF | K06M005051 | BT-150-970 (Build Date - 10/18/2006) | OM00003648 | DHW | Mech Room | NA | NA | NA | NA | 120 | 5 | Natural Gas | 1 Ph, 60 Hz | 150,000 | NA | \Classifications\Building System Class\D20-Plumbing\D2020 - Domestic Water\Domestic Water Heater, Gas - HWG | EQ-1003654
03-C1 | 03-C1 Begovich Building | 03-C1-D3020-100-HET01 | Expansion Tank | Amtrol | DNA | Therm-x-trol Mod. # -ST-12 | OM00003668 | ET | Mech Room - 153 | NA | NA | NA | NA | NA | NA | NA | NA | NA | NA | \Classifications\Building System Class\D30-HVAC Systems\D3020 - Heat SYS\Heater Water Expansion Tank - HET | EQ-1003655
03-C1 | 03-C1 Begovich Building | 03-C1-D5092-210-GEN01 | Emergency Generator | Kohler | 2140144 | D1DOPEOZJC | OM00003684 | Permit ID# 155-01-001 | Parking Lot | SERPENTINE (John Deer R123441) | Oil (LF16243), fuel (FS19868 |  | 157 | 120/240 | DNA | Diesel | 3 Ph, 60 Hz | DNA | DNA | \Classifications\Building System Class\D50-Electrical SYS\D5090 - Elec SYS\Emergency Generator - GEN | EQ-1003657
03-C1 | 03-C1 Begovich Building | 03-C1-D4031-100-FEX06 | Portable, Hand Held, Fire Extinguisher FEX01 | Amerex | B500 | YK-446288 | OM00034755 | OM00003670 (Retired) | Throughout | NA | NA | NA | NA | NA | NA | NA | NA | NA | NA | \Classifications\Building System Class\D40-Fire Protection SYS\D4030 - FIRE SPEC\Fire Extinguisher - FEX | EQ-1004572
03-C1 | 03-C1 Begovich Building | 03-C1-D5092-250-EML26 | LIGHT, EMERGENCY, HARDWIRED SYSTEM | EVENLIGHT | Multiple | NA | OM00034756 |  | Electrical Room 158 Corridor 177 | NA | NA | NA | NA | DNA | NA | Electric | NA | NA | NA | \Classifications\Building System Class\D50-Electrical SYS\D5090 - Elec SYS\Emergency And Exit Lighting - EML | EQ-1004626
03-C1 | 03-C1 Begovich Building | 03-C1-G2023-150-PEG01 | Sallyport Gate Closer | Tymetal | 030700013 | 111278 | OM00003672 |  | Secured Parking lot | NA | NA | NA | 1 | 208 | 7.5 | Electrical | 3ph, 60Hz | NA | NA | \Classifications\Building System Class\G20-Other Systems\G2020 - Parking Lots\Secured Parking Gate - PEG | EQ-1005189
03-C1 | 03-C1 Begovich Building | 03-C1-G2023-150-PEG02 | Secured Parking Gate Closer | Tymetal | 30300013 | 111278 | OM00034515 |  | Judges parking gate | NA | NA | NA | 1 | 208 | 7.5 | Electrical | 3 pH, 60 hZ | NA | NA | \Classifications\Building System Class\G20-Other Systems\G2020 - Parking Lots\Secured Parking Gate - PEG | EQ-1005190
03-C1 | 03-C1 Begovich Building | 03-C1-B2010-100-BLD01 | Building Structure | NA | NA | NA | OM00034754 | NA | NA | NA | NA | NA | NA | NA | NA | NA | NA | NA | NA | \Classifications\Building System Class\B20-General Building Exterior\B2010 - Exterior Walls\Building - BLD | EQ-1007240
03-C1 | 03-C1 Begovich Building | 03-C1-B3010-100-RUF01 | Roofing Systems | NA | NA | NA | OM00034753 |  | NA | NA | NA | NA | NA | NA | NA | NA | NA | NA | NA | \Classifications\Building System Class\B30-Roofing\B3010 - Roof Types\Roof - RUF | EQ-1007417
03-C1 | 03-C1 Begovich Building | 03-C1-D2023-100-BFP01 | Domestic Backflow | Wilkins | 2555130 | 975XL 1-1/2 inch | OM00034517 | Account ID: STA0047 | South Side of Building | NA | NA | NA | NA | NA | NA | NA | NA | NA |  | \Classifications\Building System Class\D20-Plumbing\D2020 - Domestic Water\Backflow Preventer - BFP | 1008504
03-C1 | 03-C1 Begovich Building | 03-C1-D2023-100-BFP02 | Fire Backflow | Ames | 114809 | 4000SS 6 inch Type:RP | OM00034518 | Account ID: STA0047 | SE Corner of BLDG. | NA | NA | NA | NA | NA | NA | NA | NA | NA |  | \Classifications\Building System Class\D20-Plumbing\D2020 - Domestic Water\Backflow Preventer - BFP | 1008505
03-C1 | 03-C1 Begovich Building | 03-C1-D2023-100-BFP03 | Irrigation Backflow | Wilkins | 2387786 | 975XL 2 inch Type:RP | OM00034516 | Account ID: STA0047 | (South) Street Side of Building | [10 empty] | \Classifications\Building System Class\D20-Plumbing\D2020 - Domestic Water\Backflow Preventer - BFP | 1008506
03-C1 | 03-C1 Begovich Building | 03-C1-B2033-120-DOR01 | Door, Sliding, Electric South | Baldor | 34F11-5506 | K1203 | OM00034522 | NA | Secured Circulation Door, for private area | NA | NA | NA | .75 | 115 | 5 | Electrical | 1 | NA | NA | \Classifications\Building System Class\B20-General Building Exterior\B2030 - Exterior Doors\Door,Automatic-Sliding,Revolving - DOR | 1009924
03-C1 | 03-C1 Begovich Building | 03-C1-B2033-120-DOR02 | Door, Sliding, Electric North | Baldor | 34f11-5507 | K1203 | OM00034523 | NA | Secured Circulation Door, for private use | NA | NA | NA | .75 | 115 | 5 | Electrical | 1 | NA | NA | \Classifications\Building System Class\B20-General Building Exterior\B2030 - Exterior Doors\Door,Automatic-Sliding,Revolving - DOR | 1009925
03-C1 | 03-C1 Begovich Building | 03-C1-D5037-710-FAP01 | Fire Alarm Panel - Basement Level Fire Panel | Siemens | 315-049353- Rev | FS-250 | OM00034519 |  | Electrical Room | NA | NA | NA | NA | 120volt | DNA | Electrical | 1 PH | NA | NA | \Classifications\Building System Class\D50-Electrical SYS\D5030 - Comm & Security\Fire Alarm Panel - FAP | 1010838
03-C1 | 03-C1 Begovich Building | 03-C1-D4010-150-FMS01 | System Extinguishing,Wet Pipe - SEW | NA | NA | NA | OM00034513 | NA | near the sallport at rear of building | NA | NA | NA | NA | NA | NA | NA | NAN | NA | NA | \Classifications\Building System Class\D40-Fire Protection SYS\D4010 - Sprinkler SYS\Fire Systems, stand pipes - FMS | 1011040
03-C1 | 03-C1 Begovich Building | 03-C1-D3020-100-HET02 | Expansion Tank | Wilkins | DNA | WXTP-50VA | OM00034514 |  | near the sally port at reaar of building | DNA | DNA | DNA | DNA | DNA | DNA | NA | DNA | DNA | DNA | \Classifications\Building System Class\D30-HVAC Systems\D3020 - Heat SYS\Heater Water Expansion Tank - HET | 1011825
03-C1 | 03-C1 Begovich Building | 03-C1-D3068-100-BAS01 | BAS System | Zonex | DNA | DNA | OM00034535 |  | East Attic access Room (Tag is in Panel above laptop) | NA | NA | NA | DNA | DNA | DNA | Electrical |  | NA | NA | \Classifications\Building System Class\D30-HVAC Systems\D3060 - Control & Inst Air\Building Automation System - BAS | 1011826
03-C1 | 03-C1 Begovich Building | 03-C1-D5010-200-ESD01 | Electrical Main Panel | ITE | DNA | ITE Switch Board FC-1 series 6A | OM00004482 |  | Main Electrical Room | NA | NA | NA | DNA | 208 | 1200 | Electrical | 3 | NA | NA | \Classifications\Building System Class\D50-Electrical SYS\D5010 - Elec Service & Dist\Electical Service and Distribution - ESD | 1011827
03-C1 | 03-C1 Begovich Building | 03-C1-D5010-234-ATS01 | Automatic Transfer Switch | KOHLER | K2132032 | KCT-ACTA-0400S | OM00004481 |  | NA | NA | NA | NA | DNA | 208 | 400 | Electrical | 3 | NA | NA | \Classifications\Building System Class\D50-Electrical SYS\D5010 - Elec Service & Dist\Automatic Transfer Switch - ATS | 1011828
03-C1 | 03-C1 Begovich Building | 03-C1-G2050-200-LSC01 | Exterior Landscape | NA | NA | NA | OM00034758 | OM00003671 | Exterior Landscape | NA | NA | NA | NA | NA | NA | NA | NA | NA | NA | \Classifications\Building System Class\G20-Other Systems\G2050 - Landscaping\Landscaping - LSC | 1011830
03-C1 | 03-C1 Begovich Building | 03-C1-D5092-250-ELT54 | Exterior Lighting LCP-C,A | Watt Stopper | HPSM115/277 | LCVR245 | OM00034757 |  | Building Exterior & Parking Lot | NA | NA | NA | DNA | 277 | DNA | Electrical | 3 | NA | NA | \Classifications\Building System Class\D50-Electrical SYS\D5090 - Elec SYS\Exterior Lighting - ELT | 1011831
03-C1 | 03-C1 Begovich Building | 03-C1-G2049-300-HSC01 | Exterior Hardscape | NA | NA | NA | OM00034759 |  | Building Exterior | NA | NA | NA | NA | NA | NA | NA | NA | NA | NA | \Classifications\Building System Class\G20-Other Systems\G2040 - Site Development\Hardscape - HSC | 1011832
03-C1 | 03-C1 New Amador County Courthouse | 03-C1-D5038-810-ITA01 | Intrusion Alarm Panel | Telecor |  | T3-SC | OM00037414 |  | Sheriff Ready Room | NA | NA | NA | NA | NA | NA | NA |  |  |  | \Classifications\Building System Class\D50-Electrical SYS\D5030 - Comm & Security\Intrusion Alarm - ITA | 1015761
03-C1 | 03-C1 New Amador County Courthouse | 03-C1-D2023-310-HWP01 | Hot Water Circulating Pump | Grudofos | 59896114P1 | NP15-18B5 | OM00003669 |  | Mech Room | NA | NA | NA | NA | Other | NA | NA | 1 |  |  | \Classifications\Building System Class\D20-Plumbing\D2020 - Domestic Water\Domestic Hot Water Circulating Pump - HWP | 1015762
03-C1 | 03-C1 New Amador County Courthouse | 03-C1-C1020-110-FRD01 | Jury Assemnly Room Fire Door | Warnock Hersey | WHI-004767 |  | OM00037412 |  | Jury Assembly Room | NA | NA | NA | NA | NA | NA | NA |  |  |  | \Classifications\Building System Class\C10-General Building Interior\C1020 - Fire Doors\Fire Doors - FRD | 1015763
03-C1 | 03-C1 New Amador County Courthouse | 03-C1-C1020-110-FRD02 | Main Corridor Fire Door | Warnock Hersey | WHI-004766 |  | OM00037413 |  | Main Corridor | NA | NA | NA | NA | NA | NA | NA |  |  |  | \Classifications\Building System Class\C10-General Building Interior\C1020 - Fire Doors\Fire Doors - FRD | 1015764
03-C1 | 03-C1 Amador Superior Court | 03-C1-D3050-250-ACU04 | Split System IT Room | Liebert | Y13EG19439 | PFH037A-YH7 | OM00034165 |  | Roof | NA | 6x10 (Washable) | R-407C | NA | 208 | 50 | Electric | 1 | NA | NA | \Classifications\Building System Class\D30-HVAC Systems\D3050 - Package SYS\Air Conditioning,Split System - ACU | 1016661
04-A1 | 04-A1 Butte County Courthouse | 04-A1-D3031-150-CLR01 | Series R Air Cooled Chiller | Trane | U96J07227 | RTAA0804XH01A3C0B | OM00003186 | Chiller | Roof | NA | NA | R-22 | Condenser Fan Motors (8), 1 HP each | 460 | 200 Amps Max. | Electrical | 3 PH, 60 Hz | NA | NA | \Classifications\Building System Class\D30-HVAC Systems\D3030 - Cooling SYS\Chiller,Absorption Unit - CLR | EQ-1003658
04-A1 | 04-A1 Butte County Courthouse | 04-A1-D3031-210-CDR02 | XB Condenser 02 to furnace | Trane | 8032P052F | 4TTA3060A4000AA | OM00003211 | DNA | SW Corner | NA | NA | R-410A | O.D. Motor - 1/5 HP | 460 | 20 Max fuse /Breaker (HACR) | NA | 3Ph, 60Hz | NA | NA | \Classifications\Building System Class\D30-HVAC Systems\D3030 - Cooling SYS\Condensing Unit (Air and/or Water) - CDR | EQ-1003660
04-A1 | 04-A1 Butte County Courthouse | 04-A1-D3031-210-CDR03 | XB Condenser 03 to furnace | Trane | 8053T953F | 4TTA3060A4000AA | OM00003209 | DNA | Exterior, west side facing freeway | NA | NA | R-410A | O.D Motor - 1/8 HP | 460 | 15 max Fuse / Breaker (HACR) | NA | 3Ph, 60Hz | NA | NA | \Classifications\Building System Class\D30-HVAC Systems\D3030 - Cooling SYS\Condensing Unit (Air and/or Water) - CDR | EQ-1003661
04-A1 | 04-A1 Butte County Courthouse | 04-A1-D3031-210-CDR04 | XB Condenser 04 to furnace | Trane | 8032PNE2F | 4TTA3060A4000AA | OM00003210 | DNA | Exterior, west side facing freeway | NA (Direct) | NA | R-410A | O.D. Motot - 1/5 HP | 460 | 20 Max Fuse / Breaker (HACR) | NA | 3 ph, 60hz | NA | NA | \Classifications\Building System Class\D30-HVAC Systems\D3030 - Cooling SYS\Condensing Unit (Air and/or Water) - CDR | EQ-1003662
04-A1 | 04-A1 Butte County Courthouse | 04-A1-D3050-210-PKU01 | Package Unit | Trane | 423101240L | YHC048A4EMA1G02B000000000 A (Mfr date - 6/2004) | OM00003202 | AC - 2 | Roof | (1) AX38 | (2) 20X30X2 | R-22 | DNA | 460 | 15 | Natural Gas | 3 Ph, 60 Hz | 80,000 | 64,000 | \Classifications\Building System Class\D30-HVAC Systems\D3050 - Package SYS\Package Unit - PKU | EQ-1003663
04-A1 | 04-A1 Butte County Courthouse | 04-A1-D3050-210-PKU02 | Package Unit | Trane | 423100814L | YSC102A4EMA1H01B000000000 D (Mfr Date - 6/2004) | OM00003203 | AC - 4 | Roof | (1) AX38 | 20x25x2 Pleated filters | R-22 | Cond Fan Motors - 0.75 HP Evap O/S Motor - 3.00 HP | 460 | 35 | Natural Gas | 3 Ph, 60Hz | (150,000) Min (105,000) | (120,000) | \Classifications\Building System Class\D30-HVAC Systems\D3050 - Package SYS\Package Unit - PKU | EQ-1003664
04-A1 | 04-A1 Butte County Courthouse | 04-A1-D3050-210-PKU03 | Package Unit | Trane | 423100653L | YHC092A4ELA1G01B000000000 D (Mfr Date 6/2004) | OM00003204 | AC - 1 | Roof | Direct Drive | 20x25x2 pleated Filters | R-22 | cond fan - 0.70 HP evap O/S fan - 3.00 HP | 460 | 25 | Natural Gas | 3 | 120,000 | 96,000 | \Classifications\Building System Class\D30-HVAC Systems\D3050 - Package SYS\Package Unit - PKU | EQ-1003665
04-A1 | 04-A1 Butte County Courthouse | 04-A1-D3050-210-PKU04 | Package Unit | Trane | 423100906L | YSC102A4EMA1H01B000000000 D (Mfr Date 6/2004) | OM00003205 | AC - 3 | Roof | Direct Drive | 20x25x2" Pleated Filters | R-22 | COND fAN - 0.75 hp eVAP o/s FAN -3.00 hp | 460 | 35 | Natural Gas | 3 Ph, 60Hz | 150,000 (Min - 105,000) | 120,000 | \Classifications\Building System Class\D30-HVAC Systems\D3050 - Package SYS\Package Unit - PKU | EQ-1003666
04-A1 | 04-A1 Butte County Courthouse | 04-A1-D3050-210-PKU05 | Package Unit PKU05 | Trane | 423100237L | YSC092A4ELA1F01B000000000 C (Mfr Date - 6/2004) | OM00003200 | AC-5 | Roof | Belt Drive | 20x25x2 Pleated Filters | R-22 | Cond Fan - 0.70 Hp Evap O/S Fan - 3.0 HP | 460 | 25 | Natural Gas | 3 Ph, 60Hz | 120,000 | 96,000 | \Classifications\Building System Class\D30-HVAC Systems\D3050 - Package SYS\Package Unit - PKU | EQ-1003667
04-A1 | 04-A1 Butte County Courthouse | 04-A1-D3050-210-PKU06 | Package Unit PKU06 | Carrier | 1496G30213 | 48HJD009---631 | OM00003197 | AC-5 | Roof | A38 | 4each. 16x20x2 Pleated | R-22 | DNA | 460 | 30 HACR max | Natural Gas | 3 Ph, 60Hz | 92,000 (min) 125,000 (max) | Capacity 75,440 / 102,550 | \Classifications\Building System Class\D30-HVAC Systems\D3050 - Package SYS\Package Unit - PKU | EQ-1003668
04-A1 | 04-A1 Butte County Courthouse | 04-A1-D3050-210-PKU07 | Package Unit PKU07 | Carrier | 1496G30215 | 48HJD009---631 | OM00003196 | AC-4 | Roof | A38 | 4 ea. 16x20x2 Pleated | R-22 | DNA | 460 | 30 HACR max | Natural Gas | 3 Ph, 60Hz | 92,000 (min) 125,000 (max) | Capacity 75,440 / 102,550 | \Classifications\Building System Class\D30-HVAC Systems\D3050 - Package SYS\Package Unit - PKU | EQ-1003669
04-A1 | 04-A1 Butte County Courthouse | 04-A1-D3050-210-PKU08 | Package Unit PKU08 | Carrier | 1696G30285 | 48HJD009---631 | OM00003198 | AC-3 | Roof | A38 | 4 each. 16x20x2 pleated | R-22 | DNA | 460 | 30 HACR max | Natural Gas | 3 | 92,000 (min) 125,000 (max) | Capacity 75,440 / 102,550 | \Classifications\Building System Class\D30-HVAC Systems\D3050 - Package SYS\Package Unit - PKU | EQ-1003670
04-A1 | 04-A1 Butte County Courthouse | 04-A1-D3050-210-PKU09 | Package Unit PKU09 | Carrier | 1596G30314 | 48HJD009---631 | OM00003199 | AC-2 | Roof | A38 | 4 each. 16x20x2 pleated | R-22 | DNA | 460 | 30 HACR max | Natural Gas | 3 Ph, 60Hz | 92,000 (min) 125,000(max) | Capacity 75,440 / 102,550 | \Classifications\Building System Class\D30-HVAC Systems\D3050 - Package SYS\Package Unit - PKU | EQ-1003671
04-A1 | 04-A1 Butte County Courthouse | 04-A1-D3050-250-ACU05 | ACU Spilt System Main Elevator Room Basement | Carrier | 1796600145 / | 38AK008601 / | OM00003192 | CU-1 | Roof 96 EXPANSION, ELEV. RM | AX38 | 16x20x1 | R-22 | DNA | 460 | 20 | NA | 3Ph, 60Hz | NA | NA | \Classifications\Building System Class\D30-HVAC Systems\D3050 - Package SYS\Air Conditioning,Split System - ACU | EQ-1003672
04-A1 | 04-A1 Butte County Courthouse | 04-A1-D3050-250-ACU06 | ACU Split System Main Panel Room Basement | Mitsubishi Electric | 43U01063B / | PU30EK3 / | OM00003193 | DNA | Roof | NA 4C440 | NA 16x20x1 | R-22 | DNA | 208/230 | 30 Amps max | Electrical | 1 ph, 60Hz | NA | NA | \Classifications\Building System Class\D30-HVAC Systems\D3050 - Package SYS\Air Conditioning,Split System - ACU | EQ-1003673
04-A1 | 04-A1 Butte County Courthouse | 04-A1-D3050-250-ACU07 | ACU Split System Main Hallway near JACR / IT Room | Mitsubishi Electric | DNA | PU30EK / | OM00003195 | AC-6 | Roof | NA | DNA | R-22 | DNA | 208/230 | 30 Amps max | Electrical | 1 Ph, 60Hz | NA | NA | \Classifications\Building System Class\D30-HVAC Systems\D3050 - Package SYS\Air Conditioning,Split System - ACU | EQ-1003674
04-A1 | 04-A1 Butte County Courthouse | 04-A1-D3050-250-ACU08 | Condensing Unit (outdoor) ACU08 / Fan Coil IT Room | Mitsubishi Electric | 23F00194B / | PU42EK7 / | OM00003194 |  | Roof | NA | NA | R-22 | DNA | 208/230 | 40 Amps max | NA | 1 Ph, 60Hz | NA | NA | \Classifications\Building System Class\D30-HVAC Systems\D3050 - Package SYS\Air Conditioning,Split System - ACU | EQ-1003675
04-A1 | 04-A1 Butte County Courthouse | 04-A1-D2022-260-HWG01 | Domestic Hot Water Heater | State Industries | L96570868 | SBT100 75 NE1 | OM00003207 | Water Heater | Mechanical Room 96 Expansion | NA | NA | NA | NA | NA | NA | Natural Gas | NA | 75100 | DNA | \Classifications\Building System Class\D20-Plumbing\D2020 - Domestic Water\Domestic Water Heater, Gas - HWG | EQ-1003677
04-A1 | 04-A1 Butte County Courthouse | 04-A1-D3050-122-FAH01 | Forced Air Furnace A/C 1 | Mammoth | 106065-03-01 | DHEBFP-280-G400-AZ35-MZ7 | OM00003728 | Furnance | Roof | (2) B87, (2) B64 | (6) 24X24X2 (3) 12x24x2 | NA | NA | 460 | 35 | Natural Gas | 3 Ph, 60Hz | 500,000 | 400,000 | \Classifications\Building System Class\D30-HVAC Systems\D3050 - Package SYS\Forced Air Heater,Oil/Gas fired - FAH | EQ-1003681
04-A1 | 04-A1 Butte County Courthouse | 04-A1-D3050-122-FAH02 | Forced Air Furnace A/C 2 | Mammoth | 106065-02-01 | DHEBFP-280-G400-AZ32-MZ7 | OM00003730 | Furnance | Roof | (2) B87, (2) B64 | (6)24x24x2, (3) 12x24x2 | NA | Main blower 7.5hp Exaust blower 3hp | 460 | 35 | Natural Gas | 3 Ph, 60Hz | 500,000 | 400,000 | \Classifications\Building System Class\D30-HVAC Systems\D3050 - Package SYS\Forced Air Heater,Oil/Gas fired - FAH | EQ-1003682
04-A1 | 04-A1 Butte County Courthouse | 04-A1-D3050-122-FAH03 | Forced Air Furnace A/C 3 | Mammoth | 106065-01-01 | DHEBFP-280-G400-AZ35-MZ7 | OM00003729 | Furnance | Roof | (2) B87, (2) B64 | (6) 24x24x2, (3) 12x24x2 | NA | Supply blower 7.5hp Exhaust blower 3hp | 460 | 35 | Natural Gas | 3 Ph, 60Hz | 500,000 | 400,000 | \Classifications\Building System Class\D30-HVAC Systems\D3050 - Package SYS\Forced Air Heater,Oil/Gas fired - FAH | EQ-1003683
04-A1 | 04-A1 Butte County Courthouse | 04-A1-D1010-100-ELE04 | Elevator - Staff Elevator - ELH04 Conveyance #140159 | MCE | 3110330 | HMC 1000 PHC | OM00004142 | State ID# 140159 | 05 addition basement | NA | NA | NA | DNA | 460 | 22.3 | Hydraulic | 3 | NA | NA | \Classifications\Building System Class\D10-Conveyance Systems\D1010 - Elevator\Elevator,Hydraulic,Pass/Freight - ELE | EQ-1003685
04-A1 | 04-A1 Butte County Courthouse | 04-A1-D1010-100-ELE03 | Elevator, Jail #3 Conveyance # 140160 | MCE | ET3115 | EP06020 | OM00004141 | State ID# 140160 | 05 addition, Basement | NA | NA | NA | 20 | 460 | 28.4 | Hydraulic | 3 | NA | NA | \Classifications\Building System Class\D10-Conveyance Systems\D1010 - Elevator\Elevator,Hydraulic,Pass/Freight - ELE | EQ-1003686
04-A1 | 04-A1 Butte County Courthouse | 04-A1-D1010-100-ELE02 | Elevator, Passenger Custody ELH02 CUSTOD 96 Addition Conveyance # 105260 | USElevator | 31137 | 1230MP | OM00004118 | State ID# 105260 | elevator room inside riser room | NA | NA | NA | 25 | 480 | 34 | Hydraulic | 3 | NA | NA | \Classifications\Building System Class\D10-Conveyance Systems\D1010 - Elevator\Elevator,Hydraulic,Pass/Freight - ELE | EQ-1003687
04-A1 | 04-A1 Butte County Courthouse | 04-A1-D1013-310-WCL03 | Wheelchair Lift Courtroom 5 State ID # 156044 | TL Shields & Assoc | DNA | TLSIL Invisible Lift | OM00004425 | State ID# 156044¦ CRTRM5 | Courtroom 3 behind Witness Stand | DNA | DNA | NA | 1 HP | 120 | 15 amps | Electrical | 1 | NA | NA | \Classifications\Building System Class\D10-Conveyance Systems\D1010 - Elevator\Wheelchair Lift - WCL | EQ-1003688
04-A1 | 04-A1 Butte County Courthouse | 04-A1-D4094-450-SFM01 | FM-200 | Chemetron fire systems | 252063 | 10480980 | OM00004420 | DNA | tagged at 1st Flr. Telcomm Rm., panel in Tech's Office | NA | NA | NA | NA | NA | NA | NA | NA | NA | NA | \Classifications\Building System Class\D40-Fire Protection SYS\D4090 - Other Fire Protection Systems\Fire Suppression, Gaseous - SFM | EQ-1003690
04-A1 | 04-A1 Butte County Courthouse | 04-A1-D4022-210-FSG01 | Fire Sprinkler System Pump FSG01 | US MOTORS | Z08Z177R218F | G181A | OM00004150 | Fire Sprinkler Pump | Basement, Fire Sprinkler Room | NA | NA | NA | NA | 208-230/460 | 48 | Electrical | 3 Ph,60Hz | NA | NA | \Classifications\Building System Class\D40-Fire Protection SYS\D4020 - Stand Pipe\Pump,Fire,Electric Motor Driven - FSG | EQ-1003691
04-A1 | 04-A1 Butte County Courthouse | 04-A1-D2040-100-PSU03 | Sump Pumps PMS03 | WEIL | A9541 | w-1409-11 | OM00004126 | DNA | Sally Port | NA | NA | NA | 1/3 | 115 | 7.2 | Electrical | 1 Ph, 60 Hz | NA | NA | \Classifications\Building System Class\D20-Plumbing\D2040 - Rain Drain\Sump Pump - PSU | EQ-1003692
04-A1 | 04-A1 Butte County Courthouse | 04-A1-D5010-200-ESD02 | Switchboard | Industrial Electric Mfg., Inc | 027284-001 | Type: SWBD | OM00027180 | D160041 3 of 4 | Basement, MAIN PANEL ROOM | NA | NA | NA | NA | 480 | 50000 | NA | 3 | NA | NA | \Classifications\Building System Class\D50-Electrical SYS\D5010 - Elec Service & Dist\Electical Service and Distribution - ESD | EQ-1003695
04-A1 | 04-A1 Butte County Courthouse | 04-A1-D5010-234-ATS01 | Transfer switch | cummins | DNA | DNA | OM00027018 |  | Basement IT Storage Room in Technicians Office | NA | NA | NA | NA | dna | DNA | Electric | 3 | NA | NA | \Classifications\Building System Class\D50-Electrical SYS\D5010 - Elec Service & Dist\Automatic Transfer Switch - ATS | EQ-1003696
04-A1 | 04-A1 Butte County Courthouse | 04-A1-D5011-240-TRN03 | Transformer | MGM Transformer Company | 96-2-44383 | Cat. No. AD37Q-S0258 | OM00027181 | Dry Type Transformer | DNA | NA | NA | NA | DNA | 480 - 208Y/120 | 300 KVA | NA | 3 | NA | NA | \Classifications\Building System Class\D50-Electrical SYS\D5010 - Elec Service & Dist\Transformer - TRN | EQ-1003697
04-A1 | 04-A1 Butte County Courthouse | 04-A1-B2034-400-DOH01 | Sallyport Electric Door / Closer | Lift Master | H1011l2rns | H01101L2R NS | OM00004151 | Door Closer | Exterior - NORTH SIDE OF BUILDING | NA | NA | NA | 1 | 115 | DNA | Electric | 1 | NA | NA | \Classifications\Building System Class\B20-General Building Exterior\B2030 - Exterior Doors\Door,Overhead-Shutter,Manual,Elec,Roll-up - DOH | EQ-1003699
04-A1 | 04-A1 Butte County Courthouse | 04-A1-G3010-210-PWT01 | Domestic Water Non-Insulated Tank PWT01 | manchester tank | DNA - None | 33026 | OM00004122 | DNA | Basement mechanical room | NA | NA | NA | NA | NA | NA | NA | NA | NA | NA | \Classifications\Building System Class\G30-Site Mechanical Utilities\G3010 - Water Supply\Potable Water Storage Tank - PWT | EQ-1003704
04-A1 | 04-A1 Butte County Courthouse | 04-A1-D2023-100-BFP01 | Fire Sprinkler Backflow Assembly BFP01 | FEBCO | 9508191240 | 805YD (6inch) Type:DC | OM00004147 | ID#:1 | By 96 riser room | NA | NA | NA | NA | NA | NA | NA | NA | NA | NA | \Classifications\Building System Class\D20-Plumbing\D2020 - Domestic Water\Backflow Preventer - BFP | EQ-1003705
04-A1 | 04-A1 Butte County Courthouse | 04-A1-D2023-100-BFP02 | Domestic Water Backflow Assembly | Wilkins | 391432 | 975XL | OM00004145 |  | 96 Expansion Basement | NA | NA | NA | NA | NA | NA | NA | NA | NA | NA | \Classifications\Building System Class\D20-Plumbing\D2020 - Domestic Water\Backflow Preventer - BFP | EQ-1003706
04-A1 | 04-A1 Butte County Courthouse | 04-A1-D2023-100-BFP03 | Blanketed Backflow Assembly BFP03 | Febco | 9508251502 | 805YD (4INCH) Type:DC | OM00004148 | ID#:2 | By 96 Expansion Sally port | NA | NA | NA | NA | NA | NA | NA | NA | NA | NA | \Classifications\Building System Class\D20-Plumbing\D2020 - Domestic Water\Backflow Preventer - BFP | EQ-1003707
04-A1 | 04-A1 Butte County Courthouse | 04-A1-D2023-100-CTY04 | Blanketed Backflow Assembly BFP04 - This is CalTrans responsbility | Wilkins | DNA | 975XL | OM00004146 |  | West Field by Court Signage | NA | NA | NA | NA | NA | NA | NA | NA | NA | NA | \Classifications\Building System Class\D20-Plumbing\D2020 - Domestic Water\Backflow Preventer - BFP | EQ-1003708
04-A1 | 04-A1 Butte County Courthouse | 04-A1-D3042-220-EFN01 | Exhaust Fan N. Side 2003 Roof | Greenheck | 04F22876 | GB-081-6 | OM00027025 | NA | N. Side 2003 Roof | 3L190 | NA | NA | 1/6 | OTHER | 3.6 | ELECTRIC | 1 | NA | NA | \Classifications\Building System Class\D30-HVAC Systems\D3040 - Distribution SYS\Supply/Exhaust/Return fans- FAN | EQ-1003711
04-A1 | 04-A1 Butte County Courthouse | 04-A1-D3042-220-EFN02 | Exhaust Fan (aluminum cover) | Greenheck | DNA | GB-081-6 | OM00003727 | NA | Roof Top | 1190 (3L190) | NA | NA | 1/3 | Other | 6.4 | Electric | 1 | NA | NA | \Classifications\Building System Class\D30-HVAC Systems\D3040 - Distribution SYS\Supply/Exhaust/Return fans- FAN | EQ-1003712
04-A1 | 04-A1 Butte County Courthouse | 04-A1-D3042-220-EFN03 | Exhaust Fan (aluminum cover) | Greenheck | 96A07502 | GB-120-4X-QD | OM00003726 | NA | Roof Top | 1190 (3L190) | NA | NA | 1/4 | Other | 5.3 | Electric | 1 | NA | NA | \Classifications\Building System Class\D30-HVAC Systems\D3040 - Distribution SYS\Supply/Exhaust/Return fans- FAN | EQ-1003713
04-A1 | 04-A1 Butte County Courthouse | 04-A1-D3042-220-EFN04 | Exhaust Fan (aluminum cover) | Greenheck | 76A0642 | GB-120-4X-QD-2A | OM00003725 | NA | Roof Top Near Boiler | 1190 (3L190) | NA | NA | 1/4 | Other | 5.2/2.6 | Electric | 1 | NA | NA | \Classifications\Building System Class\D30-HVAC Systems\D3040 - Distribution SYS\Supply/Exhaust/Return fans- FAN | EQ-1003714
04-A1 | 04-A1 Butte County Courthouse | 04-A1-D3042-220-EFN05 | Exhaust Fan (aluminum cover) | NA | DNA | 6K551K | OM00004417 | NA | Roof Top | 1330 (3L330) | NA | NA | 1/6 | Other | 3.6 | Electric | 1 | NA | NA | \Classifications\Building System Class\D30-HVAC Systems\D3040 - Distribution SYS\Supply/Exhaust/Return fans- FAN | EQ-1003715
04-A1 | 04-A1 Butte County Courthouse | 04-A1-D3042-220-EFN06 | Exhaust Fan (aluminum cover) | NA | DNA | SA55NXSFB | OM00004418 | NA | Roof Top | 4L-600 | NA | NA | 1/3 | Other | 6.4 | Electric | 1 | NA | NA | \Classifications\Building System Class\D30-HVAC Systems\D3040 - Distribution SYS\Supply/Exhaust/Return fans- FAN | EQ-1003716
04-A1 | 04-A1 Butte County Courthouse | 04-A1-D3042-220-EFN07 | Exhaust Fan (aluminum cover) | NA | DNA | SA55NXSFB | OM00004419 | NA | Roof Top | 2600 (4L600) | NA | NA | 1/3 | Other | 6.4 | NA | Electric | NA | NA | \Classifications\Building System Class\D30-HVAC Systems\D3040 - Distribution SYS\Supply/Exhaust/Return fans- FAN | EQ-1003717
04-A1 | 04-A1 Butte County Courthouse | 04-A1-D3050-250-ACU01 | ACU Split System West Elevator Room | Trane | 3471KNMSF / | TTB018C100A2 / | OM00003201 | CU - 1 | Roof New Extension | NA | (?) 20X20X1 | R-22 | NA | 200/230 | 15 Max Fuse / Breaker (HACR) | NA | 1 Ph, 60Hz | 18,000 | NA | \Classifications\Building System Class\D30-HVAC Systems\D3050 - Package SYS\Air Conditioning,Split System - ACU | EQ-1003659
04-A1 | 04-A1 Butte County Courthouse | 04-A1-D4031-100-FEX38 | Portable, Hand Held, Fire Extinguisher | NA | NA | NA | OM00027266 |  | Entire Bldg | NA | NA | NA | NA | NA | NA | NA | NA | NA | NA | \Classifications\Building System Class\D40-Fire Protection SYS\D4030 - FIRE SPEC\Fire Extinguisher - FEX | EQ-1004573
04-A1 | 04-A1 Butte County Courthouse | 04-A1-D5092-250-EML138 | LIGHT, EMERGENCY, HARDWIRED SYSTEM | Multiple | Multiple | Multiple | OM00027267 |  | All |  |  |  |  | 277 |  | Electric | 1 |  |  | \Classifications\Building System Class\D50-Electrical SYS\D5090 - Elec SYS\Emergency And Exit Lighting - EML | EQ-1004574
04-A1 | 04-A1 Butte County Courthouse | 04-A1-D1010-100-ELE01 | Elevator ELH01 Staff 96 Addition - Conveyance # 105207 | USE | 551713 | Ascension 1000 | OM00004117 | State ID# 105207 | elevator room inside riser room | DNA | DNA | NA | 25 | 480 | 50 | Hydraulic | 3 | DNA | DNA | \Classifications\Building System Class\D10-Conveyance Systems\D1010 - Elevator\Elevator,Hydraulic,Pass/Freight - ELE | EQ-1005191
04-A1 | 04-A1 Butte County Courthouse | 04-A1-D1013-310-WCL02 | Wheelchair Lift, Courtroom 02 WCL02 State ID # 140230 | TL Shields $ Assc | 7998-22 | TLSIL Invisible Lift | OM00027130 | State ID# 140230¦ WCL | Floor 1, Courtroom#2 | DNA | DNA | NA | 1 hp | 115 | 15 amp |  | Single | DNA | DNA | \Classifications\Building System Class\D10-Conveyance Systems\D1010 - Elevator\Wheelchair Lift - WCL | EQ-1005192
04-A1 | 04-A1 Butte County Courthouse | 04-A1-D1013-310-WCL01 | Wheelchair Lift, Courtroom 01 WCL01 State ID # 140229 | TL Shields $ Assc | DNA | TLSIL Invisible Lift | OM00004421 | State ID# 140229 | Behind witness stand | NA | NA | NA | 1 HP | 115 volts | 15 amp | NA | single | NA | NA | \Classifications\Building System Class\D10-Conveyance Systems\D1010 - Elevator\Wheelchair Lift - WCL | EQ-1005193
04-A1 | 04-A1 Butte County Courthouse | 04-A1-D1013-310-WCL05 | Wheelchair Lift Courtroom 3, State ID # 156042 | DNA | DNA | DNA | OM00004423 | State ID# 156042¦ CRTRM3 | Courtroom 5 behind Witness Stand | NA | NA | NA | DNA | DNA | DNA | Electrical | DNA | NA | NA | \Classifications\Building System Class\D10-Conveyance Systems\D1010 - Elevator\Wheelchair Lift - WCL | EQ-1005194
04-A1 | 04-A1 Butte County Courthouse | 04-A1-D2023-100-BFP05 | Backflow Preventer BFP05 | Conbraco | UJ405 | 40204T2 (3/4 INCH) Type:RPP | OM00004144 | DNA | W/S OF NEW COURT HOUSE | NA | NA | NA | NA | NA | NA | NA | NA | NA | NA | \Classifications\Building System Class\D20-Plumbing\D2020 - Domestic Water\Backflow Preventer - BFP | EQ-1005195
04-A1 | 04-A1 Butte County Courthouse | 04-A1-B2010-100-BLD01 | Building Structure | NA | NA | NA | OM00031055 | NA | NA | NA | NA | NA | NA | NA | NA | NA | NA | NA | NA | \Classifications\Building System Class\B20-General Building Exterior\B2010 - Exterior Walls\Building - BLD | EQ-1007241
04-A1 | 04-A1 Butte County Courthouse | 04-A1-B3010-100-RUF01 | Roofing Systems | NA | NA | NA | OM00031054 |  | NA | NA | NA | NA | NA | NA | NA | NA | NA | NA | NA | \Classifications\Building System Class\B30-Roofing\B3010 - Roof Types\Roof - RUF | EQ-1007418
04-A1 | 04-A1 Butte County Courthouse | 04-A1-D4010-150-FMS01 | System Extinguishing,Wet Pipe - SEW | DNA | DNA | DNA | OM00027021 | DNA | DNA | NA | NA | NA | NA | NA | NA | NA | NA | NA | NA | \Classifications\Building System Class\D40-Fire Protection SYS\D4010 - Sprinkler SYS\Fire Systems, stand pipes - FMS | 1009825
04-A1 | 04-A1 Butte County Courthouse | 04-A1-D3068-100-BAS01 | Building Automation System - BAS | Delta | DNA | DNA | OM00039810 |  | Roof hatch room off room 100, tagged on computer in Mech. Office |  |  |  |  | AC | [5 empty] | \Classifications\Building System Class\D30-HVAC Systems\D3060 - Control & Inst Air\Building Automation System - BAS | 1011012
04-A1 | 04-A1 Butte County Courthouse | 04-A1-D3050-250-ACU09 | ACU Spilt System Admin Hallway near chambers 9 / IT room | Mitsubishi Electric | 7005081T | MU-A12WA-1 | OM00027041 |  | Old Court Roof | NA | Washable | R-410A |  | 115 | 12 |  | 1 |  |  | \Classifications\Building System Class\D30-HVAC Systems\D3050 - Package SYS\Air Conditioning,Split System - ACU | 1011018
04-A1 | 04-A1 Butte County Courthouse | 04-A1-D3050-250-ACU10 | ACU Split System for evidence room Basemen | Mitsubishi Electric | 0000866T | MUY-GE12NA | OM00027046 |  | Inside Generator Fence (outside) | NA | Washable | R-410A |  | 208/230 | 15 | Electrical | 1 |  |  | \Classifications\Building System Class\D30-HVAC Systems\D3050 - Package SYS\Air Conditioning,Split System - ACU | 1011019
04-A1 | 04-A1 Butte County Courthouse | 04-A1-D1013-310-WCL04 | Wheelchair Lift, Courtroom 04 WCL04 State ID # 156043 | South Works Products | 793831 | TLSIL - Invisible Lift | OM00004422 | State ID# 156043¦ CRTRM4 | Courtroom 4, Behind witness stand | DNA | DNA | NA | 1hp | DNA | 15amp | NA | DNA | NA | NA | \Classifications\Building System Class\D10-Conveyance Systems\D1010 - Elevator\Wheelchair Lift - WCL | 1011594
04-A1 | 04-A1 Butte County Courthouse | 04-A1-D1013-310-WCL06 | Wheelchair Lift, Courtroom 06 WCL06 State ID # 156045 | DNA | DNA | DNA | OM00004424 | State ID# 156045¦ CRTRM6 | Courtroom 6 | NA | NA | NA | DNA | NA | DNA | Electrical | DNA | NA | NA | \Classifications\Building System Class\D10-Conveyance Systems\D1010 - Elevator\Wheelchair Lift - WCL | 1011595
04-A1 | 04-A1 Butte County Courthouse | 04-A1-B2034-400-DOH02 | sally port door | DNA | DNA | DNA | OM00031056 |  | Northside east end of building | NA | NA | NA | DNA | DNA | DNA | Electrical | DNA | NA | NA | \Classifications\Building System Class\B20-General Building Exterior\B2030 - Exterior Doors\Door,Overhead-Shutter,Manual,Elec,Roll-up - DOH | 1011833
04-A1 | 04-A1 Butte County Courthouse | 04-A1-D3050-122-FAH04 | Gas fired heater | Trane | 8055P2D7G | TUX1D120A9601AB | OM00027042 |  | 05 addition across from stairwell | NA | DNA | NA | DNA | DNA | DNA | Natural Gas | DNA | 120000 | DNA | \Classifications\Building System Class\D30-HVAC Systems\D3050 - Package SYS\Forced Air Heater,Oil/Gas fired - FAH | 1011836
04-A1 | 04-A1 Butte County Courthouse | 04-A1-D3050-122-FAH05 | Gas fired heater | Trane | 8072LL97G | TUX1B060A9361AB | OM00027043 |  | 05 Basement addition across from stairway | NA | DNA | NA | DNA | DNA | DNA | Natural Gas | DNA | 60000 | DNA | \Classifications\Building System Class\D30-HVAC Systems\D3050 - Package SYS\Forced Air Heater,Oil/Gas fired - FAH | 1011837
04-A1 | 04-A1 Butte County Courthouse | 04-A1-D4022-210-JPM01 | Fire jockey pump | Franklin electric | DNA | 1303007107 | OM00004131 |  | Riser room | NA | NA | NA | 1 | 208-230/460 | 3.2 | Electrical | 3 | NA | NA | \Classifications\Building System Class\D40-Fire Protection SYS\D4020 - Stand Pipe\Jockey Pump - JPM | 1011838
04-A1 | 04-A1 Butte County Courthouse | 04-A1-D4094-450-SFM02 | FIRE SUPPRESSION SYSTEM | SAPPHIRE | 570638 | DNA | OM00027127 |  | Basement Evidence Room | NA | NA | NA | NA | 24V | DNA |  | 1 | NA | NA | \Classifications\Building System Class\D40-Fire Protection SYS\D4090 - Other Fire Protection Systems\Fire Suppression, Gaseous - SFM | 1011839
04-A1 | 04-A1 Butte County Courthouse | 04-A1-D5092-210-GEN01 | GENERATOR | Cummins | H100147845 | DQFAA-5063069 | OM00027017 |  | NORTH SIDE NEXT TO RISER ROOM | NA | NA | NA | 1490 @ 1800 | 277-480 | 1127.7 | Diesel | 1-3 | NA | NA | \Classifications\Building System Class\D50-Electrical SYS\D5090 - Elec SYS\Emergency Generator - GEN | 1011840
04-A1 | 04-A1 Butte County Courthouse | 04-A1-G2050-200-LSC01 | Landscaping | NA | NA | NA | OM00027307 |  | Exterior Landscape | NA | NA | NA | NA | NA | NA | NA | NA | NA | NA | \Classifications\Building System Class\G20-Other Systems\G2050 - Landscaping\Landscaping - LSC | 1011841
04-A1 | 04-A1 Butte County Courthouse | 04-A1-D5092-250-ELT70 | Exterior Lighting | MULTIPLE | MULTIPLE | MULTIPLE | OM00027268 |  | Exterior | NA | NA | NA | DNA | 120/277 | DNA | Electrical | 1 | NA | NA | \Classifications\Building System Class\D50-Electrical SYS\D5090 - Elec SYS\Exterior Lighting - ELT | 1011842
04-A1 | 04-A1 Butte County Courthouse | 04-A1-G2049-300-HSC01 | Hardscape | NA | NA | NA | OM00027308 |  | Exterior | NA | NA | NA | NA | NA | NA | NA | NA | NA | NA | \Classifications\Building System Class\G20-Other Systems\G2040 - Site Development\Hardscape - HSC | 1011843
04-A1 | 04-A1 Butte County Courthouse | 04-A1-D2023-310-WBS03 | Domestic Water Booster Pump System | SyncroFlo | DNA | 6DA33 | OM00037408 |  | Basement - Riser Room |  |  |  | 3 | Other | 5.2 | Electric |  |  |  | \Classifications\Building System Class\D20-Plumbing\D2020 - Domestic Water\Domestic Water Booster System - WBS | 1015391
04-A1 | 04-A1 Butte County Courthouse | 04-A1-D3050-250-ACU11 | ACU Split System Wall Mounted/Sherriff Security Office Basement | ComfortStar | 4170011040035 | CH024CD-13B | OM00027024 |  | North Wall/Sherriff Security Office |  |  | R-410A | [7 empty] | \Classifications\Building System Class\D30-HVAC Systems\D3050 - Package SYS\Air Conditioning,Split System - ACU | 1015393
04-A1 | 04-A1 Butte County Courthouse | 04-A1-D2023-100-BFP06 | Chiller Backflow BFP06 | WATTS | A05159 | M2 QT | OM00031033 |  | Roof at Chiller | [10 empty] | \Classifications\Building System Class\D20-Plumbing\D2020 - Domestic Water\Backflow Preventer - BFP | 1015394
04-A1 | 04-A1 Butte County Courthouse | 04-A1-D2023-100-BFP07 | Boiler Backflow Preventer | WATTS | Z42875 | M2 QT | OM00031035 |  | Roof at Chiller | [10 empty] | \Classifications\Building System Class\D20-Plumbing\D2020 - Domestic Water\Backflow Preventer - BFP | 1015395
04-A1 | 04-A1 Butte County Courthouse | 04-A1-D2023-310-HWP05 | Hot Water Circulating Pump ? West Side of Court | BELL & GOSSETT | 103255 1K30 | NBF-22U | OM00027052 |  | West Side of Courthouse Hot Water Heater Room | NA | NA | NA | NA | Other | 0.8 | Electric | 1 | NA | NA | \Classifications\Building System Class\D20-Plumbing\D2020 - Domestic Water\Domestic Hot Water Circulating Pump - HWP | 1015571
04-A1 | 04-A1 Butte County Courthouse | 04-A1-D2023-310-WBS04 | Landscape Booster Pump | Watertronics | 13149 | 41-42-0202 | OM00037410 |  | N. Side of 2003 Addition | NA | NA | NA | 3 | Other | 4.2 | Electric | 3 | NA | NA | \Classifications\Building System Class\D20-Plumbing\D2020 - Domestic Water\Domestic Water Booster System - WBS | 1015572
04-A1 | 04-A1 Butte County Courthouse | 04-A1-D2023-310-HWP03 | Hot Water Circuilating Pump | Bell & Gossett | 1977219 | 3VA56G17D2011AP | OM00003995 |  | Riser Room | NA | NA | NA | 4-Mar | Other | DNA | Electric | 1 | NA | NA | \Classifications\Building System Class\D20-Plumbing\D2020 - Domestic Water\Domestic Hot Water Circulating Pump - HWP | 1015573
04-A1 | 04-A1 Butte County Courthouse | 04-A1-G2023-150-PEG01 | Horizontal Rolling Security Gate | Door King Inc. | 2071 | Vehicular Gate Operator 9150-084 | OM00027051 |  | Secured Parking Gate East | Chair Drive 20' | NA | NA | 2-Jan | Other | 5.4 | Electric | 1 | NA | NA | \Classifications\Building System Class\G20-Other Systems\G2020 - Parking Lots\Secured Parking Gate - PEG | 1015574
04-A1 | 04-A1 Butte County Courthouse | 04-A1-D2023-310-HWP04 | Hot Water Circuilating Pump - Old Court | GRUNDFOS | NA | UP 15-42 F | OM00027013 |  | Old Court Hot Water Heater Room | NA | NA | NA | NA | Other | 0.74 | Electric | 1 | NA | NA | \Classifications\Building System Class\D20-Plumbing\D2020 - Domestic Water\Domestic Hot Water Circulating Pump - HWP | 1015575
04-A1 | 04-A1 Butte County Courthouse | 04-A1-D3042-220-EFN08 | Exhaust Fan next to Chiller | Dayton | NA | 3K613G | OM00027014 |  | Roof by chiller | 2410 (4L410) | NA | NA | 6-Jan | Other | 3.6/1.6-1.8 | Electric | 1 | NA | NA | \Classifications\Building System Class\D30-HVAC Systems\D3040 - Distribution SYS\Supply/Exhaust/Return fans- FAN | 1015576
04-A1 | 04-A1 Butte County Courthouse | 04-A1-D2023-100-BFP08 | PKU10 Cooling Tower Backflow | Wilkins | 206541 | Unknown | OM00031037 |  | Roof at PKU10 | NA | NA | NA | NA | NA | NA | NA | NA | NA | NA | \Classifications\Building System Class\D20-Plumbing\D2020 - Domestic Water\Backflow Preventer - BFP | 1015577
04-A1 | 04-A1 Butte County Courthouse | 04-A1-D3030-110-CTW01 | Cooling Tower for PKU10 | FRIGID COIL | 36655A1 | YEC 4 80 | OM00031038 |  | Inside Packate Unit 10 | NA | NA | NA | NA | NA | NA | NA | NA | NA | NA | \Classifications\Building System Class\D30-HVAC Systems\D3030 - Cooling SYS\Cooling Tower - CTW | 1015579
04-A1 | 04-A1 Butte County Courthouse | 04-A1-D3031-200-MTR01 | Chilled Water Meter for PKU10 | SENSUS | 50091759 | UNKNOWN | OM00031036 |  | Roof at PKU10 | NA | NA | NA | NA | NA | NA | NA | NA | NA | NA | \Classifications\Building System Class\D30-HVAC Systems\D3030 - Cooling SYS\Meter Reading Chiller Water - MTR | 1015580
04-A1 | 04-A1 Butte County Courthouse | 04-A1-D2020-130-WMR01 | Boiler Water Meter | SENSUS | 50091762 | UNKNOWN | OM00027027 |  | Roof at Boiler | NA | NA | NA | NA | NA | NA | NA | NA | NA | NA | \Classifications\Building System Class\D20-Plumbing\D2020 - Domestic Water\Water Meter Readings - WMR | 1015581
04-A1 | 04-A1 Butte County Courthouse | 04-A1-C1020-110-FRD01 | Transaction Window at Jury Selection Room in Public Hall | CORNELL | 9623003 | DNA | OM00027026 |  | JURY SELECTION ROOM | NA | NA | NA | NA | NA | NA | NA | NA | NA | NA | \Classifications\Building System Class\C10-General Building Interior\C1020 - Fire Doors\Fire Doors - FRD | 1015582
04-A1 | 04-A1 Butte County Courthouse | 04-A1-D3020-100-HET03 | Boiler Storage Tank 3 | John Wood CO. | 19609-1 | NA | OM00039963 | NA | Roof Next to Boiler | NA | NA | NA | NA | NA | NA | NA | NA | NA | NA | \Classifications\Building System Class\D30-HVAC Systems\D3020 - Heat SYS\Heater Water Expansion Tank - HET | 1016636
04-A1 | 04-A1 Butte County Courthouse | 04-A1-D3021-130-BLR02 | Gas boiler 2 | Camus | 81317967 | DMNH-0601-MSO-HLS | OM00039811 | NA | Roof Next to Package Unit | NA | NA | NA | NA | NA | NA | Gas | NA | 600,000 | 558,000 | \Classifications\Building System Class\D30-HVAC Systems\D3020 - Heat SYS\Boiler,Hot Water,Oil/Gas/Comb. - BLR | 1016635
04-A1 | 04-A1 Butte County Courthouse | 04-A1-D3020-100-HET04 | Boiler Storage Tank 4 | John Wood CO. | DNA | NA | OM00039472 | OM00039964 | Roof Next to Boiler | NA | NA | NA | NA | NA | NA | NA |  | NA | NA | \Classifications\Building System Class\D30-HVAC Systems\D3020 - Heat SYS\Heater Water Expansion Tank - HET | 1016637
04-A1 | 04-A1 Butte County Courthouse | 04-A1-D2023-310-HWP06 | Hot Water Recirculation Tank for Boiler 2 | Bluffton | REFE07C32E2EB4G | 1313480103 | OM00039812 | NA | Roof Next to Boiler | NA | NA | NA | 1.5 | DNA | NA | Electric |  | DNA | DNA | \Classifications\Building System Class\D20-Plumbing\D2020 - Domestic Water\Domestic Hot Water Circulating Pump - HWP | 1016638
04-A1 | 04-A1 Butte County Courthouse | 04-A1-D2030-410-PMS03 | Sewage Ejector Pump System (2 Pumps and 1 Controller) | FLYGT | E82361 | DAX460 | OM00027222 | OM00004120 | Basement Mechanical Room | NA | NA | NA | 2.7 | 460 | 12.4 | NA | 3 | NA | NA | \Classifications\Building System Class\D20-Plumbing\D2030 - Sani Waste\Sewage Ejector Pump - PMS | 1018738
04-A1 | 04-A1 Butte County Courthouse | 04-A1-D2030-410-PMS04 | Sewage Ejector Pump | Lincoln | 762920 | 143T | OM00004130 |  | Old Sallyport - Basement | NA | NA | NA | NA | 230/460 | 5.8 | Electric | 3 | NA | NA | \Classifications\Building System Class\D20-Plumbing\D2030 - Sani Waste\Sewage Ejector Pump - PMS | 1018750
04-A1 | 04-A1 Butte County Courthouse | 04-A1-C1020-110-FRD06 | Fire Door Between Courtrooms 2 & 3 in Staff Hallway | NA | K162878 | NA | OM00039473 |  | 1st Flr. Staff Hallway between Courtrooms 2 & 3 | NA | NA | NA | NA | NA | NA | NA |  | NA | NA | \Classifications\Building System Class\C10-General Building Interior\C1020 - Fire Doors\Fire Doors - FRD | 1018751
04-A1 | 04-A1 Butte County Courthouse | 04-A1-C1020-110-FRD04 | Fire Door | NA | Not a Fire Rated Door | NA | OM00039468 |  | 1st Flr. By Chamber 9 | NA | NA | NA | NA | NA | NA | NA |  | NA | NA | \Classifications\Building System Class\C10-General Building Interior\C1020 - Fire Doors\Fire Doors - FRD | 1018754
04-A1 | 04-A1 Butte County Courthouse | 04-A1-C1020-110-FRD05 | 1st Flr. Staff Hallway by Courtroom 7 | Warnock Hersey | 036385 | NA | OM00039467 |  | 1st Flr. Stff Hallway By Courtroom 7 | NA | NA | NA | NA | NA | NA | NA |  | NA | NA | \Classifications\Building System Class\C10-General Building Interior\C1020 - Fire Doors\Fire Doors - FRD | 1018755
04-A1 | 04-A1 Butte County Courthouse | 04-A1-D3050-122-FAH06 | Sheriffs Breakroom Furnace | Trane | 8071R1A7G | TUX1D120A9601AB | OM00027045 |  | Basement Sheriffs Breakroom Mech Closet | NA | (1) 24x24x1 | NA | DNA | DNA | DNA | Gas |  | 120000 | DNA | \Classifications\Building System Class\D30-HVAC Systems\D3050 - Package SYS\Forced Air Heater,Oil/Gas fired - FAH | 1018756
04-A1 | 04-A1 Butte County Courthouse | 04-A1-D5011-240-TRN04 | Old Sallyport Electrical Transformer #1 | Power Former | 223-3234 | Class JA J7007 | OM00039475 |  | Old Sallyport Electrical Room - Basement | NA | NA | NA | NA | 480 | 45KVA KT-13 RATED | Electric | 3 | NA | NA | \Classifications\Building System Class\D50-Electrical SYS\D5010 - Elec Service & Dist\Transformer - TRN | 1018747
04-A1 | 04-A1 Butte County Courthouse | 04-A1-D5011-240-TRN05 | Old Sallyport Electrical Transformer #2 | Cuttler Hammer | NA | NA | OM00039476 |  | Old Sallyport Electrical Room - Basement | NA | NA | NA | NA | 480 | 45KVA KT-13 RATED | Electric | 3 | NA | NA | \Classifications\Building System Class\D50-Electrical SYS\D5010 - Elec Service & Dist\Transformer - TRN | 1018748
04-A1 | 04-A1 Butte County Courthouse | 04-A1-D5010-200-ESD01 | Main Electrical Panel | Cuttler Hammer |  | LF393174-A | OM00039477 |  | Old Sallyport Electrical Room - Basement | NA | NA | NA | NA | 480 | 800 | Electric | 3 | NA | NA | \Classifications\Building System Class\D50-Electrical SYS\D5010 - Elec Service & Dist\Electical Service and Distribution - ESD | 1018749
04-A1 | 04-A1 Butte County Courthouse | 04-A1-C1020-110-FRD02 | Double Fire Door w/ Panic Hardware in Public Hallway | Wells Fire Exit | NA | 1 1/2" Fire Rated Hollow Metal Doors | OM00039469 |  | 1st Flr. Public Hallway Next to Courtroom 1 | NA | NA | NA | NA | NA | NA | NA |  | NA | NA | \Classifications\Building System Class\C10-General Building Interior\C1020 - Fire Doors\Fire Doors - FRD | 1018752
04-A1 | 04-A1 Butte County Courthouse | 04-A1-C1020-110-FRD03 | Double Fire Door w/ Panic Hardware in Public Hallway | NA | K734501 | 1 1/2" Fire Rated Hollow Metal Doors | OM00039471 |  | 1st Flr. Public Hallway Between Courtrooms 2 & 3 | NA | NA | NA | NA | NA | NA | NA |  | NA | NA | \Classifications\Building System Class\C10-General Building Interior\C1020 - Fire Doors\Fire Doors - FRD | 1018753
04-A1 | 04-A1 Butte County Courthouse | 04-A1-D3031-100-PCH01 | Chiller Pump | Bell & Gossett | Z082163R163M | B075A | OM00039470 |  | Roof on Chiller Rack | NA | NA | NA | 5.0 | 208-230/460 | 16.6 | Electric | 3 | NA | NA | \Classifications\Building System Class\D30-HVAC Systems\D3030 - Cooling SYS\Chilled Water Pump - PCH | 1018757
04-A1 | 04-A1 Butte County Courthouse | 04-A1-D3050-210-PKU11 | Package Unit #10 | BASX | AC-1 | 15042-01 | OM00027223 | OM00003190 | Roof | NA | (6) 12x24x2 and (12) 24x24x2 | R-410A | SF 30hp RF 15hp | 480 | 182.2 | Electric | 3 | NA | NA | \Classifications\Building System Class\D30-HVAC Systems\D3050 - Package SYS\Package Unit - PKU | 1020502
04-A1 | 04-A1 Butte County Courthouse | 04-A1-D5037-710-FAP02 | FIRE PANEL | SILENT KNIGHT | NA | 5820XL | OM00031070 |  | Basement, SHERIFF CONTROL RM | NA | NA | NA | NA | DNA | DNA | DNA | DNA | NA | NA | \Classifications\Building System Class\D50-Electrical SYS\D5030 - Comm & Security\Fire Alarm Panel - FAP | 1022651
04-A1 | 04-A1 Butte County Courthouse | 04-A1-D3030-110-CTW02 | COOLING TOWER | RECOLD | JC-10115508-A1 | JC-80 | OM00031069 |  | ROOF | NA | DNA | NA | 7.5 | 480 | DNA | DNA | 3 | NA | NA | \Classifications\Building System Class\D30-HVAC Systems\D3030 - Cooling SYS\Cooling Tower - CTW | 1022844
04-A1 | 04-A1 Butte County Courthouse | 04-A1-D2022-100-HWE03 | HOT WATER HEATER | STATE | 1805109133307 | EN8-50-DORS-110 | OM00031071 |  | Near Elevator Equip Rm | NA | DNA | NA | NA | 208 / 240 | DNA | DNA | 1 | DNA | DNA | \Classifications\Building System Class\D20-Plumbing\D2020 - Domestic Water\Domestic Water Heater, Electric - HWE | 1022893
04-A1 | 04-A1 Butte County Courthouse | 04-A1-D2022-100-HWE04 | Water Heater | State Industries | 1850112929113 | EN8-40-DORS-110 | OM00027203 | OM00003994 | BEHIND COURT RM 7&8 | NA | NA | NA | NA | 208/240 | DNA | DNA | 1 | DNA | DNA | \Classifications\Building System Class\D20-Plumbing\D2020 - Domestic Water\Domestic Water Heater, Electric - HWE | 1022909
04-E1 | 04-E1 Paradise Courthouse | 04-E1-D3050-210-PKU01 | Convertible Package Unit PKU01 | Trane | 2256LA2H | YCP048F3H0AB (Mfr Date - 6/2002) | OM00003078 |  | Staff Area | DNA | DNA | R-22 | Cond fan - 1/2HP, Evap fan 1/2 HP, exhaust fan - 1/50 | 208/230 | 35 Max Fuse Size | Electricity and natural gas | 3Ph, 60hz | 98,000 - 120,000 | 78,000 - 95,000 | \Classifications\Building System Class\D30-HVAC Systems\D3050 - Package SYS\Package Unit - PKU | EQ-1003735
04-E1 | 04-E1 Paradise Courthouse | 04-E1-D5092-250-EML07 | Emergency Exit Lights | Lithonia Lighting | Multiple | Multiple | OM00027174 |  | Multiple locations - THROUGHOUT BUILDING | NA | NA | NA | NA | 120 | .1 to.3 | Electric | 1 | DNA | DNA | \Classifications\Building System Class\D50-Electrical SYS\D5090 - Elec SYS\Emergency And Exit Lighting - EML | EQ-1003738
04-E1 | 04-E1 Paradise Courthouse | 04-E1-D3042-210-FAN01 | Exhaust Fan (aluminum cover) | Greenheck | 25543 | CE-7.5-DGEX | OM00003077 |  | Public Restrooms | DNA | NA | NA | 1/35 | 115 | DNA | NA | 1 | NA | NA | \Classifications\Building System Class\D30-HVAC Systems\D3040 - Distribution SYS\Fan,Axial - FAN | EQ-1003740
04-E1 | 04-E1 Paradise Courthouse | 04-E1-D3042-210-FAN02 | Exhaust Fan (aluminum cover) | Greenheck | 23552 | CE-6-DEX | OM00003079 |  | Staff Restrooms | DNA | NA | NA | 1/60 | 115 | DNA | NA | 1 | NA | NA | \Classifications\Building System Class\D30-HVAC Systems\D3040 - Distribution SYS\Fan,Axial - FAN | EQ-1003741
04-E1 | 04-E1 Paradise Courthouse | 04-E1-D3050-122-FAH01 | Forced Air Furnace FAH01 | Carrier | C988A02982 | 398AAW060120 plus 90 | OM00003073 | Furnace | DNA | Direct | 16x25x2' | R-22 | 1/2 | 115 | 9 | Natural Gas | 1Ph, 60Hz | 132,000 | 109,000 | \Classifications\Building System Class\D30-HVAC Systems\D3050 - Package SYS\Forced Air Heater,Oil/Gas fired - FAH | EQ-1003742
04-E1 | 04-E1 Paradise Courthouse | 04-E1-D3031-210-CDR01 | Condenser CDR01 | Trane | L224S6YFF | TTA060C300AD | OM00003076 |  | Exterior, East side of Building | DNA | DNA | R-22 | 5 ton. | 230 | 40 | NA | 3 | NA | NA | \Classifications\Building System Class\D30-HVAC Systems\D3030 - Cooling SYS\Condensing Unit, Air Cooled - CDR | EQ-1003744
04-E1 | 04-E1 Paradise Courthouse | 04-E1-D4031-100-FEX04 | Fire Extinguishers | Amerex & Ansul Sentry | Multiple | Amerex B500 Ansul Sentry Mu-934068 and mm00672184 | OM00027173 |  | #1 located in main clerks payment area #2 courtroom, behind judge's bench #3 PG&E meter rm #4 HVAC and telephone room | NA | NA | NA | NA | NA | NA | NA | NA | NA | NA | \Classifications\Building System Class\D40-Fire Protection SYS\D4030 - FIRE SPEC\Fire Extinguisher - FEX | EQ-1003745
04-E1 | 04-E1 Paradise Courthouse | 04-E1-B2010-100-BLD01 | Building Structure | NA | NA | NA | OM00027179 |  | NA | NA | NA | NA | NA | NA | NA | NA | NA | NA | NA | \Classifications\Building System Class\B20-General Building Exterior\B2010 - Exterior Walls\Building - BLD | EQ-1007243
04-E1 | 04-E1 Paradise Courthouse | 04-E1-D3068-100-BAS01 | Building Automation System - BAS | Delta | DNA | DNA | OM00027050 |  | Furnace Room | [10 empty] | \Classifications\Building System Class\D30-HVAC Systems\D3060 - Control & Inst Air\Building Automation System - BAS | 1011014
04-E1 | 04-E1 Paradise Courthouse | 04-E1-D2022-100-HWE01 | WATER HEATHER | Whirlpool | 0800130 | E1F20USO115V | OM00004129 |  | Men's restroom closet | NA | NA | NA | DNA | 120 V | 20 | Electrical | 1 PH | NA | NA | \Classifications\Building System Class\D20-Plumbing\D2020 - Domestic Water\Domestic Water Heater, Electric - HWE | 1011847
04-E1 | 04-E1 Paradise Courthouse | 04-E1-G2050-200-LSC01 | LANDSCAPING | NA | NA | NA | OM00027176 |  | Exterior Landscape | NA | NA | NA | NA | NA | NA | NA | NA | NA | NA | \Classifications\Building System Class\G20-Other Systems\G2050 - Landscaping\Landscaping - LSC | 1011848
04-E1 | 04-E1 Paradise Courthouse | 04-E1-D5092-250-ELT12 | EXTERIOR LIGHTING | MULTIPLE | MULTIPLE | MULTIPLE | OM00027175 |  | EXTERIOR | NA | NA | NA | DNA | 120 | DNA | Electrical | 1 | NA | NA | \Classifications\Building System Class\D50-Electrical SYS\D5090 - Elec SYS\Exterior Lighting - ELT | 1011849
04-E1 | 04-E1 Paradise Courthouse | 04-E1-G2049-300-HSC01 | HARDSCAPE | NA | NA | NA | OM00027177 |  | EXTERIOR | NA | NA | NA | NA | NA | NA | NA | NA | NA | NA | \Classifications\Building System Class\G20-Other Systems\G2040 - Site Development\Hardscape - HSC | 1011850
04-F1 | 04-F1 New North Butte County Courthouse | 04-F1-D5092-210-GEN01 | Generator, Emergency Backup, Diesel | Generac | SD500 | SD500 | OM00039579 | permit # JCC-13-01-2 | Exterior Chiller Yard | NA | NA | NA | 762 | 277/480v 500Kw | NA | Diesel | 3 | NA | NA | \Classifications\Building System Class\D50-Electrical SYS\D5090 - Elec SYS\Emergency Generator - GEN | 1018994
04-F1 | 04-F1 New North Butte County Courthouse | 04-F1-D1010-100-ELE01 | Hydraulic Elevator E1 - State ID: 167149 | ThyssenKrupp | EBW562 | EP15040 | OM00039454 | State ID# 167149 | 1st Flr. Main Lobby 108 West Car (1st , 2nd Floors only) | NA | NA | NA | NA | 460 | 52.7 | Electric | 3 | NA | NA | \Classifications\Building System Class\D10-Conveyance Systems\D1010 - Elevator\Elevator,Electric,Pass/Freight - ELE | 1019203
04-F1 | 04-F1 New North Butte County Courthouse | 04-F1-D1010-100-ELE02 | Hydraulic Elevator E2 - State ID: 167150 | ThyssenKrupp | EBW563 | EP15040 | OM00039455 | State ID# 167150 | 1st Flr. Main Lobby 108 East Car (1st , 2nd Floors only) | NA | NA | NA | NA | 460 | 52.7 | Electric | 3 | NA | NA | \Classifications\Building System Class\D10-Conveyance Systems\D1010 - Elevator\Elevator,Electric,Pass/Freight - ELE | 1019204
04-F1 | 04-F1 New North Butte County Courthouse | 04-F1-D1010-100-ELE03 | Hydraulic Elevator E3 - State ID: 167151 | ThyssenKrupp | EBW564 | EP21550 | OM00039572 | State ID# 167151 | 1st Flr. Holding Room 117 (1st , 2nd Floors only) | NA | NA | NA | NA | 460 | 68.1 | Electric | 3 | NA | NA | \Classifications\Building System Class\D10-Conveyance Systems\D1010 - Elevator\Elevator,Electric,Pass/Freight - ELE | 1019205
04-F1 | 04-F1 New North Butte County Courthouse | 04-F1-D1010-100-ELE04 | Hydraulic Elevator E4 - State ID: 167152 | ThyssenKrupp | EBW565 | EP21540 | OM00039573 | State ID# 167152 | Basement Elevator Equipment Rm. in Staff | NA | NA | NA | 40 | 460 | 68.1 | Electric | 3 | NA | NA | \Classifications\Building System Class\D10-Conveyance Systems\D1010 - Elevator\Elevator,Electric,Pass/Freight - ELE | 1019206
04-F1 | 04-F1 New North Butte County Courthouse | 04-F1-D1010-100-ELE05 | Hydraulic Elevator E5 - State ID: 167153 | ThyssenKrupp | EBW566 | EP21550 | OM00039603 | State ID# 167153 | 1st Flr. Secured Circulation Cooridor 052 (Basement, 1st, 2nd Floors only) | NA | NA | NA | 50 | 460 | 68.1 | Electric | 3 | NA | NA | \Classifications\Building System Class\D10-Conveyance Systems\D1010 - Elevator\Elevator,Electric,Pass/Freight - ELE | 1019207
04-F1 | 04-F1 New North Butte County Courthouse | 04-F1-D1010-100-ELE06 | Hydraulic Elevator E6 - State ID: 167154 | ThyssenKrupp | EBW567 | EP21540 | OM00039604 | State ID# 167154 | 1st Flr. Restricted Circulation Cooridor 047 (Basement, 1st, 2nd and Roof Levels only) | NA | NA | NA | 40 | 460 | 52.7 | Electric | 3 | NA | NA | \Classifications\Building System Class\D10-Conveyance Systems\D1010 - Elevator\Elevator,Electric,Pass/Freight - ELE | 1019208
04-F1 | 04-F1 New North Butte County Courthouse | 04-F1-B2010-100-BLD01 | Building Structure | NA | NA | NA | OM00039484 |  | Throughout | NA | NA | NA | NA | NA | NA | NA | NA | NA | NA | \Classifications\Building System Class\B20-General Building Exterior\B2010 - Exterior Walls\Building - BLD | 1019347
04-F1 | 04-F1 New North Butte County Courthouse | 04-F1-B3010-100-RUF01 | Roofing Systems | NA | NA | NA | OM00039483 |  | Roof | NA | NA | NA | NA | NA | NA | NA | NA | NA | NA | \Classifications\Building System Class\B30-Roofing\B3010 - Roof Types\Roof - RUF | 1019348
04-F1 | 04-F1 New North Butte County Courthouse | 04-F1-D2017-100-SHW01 | Chiller Shower, Eye Wash/Emergency Shower | HAWS | NA | NA | OM00039577 |  | 1st. Flr. Chiller Pump Room MY03 in Central Plant | NA | NA | NA | NA | NA | NA | NA | NA | NA | NA | \Classifications\Building System Class\D20-Plumbing\D2010 - Plumb Fix\Showers - SHW | 1019349
04-F1 | 04-F1 New North Butte County Courthouse | 04-F1-D2017-100-SHW02 | Boiler Shower, Eye Wash/Emergency Shower | HAWS | NA | NA | OM00039449 |  | 1st Flr. Boiler Room 154 | NA | NA | NA | NA | NA | NA | NA | NA | NA | NA | \Classifications\Building System Class\D20-Plumbing\D2010 - Plumb Fix\Showers - SHW | 1019350
04-F1 | 04-F1 New North Butte County Courthouse | 04-F1-D2017-100-SHW03 | Mail Room Shower, Eye Wash/Emergency Shower | HAWS | NA | NA | OM00039596 |  | 1st Flr. Mail Room | NA | NA | NA | NA | NA | NA | NA | NA | NA | NA | \Classifications\Building System Class\D20-Plumbing\D2010 - Plumb Fix\Showers - SHW | 1019351
04-F1 | 04-F1 New North Butte County Courthouse | 04-F1-D2023-310-HWP01 | Domestic Hot Water Recirculation Pump CRP-1 | Grundfos | PC:1339 | UPS40-160B | OM00039493 |  | Mechanical Penthouse Room 300 | NA | NA | NA | 3/4 | 120 | NA | Electric | 1 | NA | NA | \Classifications\Building System Class\D20-Plumbing\D2020 - Domestic Water\Domestic Hot Water Circulating Pump - HWP | 1019352
04-F1 | 04-F1 New North Butte County Courthouse | 04-F1-D2023-310-HWP02 | Domestic Hot Water Recirculation Pump CRP-2 | Grundfos | PC:1343 | UPS40-160B | OM00039494 |  | Mechanical Penthouse Room 300 | NA | NA | NA | 3/4 | 120 | DNA | Electric | 1 | NA | NA | \Classifications\Building System Class\D20-Plumbing\D2020 - Domestic Water\Domestic Hot Water Circulating Pump - HWP | 1019353
04-F1 | 04-F1 New North Butte County Courthouse | 04-F1-D2023-310-HWP03 | Domestic Hot Water Recirculation Pump CRP-3 | Armstrong | NA | Q48S17D1052UK | OM00039491 |  | Mechanical Penthouse Room 300 | NA | NA | NA | 3/4 | 120 | DNA | Electric | 1 | NA | NA | \Classifications\Building System Class\D20-Plumbing\D2020 - Domestic Water\Domestic Hot Water Circulating Pump - HWP | 1019354
04-F1 | 04-F1 New North Butte County Courthouse | 04-F1-D2023-310-HWP04 | Domestic Hot Water Recirculation Pump CRP-4 | Armstrong | NA | Q48S17D1052UK | OM00039492 |  | Mechanical Penthouse Room 300 | NA | NA | NA | 3/4 | 120 | DNA | Electric | 1 | NA | NA | \Classifications\Building System Class\D20-Plumbing\D2020 - Domestic Water\Domestic Hot Water Circulating Pump - HWP | 1019355
04-F1 | 04-F1 New North Butte County Courthouse | 04-F1-D3044-125-PHW01 | Hot Water Pump HHWP-1 | Bell & Gossett | PH013510-C | 2.5X2.5X7 Series 80 | OM00039446 |  | 1st Flr. Boiler Room 154 | NA | NA | NA | 1.5 | 460 | DNA | Electric | 3 | NA | NA | \Classifications\Building System Class\D30-HVAC Systems\D3040 - Distribution SYS\Hot Water Pump - PHW | 1019356
04-F1 | 04-F1 New North Butte County Courthouse | 04-F1-D3044-125-PHW02 | Hot Water Pump HHWP-2 | Bell & Gossett | PH013510-B | 2.5X2.5X7 Series 80 | OM00039447 |  | 1st Flr. Boiler Room 154 | NA | NA | NA | 1.5 | 460 | DNA | Electric | 3 | NA | NA | \Classifications\Building System Class\D30-HVAC Systems\D3040 - Distribution SYS\Hot Water Pump - PHW | 1019357
04-F1 | 04-F1 New North Butte County Courthouse | 04-F1-D3044-125-PHW03 | Hot Water Pump HHWP-3 | Bell & Gossett | PH013510-A | 2.5X2.5X7 Series 80 | OM00039448 |  | 1st Flr. Boiler Room 154 | NA | NA | NA | 1.5 | 460 | DNA | Electric | 3 | NA | NA | \Classifications\Building System Class\D30-HVAC Systems\D3040 - Distribution SYS\Hot Water Pump - PHW | 1019358
04-F1 | 04-F1 New North Butte County Courthouse | 04-F1-D2022-260-HWG01 | Gas Water Heater GHW-1 | Lochinvar | A14H00259203 | EWN200PMF7 | OM00039489 |  | Mechanical Penthouse Room 300 | NA | NA | NA | NA | NA | NA | NA | NA | NA | NA | \Classifications\Building System Class\D20-Plumbing\D2020 - Domestic Water\Domestic Water Heater, Gas - HWG | 1019359
04-F1 | 04-F1 New North Butte County Courthouse | 04-F1-D2022-260-HWG02 | Gas Water Heater GHW-2 | Lochinvar | A14H00259490 | EWN200PMF7 | OM00039490 |  | Mechanical Penthouse Room 300 | NA | NA | NA | NA | NA | NA | NA | NA | NA | NA | \Classifications\Building System Class\D20-Plumbing\D2020 - Domestic Water\Domestic Water Heater, Gas - HWG | 1019360
04-F1 | 04-F1 New North Butte County Courthouse | 04-F1-D2040-100-PSU01 | Sump Pump SP1 (Storm Drain) | Flygt Products | NA | 3127.095.0004 | OM00039570 |  | Mechanical Penthouse Room 300 Basement in Sewage Pump Room 051 | NA | NA | NA | (2) 10Hp 1750RPM | 460 | DNA | NA | 3 | NA | NA | \Classifications\Building System Class\D20-Plumbing\D2040 - Rain Drain\Sump Pump - PSU | 1019361
04-F1 | 04-F1 New North Butte County Courthouse | 04-F1-D3044-125-PHW05 | Hot Water Pump HHWP-5 | Bell & Gossett | PH013517-B | 2BC Series 1510 | OM00039451 |  | 1st Flr. Boiler Room 154 | NA | NA | NA | 5 | 460 | DNA | Electric | 3 | NA | NA | \Classifications\Building System Class\D30-HVAC Systems\D3040 - Distribution SYS\Hot Water Pump - PHW | 1019363
04-F1 | 04-F1 New North Butte County Courthouse | 04-F1-D3044-125-PHW06 | Low Temp Hot Water Pump LTHWP-1 | Baldor | F1501081549 | DNA | OM00039636 |  | 1st Flr. Boiler Room 154 | NA | NA | NA | 3 | 460 | 8.4 | Electric | 3 | NA | NA | \Classifications\Building System Class\D30-HVAC Systems\D3040 - Distribution SYS\Hot Water Pump - PHW | 1019364
04-F1 | 04-F1 New North Butte County Courthouse | 04-F1-D3044-125-PHW07 | Low Temp Hot Water Pump LTHWP-2 | Baldor | F1411211300 | DNA | OM00039635 |  | 1st Flr. Boiler Room 154 | NA | NA | NA | 3 | 460 | 8.4 | Electric | 3 | NA | NA | \Classifications\Building System Class\D30-HVAC Systems\D3040 - Distribution SYS\Hot Water Pump - PHW | 1019365
04-F1 | 04-F1 New North Butte County Courthouse | 04-F1-D3021-130-BLR01 | Hot Water Boiler B-1 | Patterson-Kelley | W709-14-10365-A | MACH Model C900 ENVI Control | OM00039443 |  | 1st Flr. Boiler Room 154 | NA | NA | NA | NA | 120 | DNA | Natural gas | 1 | 900,000 | 846,000 | \Classifications\Building System Class\D30-HVAC Systems\D3020 - Heat SYS\Boiler,Hot Water,Oil/Gas/Comb. - BLR | 1019366
04-F1 | 04-F1 New North Butte County Courthouse | 04-F1-D3021-130-BLR02 | Hot Water Boiler B-2 | Patterson-Kelley | W708-14-10339-A | MACH Model C900 ENVI Control | OM00039444 |  | 1st Flr. Boiler Room 154 | NA | NA | NA | NA | 120 | DNA | Natural gas | 1 | 900,000 | 846,000 | \Classifications\Building System Class\D30-HVAC Systems\D3020 - Heat SYS\Boiler,Hot Water,Oil/Gas/Comb. - BLR | 1019367
04-F1 | 04-F1 New North Butte County Courthouse | 04-F1-D3021-130-BLR03 | Hot Water Boiler B-3 | Patterson-Kelley | W709-14-10366-A | MACH Model C900 ENVI Control | OM00039445 |  | 1st Flr. Boiler Room 154 | NA | NA | NA | NA | 120 | DNA | Natural gas | 1 | 900,000 | 846,000 | \Classifications\Building System Class\D30-HVAC Systems\D3020 - Heat SYS\Boiler,Hot Water,Oil/Gas/Comb. - BLR | 1019368
04-F1 | 04-F1 New North Butte County Courthouse | 04-F1-D3031-140-CLR01 | Air-Cooled Screw Chiller CH-1 | York | 2BBM023534 | YVAA0233BEV46BA | OM00039584 |  | 1st. Flr. Chiller Yard MY02 in Chilled Water Central Plant | NA | NA | R-134a | NA | 460 | Compressor RLA Circuit 1 169, Circuit 2 RLA 145, Fans FLA Circuit 1 7/2.4, Circuit 2 5/2.4 | Electric | 3 | NA | NA | \Classifications\Building System Class\D30-HVAC Systems\D3030 - Cooling SYS\Chiller, Air Cooled - CLR | 1019369
04-F1 | 04-F1 New North Butte County Courthouse | 04-F1-D3031-100-PCH01 | Chilled Water Pump CHWP-1 | Bell & Gossett | PH013516-B | 4AC Series 1510 | OM00039585 |  | 1st Flr. Chiller Pump Room MY03 | NA | NA | NA | 5 | 460 | DNA | Electric | 3 | NA | NA | \Classifications\Building System Class\D30-HVAC Systems\D3030 - Cooling SYS\Chilled Water Pump - PCH | 1019370
04-F1 | 04-F1 New North Butte County Courthouse | 04-F1-D3031-100-PCH02 | Chilled Water Pump CHWP-2 | Bell & Gossett | PH013516-A | 4AC Series 1510 | OM00039586 |  | 1st Flr. Chiller Pump Room MY03 | NA | NA | NA | 5 | 460 | DNA | Electric | 3 | NA | NA | \Classifications\Building System Class\D30-HVAC Systems\D3030 - Cooling SYS\Chilled Water Pump - PCH | 1019371
04-F1 | 04-F1 New North Butte County Courthouse | 04-F1-D3031-100-PCH03 | Chilled Water Pump CHWP-3 | Bell & Gossett | PH013518-A | 2-1/2BB Series 1510 | OM00039587 |  | 1st Flr. Chiller Pump Room MY03 | NA | NA | NA | 5 | 460 | DNA | Electric | 3 | NA | NA | \Classifications\Building System Class\D30-HVAC Systems\D3030 - Cooling SYS\Chilled Water Pump - PCH | 1019372
04-F1 | 04-F1 New North Butte County Courthouse | 04-F1-D3031-100-PCH04 | Chilled Water Pump CHWP-4 | Bell & Gossett | PH013518-B | 2-1/2BB Series 1510 | OM00039588 |  | 1st Flr. Chiller Pump Room MY03 | NA | NA | NA | 5 | 460 | DNA | Electric | 3 | NA | NA | \Classifications\Building System Class\D30-HVAC Systems\D3030 - Cooling SYS\Chilled Water Pump - PCH | 1019373
04-F1 | 04-F1 New North Butte County Courthouse | 04-F1-D3041-110-AHU01 | Air Handler Unit AHU-1 | Energy Labs | 1312-7195-1 | C5354-FCH-L | OM00039485 |  | Mechanical Penthouse Room 300 | NA | Pre-Filters: Flanders Pre-Pleat 40, MERV 8 Four (4) 24X24X2 Final Filters: Flanders Superflow V Minipleat 85%, MERV 13 Four (4) 24X24X12 | NA | (1) 7.5Hp Supply, (1) 3Hp Return | 460 | 10.7 and 4.5 | Electric | 3 | NA | NA | \Classifications\Building System Class\D30-HVAC Systems\D3040 - Distribution SYS\Air Handling Unit - AHU | 1019374
04-F1 | 04-F1 New North Butte County Courthouse | 04-F1-D3041-110-AHU02 | Air Handler Unit AHU-2 | Energy Labs | 1312-7195-2 | C5386-FCH-L | OM00039486 |  | Mechanical Penthouse Room 300 | NA | Pre-Filters: Flanders Pre-Pleat 40, MERV 8 Six (6) 24X24X2 Final Filters: Flanders Superflow V Minipleat 85%, MERV 13 Six (6) 24X24X12 | NA | (2) 7.5Hp Supply, (2) 2Hp Return | 460 | 9.5 and 3.15 | Electric | 3 | NA | NA | \Classifications\Building System Class\D30-HVAC Systems\D3040 - Distribution SYS\Air Handling Unit - AHU | 1019375
04-F1 | 04-F1 New North Butte County Courthouse | 04-F1-D3041-110-AHU03 | Air Handler Unit AHU-3 | Energy Labs | 1312-7195-3 | C6593-FCH-L | OM00039487 |  | Mechanical Penthouse Room 302 | NA | Pre-Filters: Flanders Pre-Pleat 40, MERV 8 Six (6) 24X24X2, Five (5) 12X24X2 Final Filters: Flanders Superflow V Minipleat 85%, MERV 13 Six (6) 24X24X12, Five (5) 12X24X12 | NA | (1) 15Hp Supply (1) 10Hp Return | 460 | 24 and 14.4 | Electric | 3 | NA | NA | \Classifications\Building System Class\D30-HVAC Systems\D3040 - Distribution SYS\Air Handling Unit - AHU | 1019376
04-F1 | 04-F1 New North Butte County Courthouse | 04-F1-D3041-110-AHU04 | Air Handler Unit AHU-4 | Energy Labs | 1312-7195-4 | C6597-FCH-L | OM00039488 |  | Mechanical Penthouse Room 303 | NA | Pre-Filters: Flanders Pre-Pleat 40, MERV 8 Four (4) 24X24X2, Two (2) 12X24X2 Final Filters: Flanders Superflow V Minipleat 85%, MERV 13 Four (4) 24X24X12, Two (2) 12X24X12 | NA | (1) 10Hp Supply (1) 5Hp Return | 460 | 14.4 and 7.4 | Electric | 3 | NA | NA | \Classifications\Building System Class\D30-HVAC Systems\D3040 - Distribution SYS\Air Handling Unit - AHU | 1019377
04-F1 | 04-F1 New North Butte County Courthouse | 04-F1-D3040-120-FCU01 | Fan Coil Unit FCU-001 | LG Electronics | DNA (unable to read at this time) | ARUN363BGA2 | OM00039619 |  | Basement for Elevator Equipment Room 045 in Computer Server Room 044 | NA | (1) Washable 7.5X30-3/4X1/4 | NA | NA | 208-230 | DNA | Electric | 1 | NA | NA | \Classifications\Building System Class\D30-HVAC Systems\D3040 - Distribution SYS\Fan Coil Unit - FCU | 1019378
04-F1 | 04-F1 New North Butte County Courthouse | 04-F1-D3040-120-FCU02 | Fan Coil Unit FCU-002 | LG Electronics | DNA (unable to read at this time) | ARNU483BRA2 | OM00039574 |  | Basement in Computer Server Room 044 | NA | (1) Washable 11-5/8"X43-3/4"X1/4" | NA | NA | 208-230 | DNA | Electric | 1 | NA | NA | \Classifications\Building System Class\D30-HVAC Systems\D3040 - Distribution SYS\Fan Coil Unit - FCU | 1019379
04-F1 | 04-F1 New North Butte County Courthouse | 04-F1-D3040-120-FCU03 | Fan Coil Unit FCU-003 | LG Electronics | 310KAHG00025 | ARNU483TMC2 | OM00039637 |  | Basement in Electrical Room 050 | NA | (1) Washable 26X31X1/2" Secondary Filter Plasma | NA | NA | 208-230 | DNA | Electric | 1 | NA | NA | \Classifications\Building System Class\D30-HVAC Systems\D3040 - Distribution SYS\Fan Coil Unit - FCU | 1019380
04-F1 | 04-F1 New North Butte County Courthouse | 04-F1-D3040-120-FCU04 | Fan Coil Unit FCU-004 | LG Electronics | DNA (unable to read at this time) | ARNU363BGA2 | OM00039618 |  | Basement for Elevator Equipment Room 048 in Hallway in from of door of Room 050 (Electrical Room) | NA | (1) Washable 7.5X30-3/4X1/4 | NA | NA | 208-230 | DNA | Electric | 1 | NA | NA | \Classifications\Building System Class\D30-HVAC Systems\D3040 - Distribution SYS\Fan Coil Unit - FCU | 1019381
04-F1 | 04-F1 New North Butte County Courthouse | 04-F1-D3040-120-FCU05 | Fan Coil Unit FCU-005 | LG Electronics | 310KACA0003 | ARNU243S5L2 | OM00039565 |  | Basement in Secondary Electrical Room 023 | NA | (1) Washable 26X31X1/2" Secondary Filter Plasma | NA | NA | 208-230 | DNA | Electric | 1 | NA | NA | \Classifications\Building System Class\D30-HVAC Systems\D3040 - Distribution SYS\Fan Coil Unit - FCU | 1019382
04-F1 | 04-F1 New North Butte County Courthouse | 04-F1-D3040-120-FCU06 | Fan Coil Unit FCU-101 | LG Electronics | 401KAWQ00001 | ARNU183S5L2 | OM00039562 |  | 1st Flr. Electric Room 187 inside the Custodial Room | NA | (1) Washable 26X31X1/2" Secondary Filter Plasma | NA | NA | 208-230 | DNA | Electric | 1 | NA | NA | \Classifications\Building System Class\D30-HVAC Systems\D3040 - Distribution SYS\Fan Coil Unit - FCU | 1019383
04-F1 | 04-F1 New North Butte County Courthouse | 04-F1-D3040-120-FCU07 | Fan Coil Unit FCU-102 | LG Electronics | 402KAED00028 | ARUN423NKA2 | OM00039620 |  | 1st Flr. Elevator Equipment Room 115 | NA | (1) 15x20x1 | NA | NA | 208-230 | DNA | Electric | 1 | NA | NA | \Classifications\Building System Class\D30-HVAC Systems\D3040 - Distribution SYS\Fan Coil Unit - FCU | 1019384
04-F1 | 04-F1 New North Butte County Courthouse | 04-F1-D3040-120-FCU08 | Fan Coil Unit FCU-103 | LG Electronics | 402KARW00014 | ARNU183S5L2 | OM00039561 |  | 1st Flr. Electrical Room 158 | NA | Washable Filter | NA | NA | 208-230 | DNA | Electric | 1 | NA | NA | \Classifications\Building System Class\D30-HVAC Systems\D3040 - Distribution SYS\Fan Coil Unit - FCU | 1019385
04-F1 | 04-F1 New North Butte County Courthouse | 04-F1-D3040-120-FCU09 | Fan Coil Unit FCU-104 | LG Electronics | 401KARW00030 | ARNU243S5L2 | OM00039560 |  | 1st Flr. Telecom Room 152 | NA | Washable Filter | NA | NA | 208-230 | DNA | Electric | 1 | NA | NA | \Classifications\Building System Class\D30-HVAC Systems\D3040 - Distribution SYS\Fan Coil Unit - FCU | 1019386
04-F1 | 04-F1 New North Butte County Courthouse | 04-F1-D3040-120-FCU10 | Fan Coil Unit FCU-105 | LG Electronics | 401KATM00017 | ARNU243S5L2 | OM00039442 |  | 1st Flr. Telecom Room 170 | NA | Washable Filter | NA | NA | 208-230 | DNA | Electric | 1 | NA | NA | \Classifications\Building System Class\D30-HVAC Systems\D3040 - Distribution SYS\Fan Coil Unit - FCU | 1019387
04-F1 | 04-F1 New North Butte County Courthouse | 04-F1-D3040-120-FCU11 | Fan Coil Unit FCU-201 | LG Electronics | 401KADT00018 | ARNU243S5L2 | OM00039556 |  | 2nd Flr. Telecom Room 269 | NA | Washable Filter | NA | NA | 208-230 | DNA | Electric | 1 | NA | NA | \Classifications\Building System Class\D30-HVAC Systems\D3040 - Distribution SYS\Fan Coil Unit - FCU | 1019388
04-F1 | 04-F1 New North Butte County Courthouse | 04-F1-D3040-120-FCU12 | Fan Coil Unit FCU-202 | LG Electronics | A02KAVH00015 | ARNU243S5L2 | OM00039553 |  | 2nd Flr. Electrical Room 254 | NA | Washable Filter | NA | NA | 208-230 | DNA | Electric | 1 | NA | NA | \Classifications\Building System Class\D30-HVAC Systems\D3040 - Distribution SYS\Fan Coil Unit - FCU | 1019389
04-F1 | 04-F1 New North Butte County Courthouse | 04-F1-D3040-120-FCU13 | Fan Coil Unit FCU-203 | LG Electronics | 401KAQJ00012 | ARNU243S5L2 | OM00039554 |  | 2nd Flr. Telecom Room 257 | NA | Washable Filter | NA | NA | 208-230 | DNA | Electric | 1 | NA | NA | \Classifications\Building System Class\D30-HVAC Systems\D3040 - Distribution SYS\Fan Coil Unit - FCU | 1019390
04-F1 | 04-F1 New North Butte County Courthouse | 04-F1-D3042-220-EFN01 | Exhaust Fan EF-001 | Aerovent | 14-414435-1-1 | 12BUIBSWARR.10CL.1.CWUBD | OM00039578 |  | Exterior Generator Yard MY01 in Chilled Water Central Plant | (1) 4L270 | NA | NA | 3/4 | 460 | DNA | Electric | 3 | NA | NA | \Classifications\Building System Class\D30-HVAC Systems\D3040 - Distribution SYS\Supply/Exhaust/Return fans- FAN | 1019391
04-F1 | 04-F1 New North Butte County Courthouse | 04-F1-D3042-220-EFN02 | Exhaust Fan EF-301 | Aerovent | 14-414435-2-1 | 18BIUBSWARR.10CL.1CWUBD | OM00039497 |  | Mechanical Penthouse Room 303 | (1) A37 | NA | NA | 1.5 | 460 | DNA | Electric | 3 | NA | NA | \Classifications\Building System Class\D30-HVAC Systems\D3040 - Distribution SYS\Supply/Exhaust/Return fans- FAN | 1019392
04-F1 | 04-F1 New North Butte County Courthouse | 04-F1-D3042-220-EFN03 | Exhaust Fan EF-302 | Aerovent | 14-41443.5-3-1 | 16BIUBSWARR.10CL.1CWUBD | OM00039498 |  | Mechanical Penthouse Room 303 | (2) A32 | NA | NA | 1.5 | 460 | DNA | Electric | 3 | NA | NA | \Classifications\Building System Class\D30-HVAC Systems\D3040 - Distribution SYS\Supply/Exhaust/Return fans- FAN | 1019393
04-F1 | 04-F1 New North Butte County Courthouse | 04-F1-D3042-210-FAN01 | Exhaust Fan EF-002 | Aerovent | DNA (unable to read at this time) | SCDD-080AE | OM00039456 |  | 1st Flr. Sallyport Ramp in Sump Pump Room | NA | NA | NA | 1/4 | 460 | DNA | Electric | 3 | NA | NA | \Classifications\Building System Class\D30-HVAC Systems\D3040 - Distribution SYS\Fan,Axial - FAN | 1019394
04-F1 | 04-F1 New North Butte County Courthouse | 04-F1-D3042-210-FAN02 | Exhaust Fan EF-003 | Aerovent | E14-000000119953 | SCDD-080AE | OM00039575 |  | Basement in Storage Room 043 | NA | NA | NA | 14 | 460 | DNA | Electric | 3 | NA | NA | \Classifications\Building System Class\D30-HVAC Systems\D3040 - Distribution SYS\Fan,Axial - FAN | 1019395
04-F1 | 04-F1 New North Butte County Courthouse | 04-F1-D3042-210-FAN03 | Exhaust Fan EF-101 | Aerovent | E14-000000119953 | SCDD-090AE | OM00039564 |  | 1st Flr. Boiler Room 154 | NA | NA | NA | 1/4 | 460 | DNA | Electric | 3 | NA | NA | \Classifications\Building System Class\D30-HVAC Systems\D3040 - Distribution SYS\Fan,Axial - FAN | 1019396
04-F1 | 04-F1 New North Butte County Courthouse | 04-F1-D3042-210-FAN04 | Exhaust Fan EF-303 | Aerovent | E14-000000119957 | SCDD-120AE | OM00039495 |  | Mechanical Penthouse Room 300 | [10 empty] | \Classifications\Building System Class\D30-HVAC Systems\D3040 - Distribution SYS\Fan,Axial - FAN | 1019397
04-F1 | 04-F1 New North Butte County Courthouse | 04-F1-D3042-210-FAN05 | Exhaust Fan EF-304 | Greenheck | DNA | SQ-160-VG | OM00039496 |  | Mechanical Penthouse Room 300 | NA | NA | NA | 2 | 460 | DNA | Electric | 3 | NA | NA | \Classifications\Building System Class\D30-HVAC Systems\D3040 - Distribution SYS\Fan,Axial - FAN | 1019398
04-F1 | 04-F1 New North Butte County Courthouse | 04-F1-D3042-210-FAN06 | Exhaust Fan EF-305 | Aerovent | E14-000000119958 | SCDD-135ANE | OM00039499 |  | Mechanical Penthouse Room 302 | NA | NA | NA | 3/4 | 460 | DNA | NA | 3 | NA | NA | \Classifications\Building System Class\D30-HVAC Systems\D3040 - Distribution SYS\Fan,Axial - FAN | 1019399
04-F1 | 04-F1 New North Butte County Courthouse | 04-F1-D3050-310-HPU01 | VRV Heat Pump Unit HP-1 | LG Electronics | 402KAM00003 | ARUN144DTE4 | OM00039581 |  | Exterior Chiller Yard MY02 | NA | NA | R-410A | NA | 460 | DNA | Electric | 3 | NA | NA | \Classifications\Building System Class\D30-HVAC Systems\D3050 - Package SYS\Heat Pump,Air Cooled - HPU | 1019400
04-F1 | 04-F1 New North Butte County Courthouse | 04-F1-D3050-310-HPU02 | VRV Heat Pump Unit HP-2 | LG Electronics | 402KAKN00005 | ARUN144DTE4 | OM00039582 |  | Exterior Chiller Yard MY02 | NA | NA | R-410A | NA | 460 | DNA | Electric | 3 | NA | NA | \Classifications\Building System Class\D30-HVAC Systems\D3050 - Package SYS\Heat Pump,Air Cooled - HPU | 1019401
04-F1 | 04-F1 New North Butte County Courthouse | 04-F1-D3050-310-HPU03 | VRV Heat Pump Unit HP-3 | LG Electronics | 311KABF00005 | ARUN072DT3 | OM00039583 |  | Exterior Chiller Yard MY02 | NA | NA | R-410A | NA | 460 | DNA | Electric | 3 | NA | NA | \Classifications\Building System Class\D30-HVAC Systems\D3050 - Package SYS\Heat Pump,Air Cooled - HPU | 1019402
04-F1 | 04-F1 New North Butte County Courthouse | 04-F1-D3068-100-BAS01 | Building Automation System | DNA | 3ZBHR22 | DNA | OM00039631 |  | Basement in Room B12 Building Maintenance/AGC | NA | NA | NA | NA | NA | NA | NA | NA | NA | NA | \Classifications\Building System Class\D30-HVAC Systems\D3060 - Control & Inst Air\Building Automation System - BAS | 1019403
04-F1 | 04-F1 New North Butte County Courthouse | 04-F1-D4010-150-FMS01 | Fire Sprinkler System FMS01 | Presidential Fire Protection | NA | NA | OM00039597 |  | 1st Flr. Fire Sprinkler Riser Closet 147 | NA | NA | NA | NA | NA | NA | NA | NA | NA | NA | \Classifications\Building System Class\D40-Fire Protection SYS\D4010 - Sprinkler SYS\Fire Systems, stand pipes - FMS | 1019404
04-F1 | 04-F1 New North Butte County Courthouse | 04-F1-D2023-100-BFP01 | 6" Fire Water Backflow Preventer BFP01 | Ames Fire & Waterworks | Y09902 | Model 3000SS | OM00039598 | Hazard ID: 1658446 Meter#: SPID: 7467229758 | Exterior East of Courthouse at Sallyport Entrance - USE CALIFORNIA WATER SERVICE FORM | NA | NA | NA | NA | NA | NA | NA | NA | NA | NA | \Classifications\Building System Class\D20-Plumbing\D2020 - Domestic Water\Backflow Preventer - BFP | 1019405
04-F1 | 04-F1 New North Butte County Courthouse | 04-F1-D2023-100-BFP02 | 4" Domestic Water Backflow Preventer BFP02 | Wilkins Zurn Company | X27014 | Model 375A 4" | OM00039599 | Hazard ID: 1623672 Meter# 77687431 SPID: 7023241341 | Exterior East of Courthouse at Sallyport Entrance - USE CALIFORNIA WATER SERVICE FORM | NA | NA | NA | NA | NA | NA | NA | NA | NA | NA | \Classifications\Building System Class\D20-Plumbing\D2020 - Domestic Water\Backflow Preventer - BFP | 1019406
04-F1 | 04-F1 New North Butte County Courthouse | 04-F1-D2023-100-BFP03 | 2" Irrigation Water Backflow Preventer BFP03 | Wilkins Zurn Company | 3888149 | 975XL2 2" | OM00039600 | Hazard ID: 1621957 Meter#: 62332393 SPID: 1524538627 | Exterior East of Courthouse at Sallyport Entrance - USE CALIFORNIA WATER SERVICE FORM | NA | NA | NA | NA | NA | NA | NA | NA | NA | NA | \Classifications\Building System Class\D20-Plumbing\D2020 - Domestic Water\Backflow Preventer - BFP | 1019407
04-F1 | 04-F1 New North Butte County Courthouse | 04-F1-D2023-100-BFP04 | 1-1/2" make-up Backflow Preventer BFP04 | Wilkins ZURN Company | 3294166 | Model 375WL-SAG | OM00039602 |  | 1st Flr. Chiller Pump Room MY03 - USE CALIFORNIA WATER SERVICE FORM | NA | NA | NA | NA | NA | NA | NA | NA | NA | NA | \Classifications\Building System Class\D20-Plumbing\D2020 - Domestic Water\Backflow Preventer - BFP | 1019409
04-F1 | 04-F1 New North Butte County Courthouse | 04-F1-D2023-100-BFP05 | 1-1/4" Heating Water System Backflow Preventer BFP05 | WATTS | 4951 | Model LF009M2QT | OM00039563 |  | 1st Flr. Boiler Room 154 - USE CALIFORNIA WATER SERVICE FORM | NA | NA | NA | NA | NA | NA | NA | NA | NA | NA | \Classifications\Building System Class\D20-Plumbing\D2020 - Domestic Water\Backflow Preventer - BFP | 1019410
04-F1 | 04-F1 New North Butte County Courthouse | 04-F1-D4031-100-FEX15 | Portable Hand Held Fire Extinguisher | NA | NA | NA | OM00039478 |  | All Floors | NA | NA | NA | NA | NA | NA | NA | NA | NA | NA | \Classifications\Building System Class\D40-Fire Protection SYS\D4030 - FIRE SPEC\Fire Extinguisher - FEX | 1019411
04-F1 | 04-F1 New North Butte County Courthouse | 04-F1-D4013-200-PRE01 | Pre-Action System PRE01 | Victalic FireLock Fire-Pac Series 745 | NA | DNA | OM00039576 |  | Basement in Computer Server Room 044 | NA | NA | NA | NA | NA | NA | NA | NA | NA | NA | \Classifications\Building System Class\D40-Fire Protection SYS\D4010 - Sprinkler SYS\Fire Systems, Preaction System - PRE | 1019412
04-F1 | 04-F1 New North Butte County Courthouse | 04-F1-D4094-450-SFM01 | FM-200 Fire Extinguisher System | Sabah International MINIMAX MX-320 Intelligent Fire Alarm System | ATM69002 | 570640 | OM00039591 |  | Basement in Computer Server Room 044 | NA | NA | NA | NA | NA | NA | NA | NA | NA | NA | \Classifications\Building System Class\D40-Fire Protection SYS\D4090 - Other Fire Protection Systems\Fire Suppression, Gaseous - SFM | 1019413
04-F1 | 04-F1 New North Butte County Courthouse | 04-F1-D5010-200-ESD01 | Main Switchboard MSA-01 | GE Spectra Series Switchboard | 178SB21726E01 | 6N1-1R0V5YD | OM00039601 |  | 1st Flr. Main Electrical Room MY04 in Chilled Water Central Plant | NA | NA | NA | NA | 480 | 200 | Electric | DNA | NA | NA | \Classifications\Building System Class\D50-Electrical SYS\D5010 - Elec Service & Dist\Electical Service and Distribution - ESD | 1019414
04-F1 | 04-F1 New North Butte County Courthouse | 04-F1-D5010-110-MCC01 | Motor Control Center MCC-1 | GE Motor Control Centers | NA | E9000 300Amp | OM00039595 |  | 1st Flr. Electrical Room 104B | NA | NA | NA | NA | 480 | 300 | Electric | 3 | NA | NA | \Classifications\Building System Class\D50-Electrical SYS\D5010 - Elec Service & Dist\Chiller Room Electrical Panel - MCC | 1019415
04-F1 | 04-F1 New North Butte County Courthouse | 04-F1-D5010-234-ATS01 | Automatic Tranfer Switch ATS-LS (Life Safety) | GE Energy Zenith | NA | ZBTS-260amp | OM00039608 |  | Basement in Primary Electrical Room 023 | NA | NA | NA | NA | 480/277 | 260, 4-pole | Electric | 3 | NA | NA | \Classifications\Building System Class\D50-Electrical SYS\D5010 - Elec Service & Dist\Automatic Transfer Switch - ATS | 1019416
04-F1 | 04-F1 New North Butte County Courthouse | 04-F1-D5010-234-ATS03 | Automatic Tranfer Switch ATS-EL (Emergency Lighting) | GE Energy Zenith | NA | ZBTS-400amp | OM00039610 |  | Basement in Primary Electrical Room 023 | NA | NA | NA | NA | 480/277 | 400, 4-pole | Electric | 3 | NA | NA | \Classifications\Building System Class\D50-Electrical SYS\D5010 - Elec Service & Dist\Automatic Transfer Switch - ATS | 1019418
04-F1 | 04-F1 New North Butte County Courthouse | 04-F1-D5010-234-ATS04 | Automatic Tranfer Switch ATS-EQ (Equipment) | GE Energy Zenith | NA | ZBTS-260amp | OM00039611 |  | Basement in Primary Electrical Room 023 | NA | NA | NA | NA | 480/277 | 400, 4-pole | Electric | 3 | NA | NA | \Classifications\Building System Class\D50-Electrical SYS\D5010 - Elec Service & Dist\Automatic Transfer Switch - ATS | 1019419
04-F1 | 04-F1 New North Butte County Courthouse | 04-F1-D5010-200-ESD08 | Distribution Panel DHS | GE Spectra Series Switchboard | NA | GE Type SBO Panelboard | OM00039607 |  | Basement in Secondary Electrical Room 022 | NA | NA | NA | NA | 480 | 800 | Electric | 3 | NA | NA | \Classifications\Building System Class\D50-Electrical SYS\D5010 - Elec Service & Dist\Electical Service and Distribution - ESD | 1019421
04-F1 | 04-F1 New North Butte County Courthouse | 04-F1-D5010-200-ESD02 | Distribution Panel EDH | GE Spectra Series Switchboard | NA | GE Type SBO Panelboard | OM00039612 |  | Basement in Primary Electrical Room 023 | NA | NA | NA | NA | 480 | 800 | Electric | 3 | NA | NA | \Classifications\Building System Class\D50-Electrical SYS\D5010 - Elec Service & Dist\Electical Service and Distribution - ESD | 1019422
04-F1 | 04-F1 New North Butte County Courthouse | 04-F1-D5010-200-ESD03 | Distribution Panel DLB - Tagged inside the door | GE Spectra Series Switchboard | NA | GE Type SBO Panelboard | OM00039605 |  | Basement in Electrical Room 050 | NA | NA | NA | NA | 480 | 500 | Electric | 3 | NA | NA | \Classifications\Building System Class\D50-Electrical SYS\D5010 - Elec Service & Dist\Electical Service and Distribution - ESD | 1019423
04-F1 | 04-F1 New North Butte County Courthouse | 04-F1-D5010-200-ESD04 | Distribution Panel DLA | GE Spectra Series Switchboard | NA | GE Type SBO Panelboard | OM00039614 |  | Basement in Secondary Electrical Room 022 | NA | NA | NA | NA | 480 | 500 | Electric | 3 | NA | NA | \Classifications\Building System Class\D50-Electrical SYS\D5010 - Elec Service & Dist\Electical Service and Distribution - ESD | 1019424
04-F1 | 04-F1 New North Butte County Courthouse | 04-F1-D5010-200-ESD05 | Distribution Panel EDLS | GE Spectra Series Switchboard | NA | GE Type SBO Panelboard | OM00039613 |  | Basement in Primary Electrical Room 023 | NA | NA | NA | NA | 480 | 250 | Electric | 3 | NA | NA | \Classifications\Building System Class\D50-Electrical SYS\D5010 - Elec Service & Dist\Electical Service and Distribution - ESD | 1019425
04-F1 | 04-F1 New North Butte County Courthouse | 04-F1-D5010-200-ESD06 | Distribution Panel REHA | GE Spectra Series Switchboard | NA | GE Type SBO Panelboard | OM00039606 |  | Basement in Electrical Room 050 | NA | NA | NA | NA | 480 | 400 | Electric | 3 | NA | NA | \Classifications\Building System Class\D50-Electrical SYS\D5010 - Elec Service & Dist\Electical Service and Distribution - ESD | 1019426
04-F1 | 04-F1 New North Butte County Courthouse | 04-F1-D5010-200-ESD07 | Distribution Panel EDEQ | GE Spectra Series Switchboard | NA | GE Type SBO Panelboard | OM00039616 |  | Basement in Primary Electrical Room 023 | NA | NA | NA | NA | 480 | 400 | Electric | 3 | NA | NA | \Classifications\Building System Class\D50-Electrical SYS\D5010 - Elec Service & Dist\Electical Service and Distribution - ESD | 1019427
04-F1 | 04-F1 New North Butte County Courthouse | 04-F1-D5011-240-TRN01 | Transformer TB | Powersmiths E-Saver | NA | C3L-150-480-208 | OM00039593 |  | Basement in Electrical Room 050 | NA | NA | NA | NA | 480 | 150KVA, K-7 | Electric | 3 | NA | NA | \Classifications\Building System Class\D50-Electrical SYS\D5010 - Elec Service & Dist\Transformer - TRN | 1019428
04-F1 | 04-F1 New North Butte County Courthouse | 04-F1-D5011-240-TRN02 | Transformer TA | Powersmiths E-Saver | NA | C3L-150-480-208 | OM00039615 |  | Basement in Secondary Electrical Room 022 | NA | NA | NA | NA | 480 | 150KVA, K-7 | Electric | 3 | NA | NA | \Classifications\Building System Class\D50-Electrical SYS\D5010 - Elec Service & Dist\Transformer - TRN | 1019429
04-F1 | 04-F1 New North Butte County Courthouse | 04-F1-D5011-240-TRN03 | Transformer ITB | Powersmiths E-Saver | NA | C3L-112.5-480-208 | OM00039592 | OM00036592 | Basement in Electrical Room 050 | NA | NA | NA | NA | 480 | 112.5KVA, K-7 | Electric | 3 | NA | NA | \Classifications\Building System Class\D50-Electrical SYS\D5010 - Elec Service & Dist\Transformer - TRN | 1019430
04-F1 | 04-F1 New North Butte County Courthouse | 04-F1-D5011-240-TRN04 | Transformer ETM | Powersmiths E-Saver | NA | C3L-30-480-208 | OM00039594 |  | Basement in Electrical Room 050 | NA | NA | NA | NA | 480 | 30KVA, K-7 | Electric | 3 | NA | NA | \Classifications\Building System Class\D50-Electrical SYS\D5010 - Elec Service & Dist\Transformer - TRN | 1019431
04-F1 | 04-F1 New North Butte County Courthouse | 04-F1-D5011-240-TRN05 | Transformer T-BLM | Powersmiths E-Saver | NA | C3L-30-480-208 | OM00039952 |  | Exterior Chiller Yard MY02 | NA | NA | NA | NA | 480 | 112.5KVA, K-7 | Electric | 3 | NA | NA | \Classifications\Building System Class\D50-Electrical SYS\D5010 - Elec Service & Dist\Transformer - TRN | 1019432
04-F1 | 04-F1 New North Butte County Courthouse | 04-F1-D5011-240-TRN06 | Transformer ETLS | Powersmiths E-Saver | NA | C3L-30-480-208 | OM00039617 |  | Basement in Primary Electrical Room 023 | NA | NA | NA | NA | 480 | 30KVA, K-7 | Electric | 3 | NA | NA | \Classifications\Building System Class\D50-Electrical SYS\D5010 - Elec Service & Dist\Transformer - TRN | 1019433
04-F1 | 04-F1 New North Butte County Courthouse | 04-F1-D5037-710-FAP01 | Main Fire Alarm Control Panel | HUE & CRY, Inc. Mfg EST | NA | Computer Server Room 044 | OM00039571 |  | Basement in Electrical Room 050 | NA | NA | NA | NA | 120 | DNA | Electric | 1 | NA | NA | \Classifications\Building System Class\D50-Electrical SYS\D5030 - Comm & Security\Fire Alarm Panel - FAP | 1019434
04-F1 | 04-F1 New North Butte County Courthouse | 04-F1-D5092-250-EML77 | Emergency Exit Lights (77) | NA | NA | NA | OM00039479 |  | Throughout | NA | NA | NA | NA | NA | NA | NA | NA | NA | NA | \Classifications\Building System Class\D50-Electrical SYS\D5090 - Elec SYS\Emergency And Exit Lighting - EML | 1019435
04-F1 | 04-F1 New North Butte County Courthouse | 04-F1-D2030-410-PMS01 | Sewage Ejector Pump SE1 (Sanitary Sewer) | Flygt Products | NA | 3102.095.0082 | OM00039569 |  | Basement in Sewage Pump Room 051 | NA | NA | NA | (2) 5Hp 1750 RPM | 460 | DNA | NA | 3 | NA | NA | \Classifications\Building System Class\D20-Plumbing\D2030 - Sani Waste\Sewage Ejector Pump - PMS | 1019436
04-F1 | 04-F1 New North Butte County Courthouse | 04-F1-D5092-250-ELT126 | Exteroir Lighting | NA | NA | NA | OM00039480 |  | Building Exterior and parking lots | NA | NA | NA | NA | NA | NA | NA | NA | NA | NA | \Classifications\Building System Class\D50-Electrical SYS\D5090 - Elec SYS\Exterior Lighting - ELT | 1019437
04-F1 | 04-F1 New North Butte County Courthouse | 04-F1-B2033-120-DOR01 | ADA Double Swinging Doors to Judges Parking | Norton | DNA (unable to read at this time) | 5900 | OM00039953 | OM00039480 | 1st Flr. At Judges Parking door | NA | NA | NA | NA | DNA | DNA | Electric | 1 | NA | NA | \Classifications\Building System Class\B20-General Building Exterior\B2030 - Exterior Doors\Door,Automatic-Sliding,Revolving - DOR | 1019438
04-F1 | 04-F1 New North Butte County Courthouse | 04-F1-D2023-310-WBS05 | Radiant Floor Pump RWP-202 - Tagged inside panel | Bell & Gossett | NA | 1.5X1.5X7B Series 80 | OM00039559 |  | 2nd Flr. Confrence Room 233 | NA | NA | NA | 3/4 | 120 | DNA | Electric | 1 | NA | NA | \Classifications\Building System Class\D20-Plumbing\D2020 - Domestic Water\Domestic Water Booster System - WBS | 1019439
04-F1 | 04-F1 New North Butte County Courthouse | 04-F1-C1020-110-FRD01 | Elevator #3 1st. Floor Inmate Holding Fire Door | Pemko | NA | NA | OM00039629 |  | 1st Flr. Inmate Holding Elevator #3 | NA | NA | NA | NA | NA | NA | NA | NA | NA | NA | \Classifications\Building System Class\C10-General Building Interior\C1020 - Fire Doors\Fire Doors - FRD | 1019440
04-F1 | 04-F1 New North Butte County Courthouse | 04-F1-C1020-110-FRD02 | Elevator #3 2nd. Floor Inmate Holding Fire Door | Pemko | NA | NA | OM00039630 |  | 2nd Flr. Inmate Holding Elevator #3 | NA | NA | NA | NA | NA | NA | NA | NA | NA | NA | \Classifications\Building System Class\C10-General Building Interior\C1020 - Fire Doors\Fire Doors - FRD | 1019441
04-F1 | 04-F1 New North Butte County Courthouse | 04-F1-C1020-110-FRD03 | Elevator #3 Basement Inmate Holding Fire Door | Pemko | NA | NA | OM00039628 |  | Basement Inmate Holding Elevator #3 | NA | NA | NA | NA | NA | NA | NA | NA |  | NA | \Classifications\Building System Class\C10-General Building Interior\C1020 - Fire Doors\Fire Doors - FRD | 1019442
04-F1 | 04-F1 New North Butte County Courthouse | 04-F1-C1020-110-FRD04 | Elevator #6 Roof Penthouse Floor Fire Curtain | Pemko | NA | NA | OM00039624 |  | Roof Penthouse Flr. Elevator #6 | NA | NA | NA | NA | NA | NA | NA | NA |  | NA | \Classifications\Building System Class\C10-General Building Interior\C1020 - Fire Doors\Fire Doors - FRD | 1019443
04-F1 | 04-F1 New North Butte County Courthouse | 04-F1-C1020-110-FRD05 | Elevator #5 2nd. Floor Inmate Holding Fire Door | Pemko | NA | NA | OM00039627 |  | 2nd Flr. Inmate Holding Elevator #5 | NA | NA | NA | NA | NA | NA | NA | NA |  | NA | \Classifications\Building System Class\C10-General Building Interior\C1020 - Fire Doors\Fire Doors - FRD | 1019444
04-F1 | 04-F1 New North Butte County Courthouse | 04-F1-C1020-110-FRD06 | Elevator #6 2nd. Floor Fire Curtain | NA | NA | NA | OM00039623 |  | 2nd Flr. Elevator #6 | NA | NA | NA | NA | NA | NA | NA | NA | NA | NA | \Classifications\Building System Class\C10-General Building Interior\C1020 - Fire Doors\Fire Doors - FRD | 1019445
04-F1 | 04-F1 New North Butte County Courthouse | 04-F1-C1020-110-FRD07 | Elevator #5 Basement Inmate Holding Holding Fire Door | Pemko | NA | NA | OM00039626 |  | Basement Inmate Holding Elevator #5 | NA | NA | NA | NA | NA | NA | NA | NA | NA | NA | \Classifications\Building System Class\C10-General Building Interior\C1020 - Fire Doors\Fire Doors - FRD | 1019446
04-F1 | 04-F1 New North Butte County Courthouse | 04-F1-C1020-110-FRD08 | Elevator #6 Basement Fire Curtain | NA | NA | NA | OM00039621 |  | Basement Elevator #6 | NA | NA | NA | NA | NA | NA | NA | NA | NA | NA | \Classifications\Building System Class\C10-General Building Interior\C1020 - Fire Doors\Fire Doors - FRD | 1019447
04-F1 | 04-F1 New North Butte County Courthouse | 04-F1-C1020-110-FRD09 | Elevator #4 2nd. Floor Fire Curtain | NA | NA | NA | OM00039625 |  | 2nd. Flr. Elevator #4 | NA | NA | NA | NA | NA | NA | NA | NA | NA | NA | \Classifications\Building System Class\C10-General Building Interior\C1020 - Fire Doors\Fire Doors - FRD | 1019448
04-F1 | 04-F1 New North Butte County Courthouse | 04-F1-C1020-110-FRD10 | Elevator #4 Basement Fire Curtain | Pemko | NA | NA | OM00039622 |  | Basement Elevator #4 | NA | NA | NA | NA | NA | NA | NA | NA | NA | NA | \Classifications\Building System Class\C10-General Building Interior\C1020 - Fire Doors\Fire Doors - FRD | 1019449
04-F1 | 04-F1 New North Butte County Courthouse | 04-F1-G2050-200-LSC01 | Landscaping | NA | NA | NA | OM00039481 |  | Exterior Landscape | NA | NA | NA | NA | NA | NA | NA | NA | NA | NA | \Classifications\Building System Class\G20-Other Systems\G2050 - Landscaping\Landscaping - LSC | 1019450
04-F1 | 04-F1 New North Butte County Courthouse | 04-F1-B2034-400-DOH01 | Overhead Roll-Up Sallyport Doors - North | NA | NA | NA | OM00039566 |  | Exterior Sallyport North Door | NA | NA | NA | NA | NA | NA | NA | NA | NA | NA | \Classifications\Building System Class\B20-General Building Exterior\B2030 - Exterior Doors\Door,Overhead-Shutter,Manual,Elec,Roll-up - DOH | 1019451
04-F1 | 04-F1 New North Butte County Courthouse | 04-F1-B2034-400-DOH02 | Overhead Roll-Up Sallyport Doors - South | NA | NA | NA | OM00039567 |  | Exterior Sallyport South Door | NA | NA | NA | NA | NA | NA | NA | NA | NA | NA | \Classifications\Building System Class\B20-General Building Exterior\B2030 - Exterior Doors\Door,Overhead-Shutter,Manual,Elec,Roll-up - DOH | 1019452
04-F1 | 04-F1 New North Butte County Courthouse | 04-F1-B2034-400-DOH03 | Judges Secured Parking Sliding Gate | HYSecurity | 36B432-1444-401 | 222 X3 ST | OM00039632 |  | Exterior Judges Secured Parking Gate | NA | NA | NA | NA | NA | NA | NA | NA | NA | NA | \Classifications\Building System Class\B20-General Building Exterior\B2030 - Exterior Doors\Door,Overhead-Shutter,Manual,Elec,Roll-up - DOH | 1019453
04-F1 | 04-F1 New North Butte County Courthouse | 04-F1-G2023-160-PEB01 | North Arm Barrier | HYSecurity | 512041-1444-402 | HGT 320-3 ST | OM00039633 |  | Exterior North East of Public Parking Lot | NA | NA | NA | NA | NA | NA | NA | NA | NA | NA | \Classifications\Building System Class\G20-Other Systems\G2020 - Parking Lots\Security Parking Electric Barrier - PEB | 1019454
04-F1 | 04-F1 New North Butte County Courthouse | 04-F1-G2023-160-PEB02 | South Arm Barrier | HYSecurity | 512041-1444-403 | HGT 320-3 ST | OM00039634 |  | Exterior South East Corner from Sally Port | NA | NA | NA | NA | NA | NA | NA | NA | NA | NA | \Classifications\Building System Class\G20-Other Systems\G2020 - Parking Lots\Security Parking Electric Barrier - PEB | 1019455
04-F1 | 04-F1 New North Butte County Courthouse | 04-F1-G2049-300-HSC01 | Hardscape | NA | NA | NA | OM00039482 |  | Exterior Hardscape | NA | NA | NA | NA | NA | NA | NA | NA | NA | NA | \Classifications\Building System Class\G20-Other Systems\G2040 - Site Development\Hardscape - HSC | 1019456
04-F1 | 04-F1 New North Butte County Courthouse | 04-F1-D2023-310-WBS01 | Radiant Floor Pump RWP-101 - Tagged inside panel | Bell & Gossett | NA | 1.5X1.5X7B Series 80 | OM00039441 |  | 1st Flr. Custodian Closet 157 | NA | NA | NA | 3/4 | 120 | DNA | Electric | 1 | NA | NA | \Classifications\Building System Class\D20-Plumbing\D2020 - Domestic Water\Domestic Water Booster System - WBS | 1019457
04-F1 | 04-F1 New North Butte County Courthouse | 04-F1-D2023-310-WBS02 | Radiant Floor Pump RWP-102 - Tagged inside panel | Bell & Gossett | NA | 1.5X1.5X7B Series 80 | OM00039555 |  | 2nd Flr. Mens Toilet Room 206 | NA | NA | NA | NA | 120 | DNA | Electric | 1 | NA | NA | \Classifications\Building System Class\D20-Plumbing\D2020 - Domestic Water\Domestic Water Booster System - WBS | 1019458
04-F1 | 04-F1 New North Butte County Courthouse | 04-F1-D2023-310-WBS03 | Radiant Floor Pump RWP-103 - Tagged inside panel | Bell & Gossett | triSerialNumTX | 1.5X1.5X7B Series 80 | OM00039557 |  | 1st Flr. Mens Toilet Room 106 | NA | NA | NA | NA | 120 | DNA | NA | 1 | NA | NA | \Classifications\Building System Class\D20-Plumbing\D2020 - Domestic Water\Domestic Water Booster System - WBS | 1019459
04-F1 | 04-F1 New North Butte County Courthouse | 04-F1-D2023-310-WBS04 | Radiant Floor Pump RWP-201 - Tagged inside panel | Bell & Gossett | NA | 1.5X1.5X7B Series 80 | OM00039558 |  | 1st Flr. PDR Room 122 | NA | NA | NA | 3/4 | 120 | DNA | Electric | 1 | NA | NA | \Classifications\Building System Class\D20-Plumbing\D2020 - Domestic Water\Domestic Water Booster System - WBS | 1019460
04-F1 | 04-F1 New North Butte County Courthouse | 04-F1-D2023-100-BFP06 | 3/4" Fire Water Bypass Backflow Preventer BFP06 | Wilkins | 3892571 | 975 XLD | OM00039669 | Hazard ID: 1623671 Meter#: 45881249 SPID:7467229758 | Exterior East of Courthouse at Sallyport Entrance Exterior, by pass on FIRE BFP - USE CALIFORNIA WATER SERVICE FORM | NA | NA | NA | NA | NA | NA | NA | NA | NA | NA | \Classifications\Building System Class\D20-Plumbing\D2020 - Domestic Water\Backflow Preventer - BFP | 1019542
04-F1 | 04-F1 New North Butte County Courthouse | 04-F1-D3031-100-PCH05 | High Temp Chilled Water Pump HTCWP-1 | Bell & Gossett Pump | PH014751-B | 1.25BC 7.625SSF | OM00039589 |  | 1st Flr. Chiller Pump Room MY03 | NA | NA | NA | 0003 | 460 | NA | Electric | 3 | NA | NA | \Classifications\Building System Class\D30-HVAC Systems\D3030 - Cooling SYS\Chilled Water Pump - PCH | 1019989
04-F1 | 04-F1 New North Butte County Courthouse | 04-F1-D3031-100-PCH06 | High Temp Chilled Water Pump HTCWP-2 | Bell & Gossett Pump | PH014751-A | 1.25BC 8.625SSF | OM00039590 |  | 1st Flr. Chiller Pump Room MY03 | NA | NA | NA | 0003 | 460 | NA | Electric |  | AA |  | \Classifications\Building System Class\D30-HVAC Systems\D3030 - Cooling SYS\Chilled Water Pump - PCH | 1019990
04-F1 | 04-F1 New North Butte County Courthouse | 04-F1-B2033-120-DOR02 | Main Public Entrance - South Doors | Norton | NA | 5900 | OM00039670 |  | 1st Flr. South Doors Main Public Entrance | NA | NA | NA | NA | NA | NA | NA | NA | NA | NA | \Classifications\Building System Class\B20-General Building Exterior\B2030 - Exterior Doors\Door,Automatic-Sliding,Revolving - DOR | 1020285
04-F1 | 04-F1 New North Butte County Courthouse | 04-F1-B2033-120-DOR03 | Main Public Entrance - North Doors | Norton | NA | 5900 | OM00039671 |  | Floor 1 North Doors Main Public Entrance | NA | NA | NA | NA | NA | NA | NA | NA | NA | NA | \Classifications\Building System Class\B20-General Building Exterior\B2030 - Exterior Doors\Door,Automatic-Sliding,Revolving - DOR | 1020286
04-F1 | 04-F1 North Butte County Courthouse | 04-F1-D5010-234-ATS05 | Automatic Tranfer Switch ATS-UPS (Uniruptable Power Supply) | General Electric | 150817569-120-1 | ZBTS00B00026E | OM00039370 | replaced OM00039609 | Basement RM. 023 - Electrical Room | NA | NA | NA | NA | 480 | 260 | Electric | 3 | NA | NA | \Classifications\Building System Class\D50-Electrical SYS\D5010 - Elec Service & Dist\Automatic Transfer Switch - ATS | 1022084
04-F1 | 04-F1 North Butte County Courthouse | 04-F1-D3044-125-PHW08 | HOT WATER PUMP PHW08 | BALDOR | F1801102000 | EM3218T | OM000396938 |  | Basement, Boiler Room | DNA | DNA | NA | 5 | 230/460 | 13.2 / 6.6 | Electric | 3 | NA | NA | \Classifications\Building System Class\D30-HVAC Systems\D3040 - Distribution SYS\Hot Water Pump - PHW | 1022653
05-C1 | 05-C1 New San Andreas Courthouse | 05-C1-D3050-250-ACU01 | 1ST FLOOR ELECTRICAL ROOM SPLIT SYSTEM | MITSUBISHI ELECTRIC | 2XU02890A | PUY-A30NHA4 | OM00039841 | SCU#1 | EAST SIDE OF ROOF | NA | NA | R-410A | NA | 240 | 40 | Electric | 1 | NA | NA | \Classifications\Building System Class\D30-HVAC Systems\D3050 - Package SYS\Air Conditioning,Split System - ACU | 1016308
05-C1 | 05-C1 New San Andreas Courthouse | 05-C1-D3050-250-ACU02 | 1st flr SPLIT SYSTEM | MITSUBISHI ELECTRIC | 2YU00427A | PUY-A18NHA4 | OM00039828 | SCU#2 | WEST SIDE OF ROOF | NA | NA | R-410A | NA | 240 | 20 | Electric | 1 | NA | NA | \Classifications\Building System Class\D30-HVAC Systems\D3050 - Package SYS\Air Conditioning,Split System - ACU | 1016309
05-C1 | 05-C1 New San Andreas Courthouse | 05-C1-D3050-250-ACU03 | 1st flr comm ROOM SPLIT SYSTEM | MITSUBISHI ELECTRIC | 2XU03016A | PUY-A30NHA4 | OM00039826 | SCU#3 | WEST SIDE OF ROOF | NA | NA | R-410A | NA | 240 | 40 | Electric | 1 | NA | NA | \Classifications\Building System Class\D30-HVAC Systems\D3050 - Package SYS\Air Conditioning,Split System - ACU | 1016310
05-C1 | 05-C1 New San Andreas Courthouse | 05-C1-D3050-250-ACU04 | 1st flr comm west ROOM SPLIT SYSTEM | MITSUBISHI ELECTRIC | 2YU07446A | PUY-A36NHA4 | OM00039827 | SCU#4 | WEST SIDE OF ROOF | NA | NA | R-410A | NA | 240 | 40 | Electric | 1 | NA | NA | \Classifications\Building System Class\D30-HVAC Systems\D3050 - Package SYS\Air Conditioning,Split System - ACU | 1016311
05-C1 | 05-C1 New San Andreas Courthouse | 05-C1-D3050-250-ACU05 | Basement elevator equipment ROOM SPLIT SYSTEM | MITSUBISHI ELECTRIC | 2YU00429A | PUY-A18NHA4 | OM00039825 | SCU#5 | WEST SIDE OF ROOF | NA | NA | R-410A | Na | 240 | 20 | Electric | 1 | NA | NA | \Classifications\Building System Class\D30-HVAC Systems\D3050 - Package SYS\Air Conditioning,Split System - ACU | 1016312
05-C1 | 05-C1 New San Andreas Courthouse | 05-C1-D3050-250-ACU06 | 2ND FLOOR COMM ROOM SPLIT SYSTEM | MITSUBISHI ELECTRIC | 2XU07181A | PUY-A36NHA4 | OM00039843 | SCU#6 | EAST SIDE OF ROOF | NA | NA | R-410A | NA | 240 | 40 | Electric | 1 | NA | NA | \Classifications\Building System Class\D30-HVAC Systems\D3050 - Package SYS\Air Conditioning,Split System - ACU | 1016313
05-C1 | 05-C1 New San Andreas Courthouse | 05-C1-D3050-250-ACU07 | 1ST FLOOR COMM ROOM SPLIT SYSTEM | MITSUBISHI ELECTRIC | 24U00090C | PUY-A42NHA5 | OM00039842 | SCU#7 | EAST SIDE OF ROOF | NA | NA | R-410A | NA | 240 | 40 | Electric | 1 | NA | NA | \Classifications\Building System Class\D30-HVAC Systems\D3050 - Package SYS\Air Conditioning,Split System - ACU | 1016314
05-C1 | 05-C1 New San Andreas Courthouse | 05-C1-D3050-250-ACU08 | 2nd floor comm ROOM SPLIT SYSTEM | MITSUBISHI ELECTRIC | 2XU07179A | PUY-A36NHA4 | OM00039848 | SCU#8 | WEST SIDE OF ROOF | NA | NA | R-410A | NA | 240 | 40 | Electric | 1 | NA | NA | \Classifications\Building System Class\D30-HVAC Systems\D3050 - Package SYS\Air Conditioning,Split System - ACU | 1016315
05-C1 | 05-C1 New San Andreas Courthouse | 05-C1-D3050-250-ACU09 | Basement elevator ROOM SPLIT SYSTEM | MITSUBISHI ELECTRIC | 2YU00430A | PUY-A18NHA4 | OM00039844 | SCU#9 | EAST SIDE OF ROOF | NA | NA | R-410A | NA | 240 | 20 | Electric | 1 | NA | NA | \Classifications\Building System Class\D30-HVAC Systems\D3050 - Package SYS\Air Conditioning,Split System - ACU | 1016316
05-C1 | 05-C1 New San Andreas Courthouse | 05-C1-D3041-110-AHU01 | Air handler 01 | Temtrol | T010415-001-00 | ITF-DHRE24 | OM00039836 | NA | Basement Mech Room | DNA | DNA | NA | DNA | 480 | DNA | Electric | 3 | NA | NA | \Classifications\Building System Class\D30-HVAC Systems\D3040 - Distribution SYS\Air Handling Unit - AHU | 1016317
05-C1 | 05-C1 New San Andreas Courthouse | 05-C1-D3041-110-AHU02 | Air handler 02 | Temtrol | T010415-002-00 | ITF-RDHRE32 | OM00039840 | NA | EAST SIDE OF ROOF | DNA | DNA | NA | 334 | 480 | DNA | Electric | 3 | NA | NA | \Classifications\Building System Class\D30-HVAC Systems\D3040 - Distribution SYS\Air Handling Unit - AHU | 1016318
05-C1 | 05-C1 New San Andreas Courthouse | 05-C1-D3041-110-AHU03 | Air handler 03 | Temtrol | T010415-003-00 | Itf-rdhre24 | OM00039847 | NA | West SIDE OF ROOF | DNA | DNA | NA | NA | 480 | 60 | Electric | 3 | NA | NA | \Classifications\Building System Class\D30-HVAC Systems\D3040 - Distribution SYS\Air Handling Unit - AHU | 1016319
05-C1 | 05-C1 New San Andreas Courthouse | 05-C1-D2023-100-BFP01 | Boiler Backflow 01 | Wilkins Zurn | DNA | 975xL2 | OM00039821 |  | Basement Mech Room | NA | NA | NA | NA | NA | NA | NA | NA | NA | NA | \Classifications\Building System Class\D20-Plumbing\D2020 - Domestic Water\Backflow Preventer - BFP | 1016320
05-C1 | 05-C1 New San Andreas Courthouse | 05-C1-D2023-100-BFP02 | Boiler Backflow 02 | Wilkins Zurn | DNA | 975xL2 | OM00039822 |  | Basement Mech Room | NA | NA | NA | NA | NA | NA | NA | NA | NA | NA | \Classifications\Building System Class\D20-Plumbing\D2020 - Domestic Water\Backflow Preventer - BFP | 1016321
05-C1 | 05-C1 New San Andreas Courthouse | 05-C1-D3021-130-BLR01 | Boiler 1 | Patterson-Kelley | W637-12-8730 | Mach C-750 | OM00039834 | NA | Basement Mech Room | NA | NA | NA | NA | 110 | 8 | Gas | 1 | 750,000 | 712,500 | \Classifications\Building System Class\D30-HVAC Systems\D3020 - Heat SYS\Boiler,Hot Water,Oil/Gas/Comb. - BLR | 1016322
05-C1 | 05-C1 New San Andreas Courthouse | 05-C1-D3021-130-BLR02 | Boiler 2 | Patterson-Kelley | W638-12-8744 | Mach C-750 | OM00039835 | NA | Basement Mech Room | NA | NA | NA | NA | 110 | 8 | Gas | 1 | 750,000 | 712,500 | \Classifications\Building System Class\D30-HVAC Systems\D3020 - Heat SYS\Boiler,Hot Water,Oil/Gas/Comb. - BLR | 1016323
05-C1 | 05-C1 New San Andreas Courthouse | 05-C1-D3031-140-CLR01 | Chiller 01 | CARRIER | 1113Q78619 | 30RAP0906KAML36N | OM00039838 | NA | GENERATOR LOCKUP NORTH EAST SIDE | NA | NA | R-410A | NA | 480 | NA | Electric | 3 | NA | NA | \Classifications\Building System Class\D30-HVAC Systems\D3030 - Cooling SYS\Chiller, Air Cooled - CLR | 1016324
05-C1 | 05-C1 New San Andreas Courthouse | 05-C1-D3031-140-CLR02 | Chiller 02 | Carrier | 1113Q78617 | 30RAP0906KAML36N | OM00039839 | NA | GENERATOR LOCKUP NORTH EAST SIDE | NA | NA | R-410A | NA | 480 | NA | Electric | 3 | NA | NA | \Classifications\Building System Class\D30-HVAC Systems\D3030 - Cooling SYS\Chiller, Air Cooled - CLR | 1016325
05-C1 | 05-C1 New San Andreas Courthouse | 05-C1-D3031-100-PCH01 | Chilled Water Circulating Pump 1 | Bell & Gosset | C163442-01B31 | SIZE 1510 | OM00039813 | NA | Basement Mech Room | NA | NA | NA | 7.5 | 480 | 20 | Electric | 3 | NA | NA | \Classifications\Building System Class\D30-HVAC Systems\D3030 - Cooling SYS\Chilled Water Pump - PCH | 1016326
05-C1 | 05-C1 New San Andreas Courthouse | 05-C1-D3031-100-PCH02 | Chilled Water Circulating Pump 2 | Bell & Gosset | C163442-02B31 | SIZE 1510 | OM00039814 | NA | Basement Mech Room | NA | NA | NA | 7.5 | 480 | 20 | Electric | 3 | NA | NA | \Classifications\Building System Class\D30-HVAC Systems\D3030 - Cooling SYS\Chilled Water Pump - PCH | 1016327
05-C1 | 05-C1 New San Andreas Courthouse | 05-C1-D3042-220-EFN01 | Exhaust Fan 01 | Greenheck | 130643223 1212 | Cube-300xp-15-x | OM00039846 | Ef-1 | West SIDE OF ROOF | DNA | NA | NA | DNA | DNA | DNA | Electric |  | NA | NA | \Classifications\Building System Class\D30-HVAC Systems\D3040 - Distribution SYS\Supply/Exhaust/Return fans- FAN | 1016329
05-C1 | 05-C1 New San Andreas Courthouse | 05-C1-D3042-220-EFN02 | Exhaust Fan 02 | Greenheck | 13084523 1212 | Cube-300xp-15-x | OM00039845 | Ef-2 | EAST SIDE OF ROOF | DNA | NA | NA | DNA | DNA | DNA | Electric |  | NA | NA | \Classifications\Building System Class\D30-HVAC Systems\D3040 - Distribution SYS\Supply/Exhaust/Return fans- FAN | 1016330
05-C1 | 05-C1 New San Andreas Courthouse | 05-C1-D1010-100-ELE01 | Elevator #1 Judges Elevator - State ID 167084 | Otis | 201249204 | Aaa21310ad | OM00039823 | State ID# 167084 | Basement | NA | NA | NA | 15 | 480 | 19 | Electric | 3 | NA | NA | \Classifications\Building System Class\D10-Conveyance Systems\D1010 - Elevator\Elevator,Electric,Pass/Freight - ELE | 1016331
05-C1 | 05-C1 New San Andreas Courthouse | 05-C1-D1010-100-ELE02 | Elevator #2 Inmate Elevator - State ID 167085 | Otis | 201249204 | Aaa21310ad | OM00039824 | State ID# 167085 | Basement | NA | NA | NA | 15 | 480 | 19 | Electric | 3 | NA | NA | \Classifications\Building System Class\D10-Conveyance Systems\D1010 - Elevator\Elevator,Electric,Pass/Freight - ELE | 1016332
05-C1 | 05-C1 New San Andreas Courthouse | 05-C1-D1010-100-ELE03 | Elevator #3. Public Elevator - State ID 167086 | Otis | 201249205 | Aaa21310ad | OM00039803 | State ID# 167086 | Basement | NA | NA | NA | 15 | 480 | 19 | Electric | 3 | NA | NA | \Classifications\Building System Class\D10-Conveyance Systems\D1010 - Elevator\Elevator,Electric,Pass/Freight - ELE | 1016333
05-C1 | 05-C1 New San Andreas Courthouse | 05-C1-D1010-100-ELE04 | Elevator #4. Inmate Elevator - State ID 167087 | Otis | 20133226 | Aaa21310ad | OM00039804 | State ID# 167087 | Basement | NA | NA | NA | 15 | 480 | 19 | Electric | 3 | NA | NA | \Classifications\Building System Class\D10-Conveyance Systems\D1010 - Elevator\Elevator,Electric,Pass/Freight - ELE | 1016334
05-C1 | 05-C1 New San Andreas Courthouse | 05-C1-B2034-400-DOH01 | Rollup door in Judges Parking Area | Cornell | DNA | MGH5043E | OM00039805 | NA | Judges Parking Area | NA | NA | NA | NA | 480 | 9.5 | Electric | 1 | NA | NA | \Classifications\Building System Class\B20-General Building Exterior\B2030 - Exterior Doors\Door,Overhead-Shutter,Manual,Elec,Roll-up - DOH | 1016335
05-C1 | 05-C1 New San Andreas Courthouse | 05-C1-B2034-400-DOH02 | Description Sallyport Rollup door | Cornell | J-2013-139704 | MGH5043E | OM00039833 | NA | Sallyport | NA | NA | NA | NA | 480 | 9.5 | Electric | 1 | NA | NA | \Classifications\Building System Class\B20-General Building Exterior\B2030 - Exterior Doors\Door,Overhead-Shutter,Manual,Elec,Roll-up - DOH | 1016336
05-C1 | 05-C1 New San Andreas Courthouse | 05-C1-D3044-125-PHW01 | Hot Water Circulating Pump 1 | Bell & Gosset | C163444-01b31 | Size 1510 | OM00039817 | NA | Basement Mech Room | NA | NA | NA | 3 | 480 | 72 | Electric | 3 | NA | NA | \Classifications\Building System Class\D30-HVAC Systems\D3040 - Distribution SYS\Hot Water Pump - PHW | 1016337
05-C1 | 05-C1 New San Andreas Courthouse | 05-C1-D3044-125-PHW02 | Hot Water Circulating Pump 2 | Bell & Gosset | C163444-02b31 | Size 1510 | OM00039818 | NA | Basement Mech Room | NA | NA | NA | 3 | 480 | 72 | Electric | 3 | NA | NA | \Classifications\Building System Class\D30-HVAC Systems\D3040 - Distribution SYS\Hot Water Pump - PHW | 1016338
05-C1 | 05-C1 New San Andreas Courthouse | 05-C1-D3044-125-PHW03 | Hot Water Circulating Pump 3 | Bell & Gosset | C1634445-01-b31 | Size 1510 | OM00039820 | NA | Basement Mech Room | NA | NA | NA | 3 | 240 | DNA | Electric | 3 | NA | NA | \Classifications\Building System Class\D30-HVAC Systems\D3040 - Distribution SYS\Hot Water Pump - PHW | 1016339
05-C1 | 05-C1 New San Andreas Courthouse | 05-C1-D3044-125-PHW04 | Hot Water Circulating Pump 4 | Bell & Gosset | 2163443-02831 | Size 1510 | OM00039819 | NA | Basement Mech Room | NA | NA | NA | 3 | 240 | DNA | Electric | 3 | NA | NA | \Classifications\Building System Class\D30-HVAC Systems\D3040 - Distribution SYS\Hot Water Pump - PHW | 1016340
05-C1 | 05-C1 New San Andreas Courthouse | 05-C1-D2022-260-HWG01 | Hot Water heater 1 | AO Smith | 1249m000093 | BTH 120 100 | OM00039806 | NA | Riser Room | NA | NA | NA | NA | NA | NA | Gas |  | 120,000 | DNA | \Classifications\Building System Class\D20-Plumbing\D2020 - Domestic Water\Domestic Water Heater, Gas - HWG | 1016341
05-C1 | 05-C1 New San Andreas Courthouse | 05-C1-D2023-310-HWP01 | Domestic Hot Water Re-circurculation Pump | Bell & Gosset | 1bl003lf | PL-36B | OM00039807 | NA | Riser Room | NA | NA | NA | NA | 110 | 2.1 | Electric | 1 | NA | NA | \Classifications\Building System Class\D20-Plumbing\D2020 - Domestic Water\Domestic Hot Water Circulating Pump - HWP | 1016342
05-C1 | 05-C1 New San Andreas Courthouse | 05-C1-D2040-100-PSU01 | Sump Pump 1 | Weil | 513.379 | W8165-t-040-d | OM00039801 | NA | Basement Sally Port | NA | NA | NA | 15 | DNA | 9 | Electric | 3 | NA | NA | \Classifications\Building System Class\D20-Plumbing\D2040 - Rain Drain\Sump Pump - PSU | 1016346
05-C1 | 05-C1 New San Andreas Courthouse | 05-C1-D2040-100-PSU02 | Sump Pump 2 | Weil | 512.326 | W8165-t-040-d | OM00039802 | NA | Basement Elevator Rm | NA | NA | NA | 15 | DNA | 9 | Electric | 3 | NA | NA | \Classifications\Building System Class\D20-Plumbing\D2040 - Rain Drain\Sump Pump - PSU | 1016347
05-C1 | 05-C1 New San Andreas Courthouse | 05-C1-D5037-710-FAP01 | Fire Alarm Panel | Siemens | DNA | DNA | OM00039727 | NA | Floor 1 Court Security Room | NA | NA | NA | 15 | DNA | 9 | Electric | 3 | NA | NA | \Classifications\Building System Class\D50-Electrical SYS\D5030 - Comm & Security\Fire Alarm Panel - FAP | 1016348
05-C1 | 05-C1 New San Andreas Courthouse | 05-C1-D5092-250-EML43 | Emergency and Exit Lights | NA | NA | NA | OM00039698 | OM00039905 | Throughout | NA | NA | NA | 15 | DNA | 9 | Electric | 3 | NA | NA | \Classifications\Building System Class\D50-Electrical SYS\D5090 - Elec SYS\Emergency And Exit Lighting - EML | 1016349
05-C1 | 05-C1 New San Andreas Courthouse | 05-C1-D5092-250-ELT123 | Exterior Lights | NA | NA | NA | OM00039699 | OM00039906 | Throughout | NA | NA | NA | NA | NA | NA | NA |  | NA | NA | \Classifications\Building System Class\D50-Electrical SYS\D5090 - Elec SYS\Exterior Lighting - ELT | 1016350
05-C1 | 05-C1 New San Andreas Courthouse | 05-C1-B3010-100-RUF01 | Roof | DNA | NA | NA | OM00039702 | OM00039910 | Roof | NA | NA | NA | 15 | DNA | 9 | Electric | 3 | NA | NA | \Classifications\Building System Class\B30-Roofing\B3010 - Roof Types\Roof - RUF | 1016351
05-C1 | 05-C1 New San Andreas Courthouse | 05-C1-B2010-100-BLD01 | Building | NA | NA | NA | OM00039703 | NA | All | NA | NA | NA | 15 | DNA | 9 | Electric | 3 | NA | NA | \Classifications\Building System Class\B20-General Building Exterior\B2010 - Exterior Walls\Building - BLD | 1016352
05-C1 | 05-C1 New San Andreas Courthouse | 05-C1-G2049-300-HSC01 | Hardscape | NA | NA | NA | OM00039701 | NA | Walk ways, entrance, and Parking | NA | NA | NA | 15 | DNA | 9 | Electric | 3 | NA | NA | \Classifications\Building System Class\G20-Other Systems\G2040 - Site Development\Hardscape - HSC | 1016353
05-C1 | 05-C1 New San Andreas Courthouse | 05-C1-G2050-200-LSC01 | Landscaping | NA | NA | NA | OM00039700 | OM00039907 | Landscaping | NA | NA | NA | 15 | DNA | 9 | Electric | 3 | NA | NA | \Classifications\Building System Class\G20-Other Systems\G2050 - Landscaping\Landscaping - LSC | 1016354
05-C1 | 05-C1 New San Andreas Courthouse | 05-C1-D2023-100-BFP03 | Irrigation Backflow 3 | Febco | J004045 | LF825Y | OM00039911 | FA0024609-06326 | Grounds | NA | NA | NA | NA | NA | NA | NA |  | NA | NA | \Classifications\Building System Class\D20-Plumbing\D2020 - Domestic Water\Backflow Preventer - BFP | 1016648
05-C1 | 05-C1 New San Andreas Courthouse | 05-C1-D2023-100-BFP04 | Fire Backflow 4 | Ames | 176220 | 3000SS | OM00039913 | FA0024609-06326 | Grounds Driveway Entrance | NA | NA | NA | NA | NA | NA | NA |  | NA | NA | \Classifications\Building System Class\D20-Plumbing\D2020 - Domestic Water\Backflow Preventer - BFP | 1016649
05-C1 | 05-C1 New San Andreas Courthouse | 05-C1-D2023-100-BFP05 | Domestic Backflow 5 | Ames | 126009 | 4000ss | OM00039912 | FA0024609-06326 | Grounds Driveway Entrance | NA | NA | NA | NA | NA | NA | NA |  | NA | NA | \Classifications\Building System Class\D20-Plumbing\D2020 - Domestic Water\Backflow Preventer - BFP | 1016650
05-C1 | 05-C1 New San Andreas Courthouse | 05-C1-B2033-120-DOR01 | Main Entrance | LCN | NA | 4642 | OM00039725 | NA | Main Entrance | NA | NA | NA | NA | NA | NA | Electric |  | NA | NA | \Classifications\Building System Class\B20-General Building Exterior\B2030 - Exterior Doors\Door,Automatic-Sliding,Revolving - DOR | 1016651
05-C1 | 05-C1 New San Andreas Courthouse | 05-C1-B2033-120-DOR02 | Front Exit | NA | NA | NA | OM00039726 | NA | Floor 1 Main Entrance | NA | NA | NA | NA | NA | NA | Electric |  | NA | NA | \Classifications\Building System Class\B20-General Building Exterior\B2030 - Exterior Doors\Door,Automatic-Sliding,Revolving - DOR | 1016652
05-C1 | 05-C1 New San Andreas Courthouse | 05-C1-C1020-110-FRD03 | Elevator #4 Inmate Elevator Floor 2 Fire Curtain | Smoke Guard California | DNA | DNA | OM00039729 | NA | Floor 2 | NA | NA | NA | NA | NA | NA |  |  | NA | NA | \Classifications\Building System Class\C10-General Building Interior\C1020 - Fire Doors\Fire Doors - FRD | 1016653
05-C1 | 05-C1 New San Andreas Courthouse | 05-C1-D5010-234-ATS01 | Auto Transfer Switch 01 | Kohler | NA | 300KP | OM00039719 |  | Floor 1 Main Electrical Room | NA | NA | NA | NA | 480 | 600 | Electric | 3 | NA | NA | \Classifications\Building System Class\D50-Electrical SYS\D5010 - Elec Service & Dist\Automatic Transfer Switch - ATS | 1016654
05-C1 | 05-C1 New San Andreas Courthouse | 05-C1-D3068-100-BAS01 | Building Automation System | Honeywell | NA | NA | OM00039728 | NA | Floor 1 Room 155 Server Room | NA | NA | NA | NA | NA | NA | NA |  | NA | NA | \Classifications\Building System Class\D30-HVAC Systems\D3060 - Control & Inst Air\Building Automation System - BAS | 1016658
05-C1 | 05-C1 New San Andreas Courthouse | 05-C1-D5010-234-ATS02 | Auto Transfer Switch 02 | Kohler | NA | DNA | OM00039720 |  | Floor 1 Main Electrical Room | NA | NA | NA | NA | 480 | 150 | Electric | 3 | NA | NA | \Classifications\Building System Class\D50-Electrical SYS\D5010 - Elec Service & Dist\Automatic Transfer Switch - ATS | 1016655
05-C1 | 05-C1 New San Andreas Courthouse | 05-C1-D4010-150-FMS01 | Sprinkler System - Wet |  | NA | NA | OM00039723 | NA | Floor 1 Fire Riser Room Exterior Door, Next to Inmate Sally Port | NA | NA | NA | NA | NA | NA | NA |  | NA | NA | \Classifications\Building System Class\D40-Fire Protection SYS\D4010 - Sprinkler SYS\Fire Systems, stand pipes - FMS | 1016657
05-C1 | 05-C1 New San Andreas Courthouse | 05-C1-D5010-200-ESD01 | Main Electrical Switch 01 | Square D | 6.41143E+13 | G-659222 | OM00039722 | NA | Southeast Corner |  |  |  |  | 480 | 1600 | Electric | 3 | NA | NA | \Classifications\Building System Class\D50-Electrical SYS\D5010 - Elec Service & Dist\Electical Service and Distribution - ESD | 1016686
05-C1 | 05-C1 New San Andreas Courthouse | 05-C1-C1020-110-FRD01 | Elevator #4 Inmate Elevator Basement Fire Curtain | Smoke Guard California | HSG73X1X60 | 94431 | OM00039718 | NA | Basement | NA | NA | NA | NA | NA | NA | NA |  |  |  | \Classifications\Building System Class\C10-General Building Interior\C1020 - Fire Doors\Fire Doors - FRD | 1016690
05-C1 | 05-C1 New San Andreas Courthouse | 05-C1-C1020-110-FRD02 | Elevator #4 Inmate Elevator Floor 1 Fire Curtain | Smoke Guard California | DNA | DNA | OM00039730 | NA | Sally Port, Basemnet | NA | NA | NA | NA | NA | NA | NA |  | NA | NA | \Classifications\Building System Class\C10-General Building Interior\C1020 - Fire Doors\Fire Doors - FRD | 1016691
05-C1 | 05-C1 New San Andreas Courthouse | 05-C1-G2023-160-PEB01 | Secure Parking Entrance | Dorr King DKS | DNA | DNA | OM00039914 | NA | Right side of main Building entrance | NA | NA | NA | NA | DNA | DNA | Electric |  | NA | NA | \Classifications\Building System Class\G20-Other Systems\G2020 - Parking Lots\Security Parking Electric Barrier - PEB | 1016725
05-C1 | 05-C1 New San Andreas Courthouse | 05-C1-G2023-160-PEB02 | Secure Parking Exit | Dorr King DKS | DNA | DNA | OM00039915 | NA | Right side of main Building entrance | NA | NA | NA | NA | NA | DNA | Electric |  | NA | NA | \Classifications\Building System Class\G20-Other Systems\G2020 - Parking Lots\Security Parking Electric Barrier - PEB | 1016726
05-C1 | 05-C1 New San Andreas Courthouse | 05-C1-D5092-210-GEN01 | Emergency Generator | Kohler | SGM32454W | 300RE0ZJ | OM00039837 | NA | Chiller/Generator Compound | NA | NA | NA | NA | 277/480 | 451 | Diesel | 3 | NA | NA | \Classifications\Building System Class\D50-Electrical SYS\D5090 - Elec SYS\Emergency Generator - GEN | 1017124
05-C1 | 05-C1 New San Andreas Courthouse | 05-C1-D4031-100-FEX20 | Portable, Hand Held, Fire Extinguisher | NA | NA | NA | OM00039697 | OM00039904 | Throughout | NA | NA | NA | NA | NA | NA | NA |  | NA | NA | \Classifications\Building System Class\D40-Fire Protection SYS\D4030 - FIRE SPEC\Fire Extinguisher - FEX | 1017188
05-C1 | 05-C1 New San Andreas Courthouse | 05-C1-D2023-100-BFP06 | Fire Bypass Backflow 6 | Ames | 67150 | 2000B DC 3/4" | OM00039696 | FA0024609-06326 | Grounds left side of driveway | NA | NA | NA | NA | NA | NA | NA | NA | NA | NA | \Classifications\Building System Class\D20-Plumbing\D2020 - Domestic Water\Backflow Preventer - BFP | 1019971
05-C1 | 05-C1 Calaveras Superior Court | 05-C1-D4010-150-FMS02 | Sprinkler System - Dry | All Valley Fire | NA | NA | OM00037300 |  | Basement Mech Room | NA | NA | NA | NA | NA | NA | NA | NA | NA | NA | \Classifications\Building System Class\D40-Fire Protection SYS\D4010 - Sprinkler SYS\Fire Systems, stand pipes - FMS | 1021411
05-C1 | 05-C1 Calaveras Superior Court | 05-C1-D5010-200-ESD02 | Electrical Distribution Panel - EHD | Square D | NA | NA | OM00043187 |  | 1st Flr. Electrical Rm. | NA | NA | NA | NA | 277/480 | 100 | Electric | 3 | NA | NA | \Classifications\Building System Class\D50-Electrical SYS\D5010 - Elec Service & Dist\Electical Service and Distribution - ESD | 1021412
05-C1 | 05-C1 Calaveras Superior Court | 05-C1-D5010-200-ESD03 | Electrical Distribution Panel - SHD | Square D | NA | NA | OM00043186 |  | 1st Flr. Electrical Rm. | NA | NA | NA | NA | 277/480 | 100 | Electric | 3 | NA | NA | \Classifications\Building System Class\D50-Electrical SYS\D5010 - Elec Service & Dist\Electical Service and Distribution - ESD | 1021413
05-C1 | 05-C1 Calaveras Superior Court | 05-C1-B2033-120-DOR03 | Exterior Employee Entrance Door | NA | NA | NA | OM00043192 |  | 1st. Flr. Employee Entrance in the back of the building | NA | NA | NA | NA | NA | NA | NA | NA | NA | NA | \Classifications\Building System Class\B20-General Building Exterior\B2030 - Exterior Doors\Door,Automatic-Sliding,Revolving - DOR | 1021414
05-C1 | 05-C1 Calaveras Superior Court | 05-C1-B2033-120-DOR04 | Interior Employee Entrance Door | NA | NA | NA | OM00043193 |  | 1st. Flr. Employee Entrance in the back of the building | NA | NA | NA | NA | NA | NA | NA | NA | NA | NA | \Classifications\Building System Class\B20-General Building Exterior\B2030 - Exterior Doors\Door,Automatic-Sliding,Revolving - DOR | 1021415
05-C1 | 05-C1 Calaveras Superior Court | 05-C1-D5011-240-TRN01 | Transformer TX-A 112.5 KVA | Square D | 2092612077A | EE112T3HF | OM00037297 |  | Basement Judges Parkinglot | NA | NA | NA | NA | 480/208Y/120 | 135/312 | Electric | 3 | NA | NA | \Classifications\Building System Class\D50-Electrical SYS\D5010 - Elec Service & Dist\Transformer - TRN | 1022498
07-A10 | 07-A10 File Unit | 07-A10-D4031-100-FEX02 | Fire Extinguisher - FEX02 | Badger | NA | NA | OM00018401 |  | East Side 1ST Floor | NA | NA | NA | NA | Other | NA | other | NA | NA | NA | \Classifications\Building System Class\D40-Fire Protection SYS\D4030 - FIRE SPEC\Fire Extinguisher - FEX | EQ-1005629
07-A10 | 07-A10 File Unit | 07-A10-D5092-250-EML05 | Emergency Exit Lights - EML05 | LED Lamps | NA | NA | OM00005050 | NA | North Corridor Door | NA | NA | NA | NA | 120 | NA | electric | 1 | NA | NA | \Classifications\Building System Class\D50-Electrical SYS\D5090 - Elec SYS\Emergency And Exit Lighting - EML | EQ-1005630
07-A10 | 07-A10 File Unit | 07-A10-B2010-100-BLD01 | Building | NA | NA | NA | OM00018505 | [12 empty] | \Classifications\Building System Class\B20-General Building Exterior\B2010 - Exterior Walls\Building - BLD | 1011690
07-A10 | 07-A10 File Unit | 07-A10-D3041-110-AHU01 | Air Handler - AHU01 | Mitsubishi | 1010 | Lossnay - LGH-F600RX3 | OM00018518 |  | Main Lobby Storage Closet | Direct Drive | (4) Lossnay Cores | NA | 1 | 208/230 | 3.3 | NA | 1 | NA | NA | \Classifications\Building System Class\D30-HVAC Systems\D3040 - Distribution SYS\Air Handling Unit - AHU | 1017878
07-A10 | 07-A10 File Unit | 07-A10-D3050-310-HPU01 | Heat Pump, Air Cooled - HPU01 | Mitsubishi | 11902762 A | MultiZone Ductless Outdoor Heat Pump - MXZ-4B36NA - MrSlim | OM00018520 |  | SW Corner of Building | NA | NA | R-410A | NA | 208-230 | 25 | Electric | 1 | NA | 36,000 | \Classifications\Building System Class\D30-HVAC Systems\D3050 - Package SYS\Heat Pump,Air Cooled - HPU | 1018705
07-A10 | 07-A10 File Unit | 07-A10-D3050-310-HPU02 | Heat Pump, Air Cooled - HPU02 | Mitsubishi | 11902519 A | MultiZone Ductless Outdoor Heat Pump - MXZ-4B36NA - MrSlim | OM00018521 |  | W Side-Center of Building | NA | NA | R-410A | NA | 208-230 | 25 | Electric | 1 | NA | 36,000 | \Classifications\Building System Class\D30-HVAC Systems\D3050 - Package SYS\Heat Pump,Air Cooled - HPU | 1018706
07-A10 | 07-A10 File Unit | 07-A10-D3050-310-HPU03 | Heat Pump, Air Cooled - HPU03 | Mitsubishi | 01900326 B | MultiZone Ductless Outdoor Heat Pump - MXZ-4B36NA - MrSlim | OM00018519 |  | North Corner of Building | NA | NA | R-410A | NA | 208-230 | 25 | Electric | 1 | NA | 36,000 | \Classifications\Building System Class\D30-HVAC Systems\D3050 - Package SYS\Heat Pump,Air Cooled - HPU | 1018707
07-A10 | 07-A10 File Unit | 07-A10-D3050-310-HPU04 | Heat Pump, Air Cooled - HPU04 | Mitsubishi | 11902509 A | MultiZone Ductless Outdoor Heat Pump - MXZ-4B36NA - MrSlim | OM00018522 |  | NE Corner of Building | NA | NA | R-410A | NA | 208-230 | 25 | Electric | 1 | NA | 36,000 | \Classifications\Building System Class\D30-HVAC Systems\D3050 - Package SYS\Heat Pump,Air Cooled - HPU | 1018708
07-A14 | 07-A14 Family Law Center | 07-A14-D3021-130-BLR01 | Boiler,Hot Water,Oil/Gas/Comb. - BLR01 | Bryant Heating & Cooling Systems | 88845 | AB120-W-FDG | OM00018364 | NA | Boiler Room | NA | NA | NA | 2 | 208 | NA | Gas | 3 | 1,200,000 | 960,000 | \Classifications\Building System Class\D30-HVAC Systems\D3020 - Heat SYS\Boiler,Hot Water,Oil/Gas/Comb. - BLR | 1008214
07-A14 | 07-A14 Family Law Center | 07-A14-D3044-125-PHW01 | Hot Water Pump - PHW01 | Bell & Gossett | 020609BP | 1531/11/4AC | OM00018365 | NA | Boiler Room | NA | NA | NA | 1.5 | 208 | 4.6 7.4 | Electric | 3 | NA | NA | \Classifications\Building System Class\D30-HVAC Systems\D3040 - Distribution SYS\Hot Water Pump - PHW | 1008215
07-A14 | 07-A14 Family Law Center | 07-A14-D3044-125-PHW02 | Hot Water Pump - PHW02 | Bell & Gossett | 020608BP | 1531/11/4AC | OM00018366 | NA | Boiler Room | NA | NA | NA | 1.5 | 208 | 4.6 7.4 | Electric | 3 | NA | NA | \Classifications\Building System Class\D30-HVAC Systems\D3040 - Distribution SYS\Hot Water Pump - PHW | 1008216
07-A14 | 07-A14 Family Law Center | 07-A14-D3050-250-ACU01 | Air Conditioning,Split System - ACU01 | Williams & York | EMHM852975 | HIRC030S06D | OM00018377 |  | Main Electrical Room | NA | 20X20X2 | R-22 | NA | 208 | 14.1 | Electric | 1 | NA | NA | \Classifications\Building System Class\D30-HVAC Systems\D3050 - Package SYS\Air Conditioning,Split System - ACU | 1008217
07-A14 | 07-A14 Family Law Center | 07-A14-D3050-250-ACU02 | Air Conditioning,Split System - ACU02 | Williams & York | WMKM038355 | H2RC024S06A | OM00018378 |  | Data Room First Floor | NA | 20X20X2 | R-22 | NA | 208 | 14.1 | Electric | 1 | NA | NA | \Classifications\Building System Class\D30-HVAC Systems\D3050 - Package SYS\Air Conditioning,Split System - ACU | 1008218
07-A14 | 07-A14 Family Law Center | 07-A14-D3050-250-ACU03 | Air Conditioning,Split System - ACU03 | Williams & York | WCLM0003188 | H2RC024S06A | OM00018379 |  | Elevator Machine Room | NA | 20X20X2 | R-22 | NA | 208 | 14.1 | Electric | 1 | NA | NA | \Classifications\Building System Class\D30-HVAC Systems\D3050 - Package SYS\Air Conditioning,Split System - ACU | 1008219
07-A14 | 07-A14 Family Law Center | 07-A14-D3050-250-ACU04 | Air Conditioning,Split System - ACU04 | Williams & York | WBLM044980 | H2RC024S06A | OM00018380 |  | Electrical Data Room Second Floor | NA | 20X20X2 | R-22 | NA | 208 | 14.1 | Electric | 1 | NA | NA | \Classifications\Building System Class\D30-HVAC Systems\D3050 - Package SYS\Air Conditioning,Split System - ACU | 1008220
07-A14 | 07-A14 Family Law Center | 07-A14-D1010-100-ELE01 | Elevator,Hydraulic,Pass/Freight - ELE01 | National Elevator | 3065579 | HMC-1000-PHC | OM00018383 | State ID# 126430 | Elevator Machine Room | NA | NA | NA | 25 | 230 460 | 70 30 | Hydraulic | 3 | NA | NA | \Classifications\Building System Class\D10-Conveyance Systems\D1010 - Elevator\Elevator,Hydraulic,Pass/Freight - ELE | 1008221
07-A14 | 07-A14 Family Law Center | 07-A14-B2034-400-DOH01 | Door,Overhead,Manual - DOH | Cornell Ironworks | J2001016439 | NA | OM00000303 | NA | Loading Dock | NA | NA | NA | NA | NA | NA | NA | NA | NA | NA | \Classifications\Building System Class\B20-General Building Exterior\B2030 - Exterior Doors\Door,Overhead-Shutter,Manual,Elec,Roll-up - DOH | 1008222
07-A14 | 07-A14 Family Law Center | 07-A14-B3010-100-CTY01 | Roof - RUF | Firestone | NA | NA | OM00000307 | DNA | Roof | NA | NA | NA | NA | NA | NA | NA | NA | NA | NA | \Classifications\Building System Class\B30-Roofing\B3010 - Roof Types\Roof - RUF | 1008223
07-A14 | 07-A14 Family Law Center | 07-A14-D2022-260-HWG01 | Domestic Water Heater, Gas - HWG | State Sandblaster | E02425775 | SBF7512UNE | OM00018367 | NA | Boiler Room | NA | NA | NA | NA | 110 | DNA | Electric | 1 | NA | NA | \Classifications\Building System Class\D20-Plumbing\D2020 - Domestic Water\Domestic Water Heater, Gas - HWG | 1008224
07-A14 | 07-A14 Family Law Center | 07-A14-D2023-310-HWP01 | Domestic Hot Water Circulating Pump - HWP | Grundfos | NA | NA | OM00005236 | NA | Boiler Room | NA | NA | NA | .25 | 110 | DNA | Electric | 1 | NA | NA | \Classifications\Building System Class\D20-Plumbing\D2020 - Domestic Water\Domestic Hot Water Circulating Pump - HWP | 1008225
07-A14 | 07-A14 Family Law Center | 07-A14-D3041-110-AHU01 | Air Handling Unit - AHU | Energy Labs | 0110-2057-1 | C111136-FRH-L | OM00005238 | NA | Roof | NA | Pre-24x24x2 (20) 12x24x2 (4) Bag-24x24x12 (20) 12x24x12 (4) | R-22 | 60/30 | 480 | 450 | Electric | 3 | NA | NA | \Classifications\Building System Class\D30-HVAC Systems\D3040 - Distribution SYS\Air Handling Unit - AHU | 1008226
07-A14 | 07-A14 Family Law Center | 07-A14-D3068-100-BAS01 | Building Automation System - BAS | Alerton | NA | NA | OM00000302 | NA | Main Electrical Room | NA | NA | NA | NA | 110 | DNA | Electric | 1 | NA | NA | \Classifications\Building System Class\D30-HVAC Systems\D3060 - Control & Inst Air\Building Automation System - BAS | 1008227
07-A14 | 07-A14 Family Law Center | 07-A14-D4010-150-FMS01 | System Extinguishing,Wet Pipe - FMS | Potter | NA | NA | OM00005235 | NA | East Stairwell | NA | NA | NA | NA | NA | DNA | NA | NA | NA | NA | \Classifications\Building System Class\D40-Fire Protection SYS\D4010 - Sprinkler SYS\Fire Systems, stand pipes - FMS | 1008228
07-A14 | 07-A14 Family Law Center | 07-A14-D2023-100-CTY01 | Backflow Preventer - BFP01 Domestic Water & By pass | Febco 4 inch | 108310917/194212 By pass | 960RP- 4"/009M2to-2" | OM00000305 |  | Exterior | NA | NA | NA | NA | NA | NA | NA | NA | NA | NA | \Classifications\Building System Class\D20-Plumbing\D2020 - Domestic Water\Backflow Preventer - BFP | 1008229
07-A14 | 07-A14 Family Law Center | 07-A14-D2023-100-BFP02 | Backflow Preventer - BFP Irrigation | Watts | 172357 | 009 M20T 1 inch | OM00000306 |  | Exterior | NA | NA | NA | NA | NA | NA | NA | NA | NA | NA | \Classifications\Building System Class\D20-Plumbing\D2020 - Domestic Water\Backflow Preventer - BFP | 1008230
07-A14 | 07-A14 Family Law Center | 07-A14-D2023-100-BFP03 | Backflow Preventer - BFP03 Boiler Water Make-Up 3/4"" | Febco | B9498 | 825YRP 3/4 inch | OM00005237 |  | Boiler Room | NA | NA | NA | NA | NA | NA | NA | NA | NA | NA | \Classifications\Building System Class\D20-Plumbing\D2020 - Domestic Water\Backflow Preventer - BFP | 1008231
07-A14 | 07-A14 Family Law Center | 07-A14-D2023-100-CTY04 | Backflow Preventer - BFP Fire Main Bypass & Fire Main | Febco | A014378/11214113 | 805YB 3/4 inch/856DCDA 6" | OM00000308 |  | South Side of building | NA | NA | NA | NA | NA | NA | NA | NA | NA | NA | \Classifications\Building System Class\D20-Plumbing\D2020 - Domestic Water\Backflow Preventer - BFP | 1008232
07-A14 | 07-A14 Family Law Center | 07-A14-D4031-100-FEX12 | Fire Extinguisher - FEX 12 | AMREX | B500 | NA | OM00000310 | NA | NA | NA | NA | NA | NA | NA | NA | NA | NA | NA | NA | \Classifications\Building System Class\D40-Fire Protection SYS\D4030 - FIRE SPEC\Fire Extinguisher - FEX | 1008233
07-A14 | 07-A14 Family Law Center | 07-A14-D5010-200-ESD01 | Main Electrical Panel - SBR01 | GE | 17872196-1 | 510139AA/T | OM00005233 | NA | Main Electrical Room | NA | NA | NA | NA | 480 | D1000 | Electric | 3 | NA | NA | \Classifications\Building System Class\D50-Electrical SYS\D5010 - Elec Service & Dist\Electical Service and Distribution - ESD | 1008234
07-A14 | 07-A14 Family Law Center | 07-A14-D5037-710-FAP01 | Fire Alarm Panel - FAP | Harrington | NA | HS 3400 wih Morse Dialer | OM00005234 | NA | Data Room First Floor | NA | NA | NA | NA | 110 | DNA | Electric | 1 | NA | NA | \Classifications\Building System Class\D50-Electrical SYS\D5030 - Comm & Security\Fire Alarm Panel - FAP | 1008235
07-A14 | 07-A14 Family Law Center | 07-A14-D5092-250-EML31 | Emergency And Exit Lighting - EML | Evenlite Inc. | CCDSEMG02WWCN | 02301 | OM00000311 | NA | NA | NA | NA | NA | NA | 110/277 | .03 | Electric | 1 | NA | NA | \Classifications\Building System Class\D50-Electrical SYS\D5090 - Elec SYS\Emergency And Exit Lighting - EML | 1008236
07-A14 | 07-A14 Family Law Center | 07-A14-D5010-110-EMT01 | Electric Meter Readings - EMT01 | GE | NA | kV2c | OM00000301 | NA | Main Electrical Room | NA | NA | NA | NA | 480 | 1000 | Electric | 3 | NA | NA | \Classifications\Building System Class\D50-Electrical SYS\D5010 - Elec Service & Dist\Electric Meter Readings - EMT | 1008237
07-A14 | 07-A14 Family Law Center | 07-A14-D3012-120-GMR01 | Gas Meter Readings - GMR01 | Roots Meter | 9915309 | 15C175 | OM00000304 | NA | Exterior | NA | NA | NA | NA | NA | NA | Gas | NA | NA | NA | \Classifications\Building System Class\D30-HVAC Systems\D3010 - Energy Supply\Gas Meter Readings - GMR | 1008238
07-A14 | 07-A14 Family Law Center | 07-A14-D2020-130-WMR01 | Water Meter Readings - WMR01 | NA | NA | NA | OM00019987 | NA | Exterior | NA | NA | NA | NA | NA | NA | Other | NA | NA | NA | \Classifications\Building System Class\D20-Plumbing\D2020 - Domestic Water\Water Meter Readings - WMR | 1008239
07-A14 | 07-A14 Family Law Center | 07-A14-G2050-200-LSC01 | Landscaping - LSC | Allied Landscaping | NA | NA | OM00000312 | NA | Exterior | NA | NA | NA | NA | NA | NA | NA | NA | NA | NA | \Classifications\Building System Class\G20-Other Systems\G2050 - Landscaping\Landscaping - LSC | 1008240
07-A14 | 07-A14 Family Law Center | 07-A14-D5092-250-ELT01 | Exterior Lighting - ELT | NA | NA | NA | OM00019898 |  | Exterior | NA | NA | NA | NA | 277 | DNA | NA | 1 | NA | NA | \Classifications\Building System Class\D50-Electrical SYS\D5090 - Elec SYS\Exterior Lighting - ELT | 1008241
07-A14 | 07-A14 Family Law Center | 07-A14-D3041-160-FDP78 | Fire Dampers - FDP | NA | NA | NA | OM00000309 | NA | NA | NA | NA | NA | NA | NA | NA | NA | NA | NA | NA | \Classifications\Building System Class\D30-HVAC Systems\D3040 - Distribution SYS\Fire Dampers - FDP | 1010128
07-A14 | 07-A14 Family Law Center | 07-A14-B2010-100-BLD01 | Building | NA | NA | NA | OM00018737 | State ID# CUPA PT0029603 | [11 empty] | \Classifications\Building System Class\B20-General Building Exterior\B2010 - Exterior Walls\Building - BLD | 1011691
07-A14 | 07-A14 Family Law Center | 07-A14-C1020-110-FRD01 | SmokeShield Fire Door (Curtain) Window #1 | Cornell Iron Works | NA | Model ERC11 | OM00018469 | DNA | Above Customer Court Window #1 | NA | NA | NA | NA | 12 | NA | NA | NA | NA | NA | \Classifications\Building System Class\C10-General Building Interior\C1020 - Fire Doors\Fire Doors - FRD | 1016425
07-A14 | 07-A14 Family Law Center | 07-A14-C1020-110-FRD02 | SmokeShield Fire Door (Curtain) Windows #2&3 | Cornell Iron Works | NA | Model ERC11 | OM00018470 | NA | Above Customer Court Window #2&3 | NA | NA | NA | NA | 12 | NA | NA | NA | NA | NA | \Classifications\Building System Class\C10-General Building Interior\C1020 - Fire Doors\Fire Doors - FRD | 1016426
07-A14 | 07-A14 Family Law Center | 07-A14-C1020-110-FRD03 | SmokeShield Fire Door (Curtain) Windows #4&5 | Cornell Iron Works | NA | Model ERC11 | OM00018471 | NA | Above Customer Court Window #4&5 | NA | NA | NA | NA | 12 | NA | NA | NA | NA | NA | \Classifications\Building System Class\C10-General Building Interior\C1020 - Fire Doors\Fire Doors - FRD | 1016427
07-A14 | 07-A14 Family Law Center | 07-A14-C1020-110-FRD04 | SmokeShield Fire Door (Curtain) Window #6 | Cornell Iron Works | NA | Model ERC11 | OM00018472 | NA | Above Customer Court Window #6 | NA | NA | NA | NA | 12 | NA | NA | NA | NA | NA | \Classifications\Building System Class\C10-General Building Interior\C1020 - Fire Doors\Fire Doors - FRD | 1016428
07-A14 | 07-A14 Family Law Center | 07-A14-C1020-110-FRD05 | SmokeShield Fire Door (Curtain) Mediation Window (LS) | Cornell Iron Works | NA | Model ERC11 | OM00018473 | NA | Above Customer Court Mediation (LS) | NA | NA | NA | NA | 12 | NA | NA | NA | NA | NA | \Classifications\Building System Class\C10-General Building Interior\C1020 - Fire Doors\Fire Doors - FRD | 1016429
07-A14 | 07-A14 Family Law Center | 07-A14-C1020-110-FRD06 | SmokeShield Fire Door (Curtain) Mediation Window (RS) | Cornell Iron Works | NA | Model ERC11 | OM00018474 | NA | Above Customer Court ?Mediation (RS) | NA | NA | NA | NA | 12 | NA | NA | NA | NA | NA | \Classifications\Building System Class\C10-General Building Interior\C1020 - Fire Doors\Fire Doors - FRD | 1016430
07-A14 | 07-A14 Family Law Center | 07-A14-C1020-110-FRD07 | SmokeShield Fire Door (Curtain) Window #9 | Cornell Iron Works | NA | Model ERC11 | OM00018475 | NA | Above Customer Court Window #9 | NA | NA | NA | NA | 12 | NA | NA | NA | NA | NA | \Classifications\Building System Class\C10-General Building Interior\C1020 - Fire Doors\Fire Doors - FRD | 1016431
07-A14 | 07-A14 Family Law Center | 07-A14-C1020-110-FRD08 | SmokeShield Fire Door (Curtain) Window #10 | Cornell Iron Works | NA | Model ERC11 | OM00018476 | NA | Above Customer Court Window #10 | NA | NA | NA | NA | 12 | NA | NA | NA | NA | NA | \Classifications\Building System Class\C10-General Building Interior\C1020 - Fire Doors\Fire Doors - FRD | 1016432
07-A14 | 07-A14 Family Law Center | 07-A14-G2049-300-HSC01 | Hardscape - HSC01 | NA | NA | NA | OM00044185 |  | Exterior | NA | NA | NA | NA | NA | NA | NA | NA | NA | NA | \Classifications\Building System Class\G20-Other Systems\G2040 - Site Development\Hardscape - HSC | 1020355
07-A2 | 07-A2 Wakefield Taylor Courthouse | 07-A2-D2017-100-SHW01 | Eyewash station (1) | Fend All | 432192 | 23080 | OM00018406 | NA | Mechanical Room | NA | NA | NA | NA | NA | NA | NA | NA | NA | NA | \Classifications\Building System Class\D20-Plumbing\D2010 - Plumb Fix\Showers - SHW | EQ-1005633
07-A2 | 07-A2 Wakefield Taylor Courthouse | 07-A2-D2022-260-HWG01 | Domestic Water Heater, Gas - HWG01 | Rheem | RHLN1007V14242 | 42v60F | OM00018602 | NA | Mechanical Room | NA | NA | NA | NA | 110 | DNA | Natural Gas | 1 | 50,000 | 80,000 | \Classifications\Building System Class\D20-Plumbing\D2020 - Domestic Water\Domestic Water Heater, Gas - HWG | EQ-1005634
07-A2 | 07-A2 Wakefield Taylor Courthouse | 07-A2-D3031-100-PCH01 | Chilled Water Pump - PCH | Bell & Gosset | 2158225 | 6X6X9-1/2.9.5BF | OM00018606 | NA | Mechanical Room | NA | NA | NA | 20 | 460 | 23.8 | Electrical | 3 | NA | NA | \Classifications\Building System Class\D30-HVAC Systems\D3030 - Cooling SYS\Chilled Water Pump - PCH | EQ-1005637
07-A2 | 07-A2 Wakefield Taylor Courthouse | 07-A2-D3031-130-CLR01 | Chiller,Water Cooled - CLR | Trane | U02A07671 | RTHC1C1FCH0B3L3C2LFVQUOD | OM00018601 | NA | Mechanical Room | NA | NA | R-134a | NA | 460 | RLA-247/ LRA-469 | Electrical | 3 | NA | 268 tons | \Classifications\Building System Class\D30-HVAC Systems\D3030 - Cooling SYS\Chiller, Water Cooled - CLR | EQ-1005639
07-A2 | 07-A2 Wakefield Taylor Courthouse | 07-A2-D3042-210-FAN02 | Exhaust Fan | American Standard | H122DV3 | 122DQ | OM00018626 | NA | West Side Roof | Direct Drive | NA | NA | 1 | 208/230 | 17.4 | Electrical | 3 | NA | NA | \Classifications\Building System Class\D30-HVAC Systems\D3040 - Distribution SYS\Fan,Axial - FAN | EQ-1005643
07-A2 | 07-A2 Wakefield Taylor Courthouse | 07-A2-D3042-210-FAN03 | Exhaust Fan | Centri Master | PXA862701 | PNU185RF | OM00018624 | NA | Middle of Roof | B-28 | NA | NA | 2/0.5 | 460 | 3.0/1.3 | Electrical | 3 | NA | NA | \Classifications\Building System Class\D30-HVAC Systems\D3040 - Distribution SYS\Fan,Axial - FAN | EQ-1005644
07-A2 | 07-A2 Wakefield Taylor Courthouse | 07-A2-D3042-210-FAN04 | Exhaust Fan EF1 | American Standard | 300-223 | NA | OM00018623 | NA | Eastside Roof | AP85 (2 each) | NA | NA | 1.5 hp | 208/230 | 9.5 | Electrical | 3 | NA | NA | \Classifications\Building System Class\D30-HVAC Systems\D3040 - Distribution SYS\Fan,Axial - FAN | EQ-1005645
07-A2 | 07-A2 Wakefield Taylor Courthouse | 07-A2-D3042-210-FAN05 | Exhaust Fan | Dayton | NA | 3C424A | OM00018622 | NA | South-East | Direct Drive | NA | NA | 1/4 hp | 115 | 5.1 | Electrical | 1 | NA | NA | \Classifications\Building System Class\D30-HVAC Systems\D3040 - Distribution SYS\Fan,Axial - FAN | EQ-1005646
07-A2 | 07-A2 Wakefield Taylor Courthouse | 07-A2-D3041-230-RFN02 | Exhaust Fan Return Fan-RFN02 | Trane | U4F35461 | NA | OM00018607 | NA | Roof | NA | NA | NA | 2 | 208/230 | 5.8 / 2.9 | Electrical | 3 | NA | NA | \Classifications\Building System Class\D30-HVAC Systems\D3040 - Distribution SYS\Supply/Exhaust/Return fans- FAN | EQ-1005647
07-A2 | 07-A2 Wakefield Taylor Courthouse | 07-A2-D3041-110-AHU01 | Air Handling Unit - AHU01 | American Standard | 600-211 | 3-32010-05 | OM00018734 | NA | Roof | NA | NA | NA | 100 | 460 | 122 | Electric | 3 | NA | NA | \Classifications\Building System Class\D30-HVAC Systems\D3040 - Distribution SYS\Air Handling Unit - AHU | EQ-1005649
07-A2 | 07-A2 Wakefield Taylor Courthouse | 07-A2-D3031-100-PCH04 | Cooling Tower Water Pump | Bell & Gosset | 2158192 | 5/3.5 9.125BF | OM00018605 |  | Mechanical Room | DNA | DNA | DNA | 15 | 460 | 18.4 | Electrical | 3 | NA | NA | \Classifications\Building System Class\D30-HVAC Systems\D3030 - Cooling SYS\Chilled Water Pump - PCH | EQ-1005651
07-A2 | 07-A2 Wakefield Taylor Courthouse | 07-A2-D3050-250-ACU01 | Air Conditioning,Split System - ACU01 | Goodman | 8420399 | H0C18-1AB | OM00018625 |  | Middle of Roof | NA | Reusable Filters | R-22 | 1/5 hp | 208/230 | 10.9 | Electrical | 1 | NA | NA | \Classifications\Building System Class\D30-HVAC Systems\D3050 - Package SYS\Air Conditioning,Split System - ACU | EQ-1005652
07-A2 | 07-A2 Wakefield Taylor Courthouse | 07-A2-D3050-250-ACU02 | Air Conditioning,Split System - ACU02 | Carrier | 4595x22455 | 38HDC36510 | OM00018632 |  | North side/ exterior | NA | NA | R-22 | .04 hp | 208/230 | 11.4 | Electrical | 3 | NA | NA | \Classifications\Building System Class\D30-HVAC Systems\D3050 - Package SYS\Air Conditioning,Split System - ACU | EQ-1005653
07-A2 | 07-A2 Wakefield Taylor Courthouse | 07-A2-D3050-250-ACU03 | Air Conditioning,Split System - ACU03 | Carrier | 0409X90756 | 38HDR060-311 | OM00018385 |  | Roof North side / exterior | NA | NA | R-410A | NA | 208/230 | 34.5 | Electrical | 3 | NA | NA | \Classifications\Building System Class\D30-HVAC Systems\D3050 - Package SYS\Air Conditioning,Split System - ACU | EQ-1005654
07-A2 | 07-A2 Wakefield Taylor Courthouse | 07-A2-D3090-114-CMP01 | Control Air Compressor - CMP01 | INGERSOILRAND | 777264 | T30/2340L5 | OM00018604 | State ID# A022761-96¦ State Serial#108348 | Mechanical Room | A68 | NA | NA | 2 | 208/230 | 13.4 | Electrical | 3 | NA | NA | \Classifications\Building System Class\D30-HVAC Systems\D3090 - Other HVAC Systems and Equipment\Air Compressor - CMP | EQ-1005655
07-A2 | 07-A2 Wakefield Taylor Courthouse | 07-A2-D3090-114-CMP02 | Control Air Compressor - CMP02 | Roy E. Hanson, MFG | 59841 | DNA | OM00018620 | State ID# A026022-66 | Mechanical Room | B-52 | NA | NA | 2 | 208/230 | 6.2/5.2 | Electrical | 3 | NA | NA | \Classifications\Building System Class\D30-HVAC Systems\D3090 - Other HVAC Systems and Equipment\Air Compressor - CMP | EQ-1005656
07-A2 | 07-A2 Wakefield Taylor Courthouse | 07-A2-D3090-220-CMD01 | Air Dryer | Johnson Service Co | DNA | A-421 | OM00018621 |  | Mechanical Room | DNA | DNA | R-22 | NA | 115 | NA | Electrical | 1 | DNA | DNA | \Classifications\Building System Class\D30-HVAC Systems\D3090 - Other HVAC Systems and Equipment\Compressed Air Dryer - CMD | EQ-1005657
07-A2 | 07-A2 Wakefield Taylor Courthouse | 07-A2-D2023-100-CTY02 | Backflow preventor - BFP Main City Managed | FEBCO | 9805151355 | 860 | OM00000280 |  | Exterior | DNA | DNA | DNA | DNA | DNA | DNA | DNA | DNA | DNA | DNA | \Classifications\Building System Class\D20-Plumbing\D2020 - Domestic Water\Backflow Preventer - BFP | EQ-1005658
07-A2 | 07-A2 Wakefield Taylor Courthouse | 07-A2-D5010-234-ATS01 | Automatic Transfer Switch ATS01 | Sierra Switch Board Co | NA | NA | OM00018630 |  | Mechanical Room | NA | NA | NA | NA | 480 | DNA | Electrical | 3 | NA | NA | \Classifications\Building System Class\D50-Electrical SYS\D5010 - Elec Service & Dist\Automatic Transfer Switch - ATS | EQ-1005661
07-A2 | 07-A2 Wakefield Taylor Courthouse | 07-A2-D5092-210-GEN01 | Emergency Standby Generator - GEN01 | Fairbanks Morse | C-3683 | B70/806-4H4 | OM00018634 | NA | South-East/ exterior | (1) 4-L370, (2) 5L460 | NA | NA | 110 | 120/208 | 242/277 | Natural gas | 3 | NA | NA | \Classifications\Building System Class\D50-Electrical SYS\D5090 - Elec SYS\Emergency Generator - GEN | EQ-1005662
07-A2 | 07-A2 Wakefield Taylor Courthouse | 07-A2-D5092-250-EML29 | Emergency Exits (29) | NA | NA | NA | OM00032011 | NA | Whole bldg | NA | NA | NA | NA | 110 | DNA | Electric | 1 | NA | NA | \Classifications\Building System Class\D50-Electrical SYS\D5090 - Elec SYS\Emergency And Exit Lighting - EML | EQ-1005663
07-A2 | 07-A2 Wakefield Taylor Courthouse | 07-A2-D1010-100-ELE01 | Elevator-1 | Otis | 315681 | 370452 | OM00018384 | State ID# 043883¦ Passenger Elevator | Roof | NA | NA | NA | 20 | 208 | 108 | electric | 3 | NA | NA | \Classifications\Building System Class\D10-Conveyance Systems\D1010 - Elevator\Elevator,Electric,Pass/Freight - ELE | EQ-1006963
07-A2 | 07-A2 Wakefield Taylor Courthouse | 07-A2-D1010-100-ELE02 | Elevator-2 | Otis | DNA | 370451 | OM00018402 | State ID# 044604¦ Passenger Elevator | Roof | NA | NA | NA | 12 | 208 | DNA | electric | 3 | NA | NA | \Classifications\Building System Class\D10-Conveyance Systems\D1010 - Elevator\Elevator,Electric,Pass/Freight - ELE | EQ-1006964
07-A2 | 07-A2 Wakefield Taylor Courthouse | 07-A2-D3041-230-RFN01 | Return Fan-RFN RF1 | American Standard | 730-147 | NA | OM00018627 | NA | Penthouse Roof | NA | NA | NA | 20 | 460 | 17.8 | Electric | 3 | NA | NA | \Classifications\Building System Class\D30-HVAC Systems\D3040 - Distribution SYS\Supply/Exhaust/Return fans- FAN | EQ-1006971
07-A2 | 07-A2 Wakefield Taylor Courthouse | 07-A2-D3042-210-FAN07 | Exhaust Fan FAN07 | Trane | U4F35462 | T6 | OM00018608 | NA | Roof | NA | NA | NA | 3/4 hp | 208/230 | 2.8 | electric | 3 | NA | NA | \Classifications\Building System Class\D30-HVAC Systems\D3040 - Distribution SYS\Fan,Axial - FAN | EQ-1006974
07-A2 | 07-A2 Wakefield Taylor Courthouse | 07-A2-D4031-100-FEX32 | Fire Extinguishers (28) | Badger | NA | ABC | OM00019911 |  | Whole bldg | NA | NA | NA | NA | NA | NA | NA | NA | NA | NA | \Classifications\Building System Class\D40-Fire Protection SYS\D4030 - FIRE SPEC\Fire Extinguisher - FEX | EQ-1006980
07-A2 | 07-A2 Wakefield Taylor Courthouse | 07-A2-D2018-100-DKF02 | Water Fountain | Sunroc Corp | 14302412 | NWCA5-005N | OM00018612 |  | Hallway | NA | NA | R-134A | 1/4 hp | 115 | DNA | electric | 1 | NA | NA | \Classifications\Building System Class\D20-Plumbing\D2010 - Plumb Fix\Drink Fountain (Refr Indvl Wtrcooler) - DKF | EQ-1006983
07-A2 | 07-A2 Wakefield Taylor Courthouse | 07-A2-D2018-100-DKF03 | Water Fountain | Sunroc Corp | 218802 | HWFA6 216-3 | OM00018613 |  | Hallway | NA | NA | R-134A | DNA | 115 | 4 | electric | 1 | NA | NA | \Classifications\Building System Class\D20-Plumbing\D2010 - Plumb Fix\Drink Fountain (Refr Indvl Wtrcooler) - DKF | EQ-1006984
07-A2 | 07-A2 Wakefield Taylor Courthouse | 07-A2-D2018-100-DKF04 | Water Fountain | ELKAY | DNA | DNA | OM00018614 |  | Hallway | NA | NA | R-134A | DNA | 115 | DNA | electric | 1 | NA | NA | \Classifications\Building System Class\D20-Plumbing\D2010 - Plumb Fix\Drink Fountain (Refr Indvl Wtrcooler) - DKF | EQ-1006985
07-A2 | 07-A2 Wakefield Taylor Courthouse | 07-A2-D2018-100-DKF05 | Water Fountain | Sunroc Corp | 14302411 | NWCA5-005N | OM00018615 |  | North-East | NA | NA | R-134A | DNA | 115 | 4 | electric | 1 | NA | NA | \Classifications\Building System Class\D20-Plumbing\D2010 - Plumb Fix\Drink Fountain (Refr Indvl Wtrcooler) - DKF | EQ-1006986
07-A2 | 07-A2 Wakefield Taylor Courthouse | 07-A2-D2018-100-DKF06 | Water Fountain | HAWS | DNA | MF8 | OM00018616 |  | South-East | NA | NA | R-12 | 1/6 hp | 115 | 3.5 | electric | 1 | NA | NA | \Classifications\Building System Class\D20-Plumbing\D2010 - Plumb Fix\Drink Fountain (Refr Indvl Wtrcooler) - DKF | EQ-1006987
07-A2 | 07-A2 Wakefield Taylor Courthouse | 07-A2-D2018-100-DKF07 | Water Fountain | Halsey Taylor | 950436002 | 5300-2D-1Q | OM00018617 |  | Hallway North-East | NA | NA | R-134A | DNA | 115 | DNA | electric | 1 | NA | NA | \Classifications\Building System Class\D20-Plumbing\D2010 - Plumb Fix\Drink Fountain (Refr Indvl Wtrcooler) - DKF | EQ-1006988
07-A2 | 07-A2 Wakefield Taylor Courthouse | 07-A2-D2018-100-DKF01 | Water Fountain | ELKAY | 50632171 | EFA81E | OM00018618 |  | North-East | NA | NA | R-134A | NA | 115 | 5.5 | electric | 1 | NA | NA | \Classifications\Building System Class\D20-Plumbing\D2010 - Plumb Fix\Drink Fountain (Refr Indvl Wtrcooler) - DKF | EQ-1006998
07-A2 | 07-A2 Wakefield Taylor Courthouse | 07-A2-D2023-100-BFP01 | Backflow Preventer - BFP Domestic Hot Water 4" | Watts | 570 | LF009M3QT | OM00019902 |  | Mechanical Room Floor 1 | NA | NA | NA | NA | NA | NA | NA | NA | NA | NA | \Classifications\Building System Class\D20-Plumbing\D2020 - Domestic Water\Backflow Preventer - BFP | EQ-1007137
07-A2 | 07-A2 Wakefield Taylor Courthouse | 07-A2-D3041-110-AHU02 | Air Handling Unit - AHU02 | Trane | NA | NA | OM00018735 | NA | Roof | NA | (6) 24x24x2/ (6) 24x24x1 | NA | NA | 208/230 | 5.8/2.9 | Electric | 3 | NA | NA | \Classifications\Building System Class\D30-HVAC Systems\D3040 - Distribution SYS\Air Handling Unit - AHU | EQ-1007185
07-A2 | 07-A2 Wakefield Taylor Courthouse | 07-A2-B2010-100-BLD01 | Building Structure | NA | NA | NA | OM00000278 | CUPA PTOPT0030005 | Whole bldg | NA | NA | NA | NA | NA | DNA | NA | NA | NA | NA | \Classifications\Building System Class\B20-General Building Exterior\B2010 - Exterior Walls\Building - BLD | EQ-1007245
07-A2 | 07-A2 Wakefield Taylor Courthouse | 07-A2-B3010-100-RUF01 | Roof | NA | NA | NA | OM00019904 | NA | Roof | NA | NA | NA | NA | NA | NA | NA | NA | NA | NA | \Classifications\Building System Class\B30-Roofing\B3010 - Roof Types\Roof - RUF | EQ-1007422
07-A2 | 07-A2 Wakefield Taylor Courthouse | 07-A2-D2023-310-HWP01 | Domestic Hot Water Circulating Pump - HWP | B&G | M09181 | MRP58JV-758 | OM00019900 | NA | Mechanical Room | NA | NA | NA | 1/12 hp | 115 | 1.75 | Electric | 1 | NA | NA | \Classifications\Building System Class\D20-Plumbing\D2020 - Domestic Water\Domestic Hot Water Circulating Pump - HWP | 1008395
07-A2 | 07-A2 Wakefield Taylor Courthouse | 07-A2-D2023-100-CTY03 | Backflow Preventer - BFP03 Main By-pass City Managed | Watts | A46519 | 27007M1 | OM00000281 |  | Exterior | NA | NA | NA | NA | NA | NA | NA | NA | NA | NA | \Classifications\Building System Class\D20-Plumbing\D2020 - Domestic Water\Backflow Preventer - BFP | 1008399
07-A2 | 07-A2 Wakefield Taylor Courthouse | 07-A2-D2090-230-WIP01 | Water Treatment Biocide Pump - WIP01 | Advantage Controls | NC-1150P | B130X1-PFCU-4 | OM00019903 | NA | Mechanical Room | NA | NA | NA | NA | 115 | 0.35 | NA | 1 | NA | NA | \Classifications\Building System Class\D20-Plumbing\D2090 - Other Plumbing SYS\Water Treatment Inhibitor Pump - WIP | 1008400
07-A2 | 07-A2 Wakefield Taylor Courthouse | 07-A2-D3012-120-GMR01 | Gas Meter Readings - GMR | NA | NA | NA | OM00019909 | NA | Court Street | NA | NA | NA | NA | NA | NA | NA | NA | NA | NA | \Classifications\Building System Class\D30-HVAC Systems\D3010 - Energy Supply\Gas Meter Readings - GMR | 1008402
07-A2 | 07-A2 Wakefield Taylor Courthouse | 07-A2-D2020-130-WMR01 | Water Meter Readings - WMR01 | NA | NA | NA | OM00019910 | NA | Main Street | NA | NA | NA | NA | NA | NA | NA | NA | NA | NA | \Classifications\Building System Class\D20-Plumbing\D2020 - Domestic Water\Water Meter Readings - WMR | 1008403
07-A2 | 07-A2 Wakefield Taylor Courthouse | 07-A2-D3060-100-RDS01 | Refrigerant Leak Detection System - RDS | Vulcain | C7901140 | VA-201C | OM00019899 | NA | Mechanical Room | NA | NA | NA | NA | 115 | DNA | Electric | 1 | NA | NA | \Classifications\Building System Class\D30-HVAC Systems\D3060 - Control & Inst Air\Refrigerant Leak Detection System - RDS | 1008404
07-A2 | 07-A2 Wakefield Taylor Courthouse | 07-A2-D5037-710-FAP01 | Fire Alarm Panel - FAP01 | Notifier | NA | AFP 1010 | OM00019907 | NA | PG&E Room | NA | NA | NA | NA | 110 | DNA | Electric | 1 | NA | NA | \Classifications\Building System Class\D50-Electrical SYS\D5030 - Comm & Security\Fire Alarm Panel - FAP | 1008406
07-A2 | 07-A2 Wakefield Taylor Courthouse | 07-A2-D5038-810-ITA01 | Intrusion Alarm - ITA | Ademco Vista 250 | NA | NA | OM00019908 | NA | PG&E Room | NA | NA | NA | NA | 110 | DNA | Electric | 1 | NA | NA | \Classifications\Building System Class\D50-Electrical SYS\D5030 - Comm & Security\Intrusion Alarm - ITA | 1008407
07-A2 | 07-A2 Wakefield Taylor Courthouse | 07-A2-D4010-150-FMS01 | System Extinguishing,Wet Pipe - FMS01 Standpipe | COSCO | NA | NA | OM00000279 | NA | Main Street | NA | NA | NA | NA | NA | DNA | NA | NA | NA | NA | \Classifications\Building System Class\D40-Fire Protection SYS\D4010 - Sprinkler SYS\Fire Systems, stand pipes - FMS | 1008408
07-A2 | 07-A2 Wakefield Taylor Courthouse | 07-A2-B2033-120-DOR01 | Door,Swinging Electric-DOR | Special Lite | NA | NA | OM00018457 | NA | Main Street | NA | NA | NA | NA | 110 | DNA | Electric | 1 | NA | NA | \Classifications\Building System Class\B20-General Building Exterior\B2030 - Exterior Doors\Door,Automatic-Sliding,Revolving - DOR | 1008409
07-A2 | 07-A2 Wakefield Taylor Courthouse | 07-A2-G2049-300-HSC06 | Hardscape - HSC (06) | NA | NA | NA | OM00032010 | NA | Exterior | NA | NA | NA | NA | NA | NA | NA | NA | NA | NA | \Classifications\Building System Class\G20-Other Systems\G2040 - Site Development\Hardscape - HSC | 1008410
07-A2 | 07-A2 Wakefield Taylor Courthouse | 07-A2-D5092-250-ELT32 | Exterior Lighting - ELT (32) | NA | NA | NA | OM00032009 |  | Exterior | NA | NA | NA | NA | 277 | DNA | Electric | 1 | NA | NA | \Classifications\Building System Class\D50-Electrical SYS\D5090 - Elec SYS\Exterior Lighting - ELT | 1008411
07-A2 | 07-A2 Wakefield Taylor Courthouse | 07-A2-G2050-200-LSC01 | Landscaping - LSC | NA | NA | NA | OM00032008 | NA | Exterior | NA | NA | NA | NA | NA | NA | NA | NA | NA | NA | \Classifications\Building System Class\G20-Other Systems\G2050 - Landscaping\Landscaping - LSC | 1008412
07-A2 | 07-A2 Wakefield Taylor Courthouse | 07-A2-D5010-200-ESD01 | Main Electrical Panel - SBR01 | NA | NA | NA | OM00000282 |  | PG&E Room | NA | NA | NA | NA | 480 | 800 | Electric | 3 | NA | NA | \Classifications\Building System Class\D50-Electrical SYS\D5010 - Elec Service & Dist\Electical Service and Distribution - ESD | 1010289
07-A2 | 07-A2 Wakefield Taylor Courthouse | 07-A2-D3021-140-BLR03 | Boiler,Steam,Oil/Gas/Comb. - BLR03 | Peerless | 648610-201009 | G-LCE-13-W/S | OM00018403 |  | Mechanical Room Floor 1 | NA | NA | NA | NA | DNA | DNA | Natural Gas | 3 | 2464000 | 1966000 | \Classifications\Building System Class\D30-HVAC Systems\D3020 - Heat SYS\Boiler,Hot Water,Oil/Gas/Comb. - BLR | 1013558
07-A2 | 07-A2 Wakefield Taylor Courthouse | 07-A2-D3021-140-BLR04 | Boiler,Steam,Oil/Gas/Comb. - BLR04 | Peerless | 648609-201009 | G-LCE-13-W/S | OM00018404 |  | Mechanical Room Floor 1 | NA | NA | NA | NA | DNA | DNA | Natural Gas | 3 | 2464000 | 1966000 | \Classifications\Building System Class\D30-HVAC Systems\D3020 - Heat SYS\Boiler,Hot Water,Oil/Gas/Comb. - BLR | 1013559
07-A2 | 07-A2 Wakefield Taylor Courthouse | 07-A2-D2023-100-BFP04 | Backflow Preventer - BFP04 Boiler Makeup Water Backflow | Watts | 000121 | LF909 /QTRPZ | OM00018459 |  | Mechanical Room | NA | NA | NA | NA | NA | NA | NA | NA | NA | NA | \Classifications\Building System Class\D20-Plumbing\D2020 - Domestic Water\Backflow Preventer - BFP | 1015248
07-A2 | 07-A2 Wakefield Taylor Courthouse | 07-A2-D3068-100-BAS01 | Building Automation System - BAS01 | Alerton | DNA | Envision for BACtalk 2.01 | OM00018462 |  | Engineers Office | NA | NA | NA | NA | 110 | DNA | Electric | 1 | NA | NA | \Classifications\Building System Class\D30-HVAC Systems\D3060 - Control & Inst Air\Building Automation System - BAS | 1015321
07-A2 | 07-A2 Wakefield Taylor Courthouse | 07-A2-D3030-310-CTF02 | Cooling Tower Sand Filter - CTF02 | Sta-Rite | 4102321120009N | System 3 / S7S50 | OM00018733 | NA | Cooling Tower Pad | NA | NA | NA | .75 | 480 | 3.8-3.6/1.8 | Electric | 3 | NA | NA | \Classifications\Building System Class\D30-HVAC Systems\D3030 - Cooling SYS\Cooling Tower Filter - CTF | 1015792
07-A2 | 07-A2 Wakefield Taylor Courthouse | 07-A2-D2023-100-BFP05 | Backflow Preventer BFP05 2nd Floor Hot Water Loop | Watts | 00663 | ﾾ LF009M3QT-RP | OM00018736 |  | SW Corner of Mechanical Room | NA | NA | NA | NA | NA | NA | NA | NA | NA | NA | \Classifications\Building System Class\D20-Plumbing\D2020 - Domestic Water\Backflow Preventer - BFP | 1016084
07-A2 | 07-A2 Wakefield Taylor Courthouse | 07-A2-D3044-125-PHW03 | Steam Condensate Vaccum Pump - PHW03 | Skidmore | 179078 | JVBF-110-102 | OM00018509 | NA | 1st Floor Mechanical Room | NA | NA | NA | NA | 208 | 16 | Electric | 3 | NA | NA | \Classifications\Building System Class\D30-HVAC Systems\D3040 - Distribution SYS\Hot Water Pump - PHW | 1016866
07-A2 | 07-A2 Wakefield Taylor Courthouse | 07-A2-D2090-650-WSR01 | Water Softener for Boiler | Pentair Water | 1252291-304030380 | Fleck 5600SXT | OM00018511 | NA | Mechanical Room | NA | NA | NA | NA | 120 | 1.2 | NA |  | NA | NA | \Classifications\Building System Class\D20-Plumbing\D2090 - Other Plumbing SYS\Water Softener - WSR | 1017280
07-A2 | 07-A2 Wakefield Taylor Courthouse | 07-A2-D2090-230-WIP02 | Chemical Injector Pump WIP01 | Roytronic | 13083638756-2 | A141-512SI | OM00018510 | NA | Mechanical Room | NA | NA | NA | 1/8 | 120 | 2 | NA | 1 | NA | NA | \Classifications\Building System Class\D20-Plumbing\D2090 - Other Plumbing SYS\Water Treatment Inhibitor Pump - WIP | 1017281
07-A2 | 07-A2 Wakefield Taylor Courthouse | 07-A2-D3040-600-HES02 | Heat Exchanger Steam HES02 |  |  |  | OM00018523 |  | Room 111 | [10 empty] | \Classifications\Building System Class\D30-HVAC Systems\D3040 - Distribution SYS\Heat Exchanger,Steam - HES | 1018710
07-A2 | 07-A2 Wakefield Taylor Courthouse | 07-A2-D2040-100-PSU02 | Pump, Sump or Duplex - PSU02 | Little Giant | 14G6635001 | 6EN-CIA-SFS | OM00018741 |  | Ward St. Generator Pit | NA | NA | NA | 1/3 | 120 | 6 | NA | 1 | NA | NA | \Classifications\Building System Class\D20-Plumbing\D2040 - Rain Drain\Sump Pump - PSU | 1020340
07-A2 | 07-A2 Wakefield Taylor Courthouse | 07-A2-D2040-100-PSU03 | Pump, Sump or Duplex - PSU03 | Little Giant | 14G6634965 | 6EN-CIA-SFS | OM00018742 |  | Exterior Ward St. Generator Pit | NA | NA | NA | 1/3 | 120 | 6 | NA | 1 | NA | NA | \Classifications\Building System Class\D20-Plumbing\D2040 - Rain Drain\Sump Pump - PSU | 1020341
07-A2 | 07-A2 Wakefield Taylor Courthouse | 07-A2-D3030-110-CTW02 | Cooling Tower CTW02 | Baltimore Aircoil Company | U162941201-01-01 | S15E-1285-09LN | OM00044444 |  | NE Corner of Roof | 2R-B115 | NA | NA | 15 | 480 | 30 | Electric | 3 | NA | NA | \Classifications\Building System Class\D30-HVAC Systems\D3030 - Cooling SYS\Cooling Tower - CTW | 1021645
07-A2 | 07-A2 Wakefield Taylor Courthouse | 07-A2-D2023-100-BFP07 | Backflow - Cooling Tower BFP07 | Wilkins | B113595 | 375XL | OM00044337 |  | Cooling Tower | NA | NA | NA | NA | NA | NA | NA | NA | NA | NA | \Classifications\Building System Class\D20-Plumbing\D2020 - Domestic Water\Backflow Preventer - BFP | 1022638
07-A3 | 07-A3 Bray Courts | 07-A3-D1010-100-ELE01 | Elevator Hydraulic Control - Public - ELE01 | National Elevator | F7 | C30FDB5D | OM00018381 | State ID# 083687 | 1 | NA | NA | NA | 30 | 230/460 | 68/34 | Hydraulic | 3 | NA | NA | \Classifications\Building System Class\D10-Conveyance Systems\D1010 - Elevator\Elevator,Hydraulic,Pass/Freight - ELE | EQ-1005664
07-A3 | 07-A3 Bray Courts | 07-A3-D1010-100-ELE02 | Elevator Hydraulic Control - Inmate - Elevator 2 | National Elevator | F7 | C30FDB5D | OM00019920 | State ID# 083688 | 1st Floor, 1 | NA | NA | NA | 30 | 230/460 | 50/25 | Hydraulic | 3 | NA | NA | \Classifications\Building System Class\D10-Conveyance Systems\D1010 - Elevator\Elevator,Hydraulic,Pass/Freight - ELE | EQ-1005665
07-A3 | 07-A3 Bray Courts | 07-A3-D2022-260-HWG01 | Tankless Gas Water Heater - HWG01 | Takagi Industrial Co. | 13001353 | T-M1 | OM00018339 | NA | Roof | NA | NA | NA | NA | 120 | 2 | Natural Gas | 1 | 25,000-235,000 Max | NA | \Classifications\Building System Class\D20-Plumbing\D2020 - Domestic Water\Domestic Water Heater, Gas - HWG | EQ-1005666
07-A3 | 07-A3 Bray Courts | 07-A3-D3050-250-ACU03 | Air Conditioning,Split System - ACU03 - 2nd Flr BoxCar | Trane | J86M73193 | SLMCC401LC64C75D3D01AEMNRT3B | OM00018340 |  | Roof - North - Feeds 2nd Flr | DNA | 20x25x2 | R-22 | 25 | 460 | 172 | Electrical | 3 | NA | NA | \Classifications\Building System Class\D30-HVAC Systems\D3050 - Package SYS\Air Conditioning,Split System - ACU | EQ-1005668
07-A3 | 07-A3 Bray Courts | 07-A3-D3050-250-ACU04 | Air Conditioning,Split System - ACU04 - 3rd Flr BoxCar | Trane | J86M73192 | SLMCC401LC64C75D3D01AEMNRT3B | OM00018341 |  | Roof - Center - Feeds 3rd Flr | NA | 20x25x2 | R-22 | 25 | 460 | 172 | Electrical | 3 | NA | NA | \Classifications\Building System Class\D30-HVAC Systems\D3050 - Package SYS\Air Conditioning,Split System - ACU | EQ-1005669
07-A3 | 07-A3 Bray Courts | 07-A3-D3050-250-ACU05 | Air Conditioning,Split System - ACU05 - 1st Flr BoxCar | Trane | J86M73191 | SLMCC401LC64C75D3D01AEMNRT3B | OM00018342 |  | Roof - South - Feeds 1st Flor | NA | 20x25x2 | R-22 | 25 | 460 | 172 | Electrical | 3 | NA | NA | \Classifications\Building System Class\D30-HVAC Systems\D3050 - Package SYS\Air Conditioning,Split System - ACU | EQ-1005670
07-A3 | 07-A3 Bray Courts | 07-A3-D3042-210-FAN01 | Exhaust Fan -1 - FAN01 | Penn Ventilator | NA | NA | OM00018350 | NA | Roof | NA | NA | NA | NA | 115 | DNA | Electrical | 1 | NA | NA | \Classifications\Building System Class\D30-HVAC Systems\D3040 - Distribution SYS\Fan,Axial - FAN | EQ-1005671
07-A3 | 07-A3 Bray Courts | 07-A3-D3042-210-FAN02 | Exhaust Fan -2 - FAN02 | Penn Ventilator | NA | NA | OM00018351 | NA | Roof | NA | NA | NA | NA | 115 | DNA | Electrical | 1 | NA | NA | \Classifications\Building System Class\D30-HVAC Systems\D3040 - Distribution SYS\Fan,Axial - FAN | EQ-1005672
07-A3 | 07-A3 Bray Courts | 07-A3-D3042-210-FAN03 | Exhaust Fan - 3 - FAN03 | Dayton | 11320125 | 4YU92 | OM00018356 | NA | Roof | NA | NA | NA | 1/6 hp | 115 | DNA | Electrical | 1 | NA | NA | \Classifications\Building System Class\D30-HVAC Systems\D3040 - Distribution SYS\Fan,Axial - FAN | EQ-1005673
07-A3 | 07-A3 Bray Courts | 07-A3-D3042-210-FAN04 | Exhaust Fan -4 - FAN04 | Penn Ventilator | NA | NA | OM00018352 | NA | Roof | NA | NA | NA | NA | 115 | DNA | Electrical | 1 | NA | NA | \Classifications\Building System Class\D30-HVAC Systems\D3040 - Distribution SYS\Fan,Axial - FAN | EQ-1005674
07-A3 | 07-A3 Bray Courts | 07-A3-D3042-210-FAN05 | Exhaust Fan -5 - FAN05 | Penn Ventilator | NA | NA | OM00018353 | NA | Roof | NA | NA | NA | NA | 115 | DNA | Electrical | 1 | NA | NA | \Classifications\Building System Class\D30-HVAC Systems\D3040 - Distribution SYS\Fan,Axial - FAN | EQ-1005675
07-A3 | 07-A3 Bray Courts | 07-A3-D3042-210-FAN06 | Exhasut Fan -6 - FAN06 | Penn Ventilator | NA | NA | OM00018354 | NA | Roof | NA | NA | NA | NA | 115 | DNA | Electrical | 1 | NA | NA | \Classifications\Building System Class\D30-HVAC Systems\D3040 - Distribution SYS\Fan,Axial - FAN | EQ-1005676
07-A3 | 07-A3 Bray Courts | 07-A3-D3042-210-FAN07 | Exhaust Fan -7 - FAN07 | Penn Ventilator | NA | NA | OM00018357 | NA | Roof | NA | NA | NA | NA | 115 | DNA | Electrical | 1 | NA | NA | \Classifications\Building System Class\D30-HVAC Systems\D3040 - Distribution SYS\Fan,Axial - FAN | EQ-1005677
07-A3 | 07-A3 Bray Courts | 07-A3-D3042-210-FAN08 | Exhaust Fan -8 - FAN08 | Penn Ventilator | NA | NA | OM00018358 | NA | Roof | NA | NA | NA | NA | 115 | DNA | Electrical | 1 | NA | NA | \Classifications\Building System Class\D30-HVAC Systems\D3040 - Distribution SYS\Fan,Axial - FAN | EQ-1005678
07-A3 | 07-A3 Bray Courts | 07-A3-D3042-210-FAN09 | Exhaust Fan -9 - FAN09 | Penn Ventilator | NA | NA | OM00018359 | NA | Roof | NA | NA | NA | NA | 115 | DNA | Electrical | 1 | NA | NA | \Classifications\Building System Class\D30-HVAC Systems\D3040 - Distribution SYS\Fan,Axial - FAN | EQ-1005679
07-A3 | 07-A3 Bray Courts | 07-A3-D3042-210-FAN10 | Exhaust Fan -10 - FAN10 | Penn Ventilator | NA | NA | OM00018360 | NA | Roof | NA | NA | NA | NA | 115 | DNA | Electrical | 1 | NA | NA | \Classifications\Building System Class\D30-HVAC Systems\D3040 - Distribution SYS\Fan,Axial - FAN | EQ-1005680
07-A3 | 07-A3 Bray Courts | 07-A3-D3042-210-FAN11 | Exhaust Fan -11 - FAN11 | Penn Ventilator | NA | NA | OM00018361 | NA | Roof | NA | NA | NA | NA | 115 | DNA | Electrical | 1 | NA | NA | \Classifications\Building System Class\D30-HVAC Systems\D3040 - Distribution SYS\Fan,Axial - FAN | EQ-1005681
07-A3 | 07-A3 Bray Courts | 07-A3-D3042-210-FAN12 | Exhaust Fan -12 - FAN12 | Penn Ventilator | NA | NA | OM00018362 | NA | Roof | NA | NA | NA | NA | 115 | DNA | Electrical | 1 | NA | NA | \Classifications\Building System Class\D30-HVAC Systems\D3040 - Distribution SYS\Fan,Axial - FAN | EQ-1005682
07-A3 | 07-A3 Bray Courts | 07-A3-D3090-114-CMP01 | Control Air Compressor - CMP0, services Fire Pre-Action System | Air Compressor Products INC. | 487-1-9084/9085 | APC-C3S-28D3 | OM00018343 | State ID# A033237-88 ¦ SN#143787 | 1st Floor, Jury Assembly Room | DNA | NA | DNA | 2 X2 | 208-230 | 6.6 | Electrical | 3 | NA | NA | \Classifications\Building System Class\D30-HVAC Systems\D3090 - Other HVAC Systems and Equipment\Air Compressor - CMP | EQ-1005683
07-A3 | 07-A3 Bray Courts | 07-A3-D2023-100-CTY01 | Backflow Preventer - BFP Main 1 1/2" - BFP01 | Watts | A26470 | 007M2 | OM00019634 |  | Exterior Front of Building | NA | NA | NA | NA | NA | NA | DNA | DNA | DNA | DNA | \Classifications\Building System Class\D20-Plumbing\D2020 - Domestic Water\Backflow Preventer - BFP | EQ-1005684
07-A3 | 07-A3 Bray Courts | 07-A3-D5092-210-GEN01 | Engine Generator Set - GEN01 | Empire Generator Corp. | 371-298 | 600DKW-8E | OM00018338 | Plant # 14132 Permit SN 36811443 | Roof | 13AV 1320 | NA | NA | 110 | 277/480 | 90 | Diesel | 3 | NA | NA | \Classifications\Building System Class\D50-Electrical SYS\D5090 - Elec SYS\Emergency Generator - GEN | EQ-1005686
07-A3 | 07-A3 Bray Courts | 07-A3-D5092-250-EML15 | Emergency And Exit Lighting - EML (15) - EML15 | Lithonia | NA | NA | OM00001249 | NA | Throughout Building | NA | NA | NA | NA | 115 | NA | Electrical | NA | NA | NA | \Classifications\Building System Class\D50-Electrical SYS\D5090 - Elec SYS\Emergency And Exit Lighting - EML | EQ-1005687
07-A3 | 07-A3 Bray Courts | 07-A3-B3010-100-RUF01 | Roof - RUF01 | NA | NA | NA | OM00000283 | NA | NA | NA | NA | NA | NA | NA | NA | NA | NA | NA | NA | \Classifications\Building System Class\B30-Roofing\B3010 - Roof Types\Roof - RUF | EQ-1007423
07-A3 | 07-A3 Bray Courts | 07-A3-D5010-234-ATS01 | Automatic Transfer Switch - ATS01 | Asco | NA | NA | OM00019644 |  | Main Electrical Room | NA | NA | NA | NA | 277/480 | DNA | Electric | 3 | NA | NA | \Classifications\Building System Class\D50-Electrical SYS\D5010 - Elec Service & Dist\Automatic Transfer Switch - ATS | 1008413
07-A3 | 07-A3 Bray Courts | 07-A3-D2023-310-HWP01 | Domestic Hot Water Circulating Pump - HWP01 | Grundfos | UP 25-64 SU | 52722324 | OM00001253 | NA | Roof | NA | NA | NA | NA | 120 | NA | Electric | 1 | NA | NA | \Classifications\Building System Class\D20-Plumbing\D2020 - Domestic Water\Domestic Hot Water Circulating Pump - HWP | 1008414
07-A3 | 07-A3 Bray Courts | 07-A3-D1010-100-ELE03 | Elevator Hydraulic Control - Public - Elevator 3 | National Elevator | F7 | C20FDB5D | OM00018382 | State ID# 083686 | 1st Floor, 1 | DNA | NA | NA | 20 | 230/460 | 68/34 | Hydraulic | 3 | NA | NA | \Classifications\Building System Class\D10-Conveyance Systems\D1010 - Elevator\Elevator,Hydraulic,Pass/Freight - ELE | 1008417
07-A3 | 07-A3 Bray Courts | 07-A3-D4031-100-FEX09 | Fire Extinguishers (9) - FEX09 | Badger | NA | NA | OM00001250 |  | Throughout Building | NA | NA | NA | NA | NA | NA | NA | NA | NA | NA | \Classifications\Building System Class\D40-Fire Protection SYS\D4030 - FIRE SPEC\Fire Extinguisher - FEX | 1008418
07-A3 | 07-A3 Bray Courts | 07-A3-B2010-100-BLD01 | Building Structure - BLD01 | NA | NA | NA | OM00000284 | State ID# 07-000-774470 ¦ CUPA PT0021872 | NA | NA | NA | NA | NA | NA | NA | NA | NA | NA | NA | \Classifications\Building System Class\B20-General Building Exterior\B2010 - Exterior Walls\Building - BLD | 1008421
07-A3 | 07-A3 Bray Courts | 07-A3-D5010-110-EMT01 | Electric Meter Readings - EMT01 | NA | NA | NA | OM00000285 | NA | Main Electrical Room | NA | NA | NA | NA | NA | NA | Electric | 3 | NA | NA | \Classifications\Building System Class\D50-Electrical SYS\D5010 - Elec Service & Dist\Electric Meter Readings - EMT | 1008422
07-A3 | 07-A3 Bray Courts | 07-A3-D3012-120-GMR01 | Gas Meter Readings - GMR01 | Rotary Meter | NA | R.M. 3000 | OM00000286 | NA | Exterior West Side | NA | NA | NA | NA | NA | NA | Gas | NA | NA | NA | \Classifications\Building System Class\D30-HVAC Systems\D3010 - Energy Supply\Gas Meter Readings - GMR | 1008423
07-A3 | 07-A3 Bray Courts | 07-A3-D2020-130-WMR01 | Water Meter Readings - WMR01 | NA | NA | NA | OM00000287 | NA | Exterior West Side | NA | NA | NA | NA | NA | NA | NA | NA | NA | NA | \Classifications\Building System Class\D20-Plumbing\D2020 - Domestic Water\Water Meter Readings - WMR | 1008424
07-A3 | 07-A3 Bray Courts | 07-A3-D4010-150-FMS01 | System Extinguishing,Wet Pipe - FMS01 | NA | NA | NA | OM00019637 | NA | Stairwell - Fire Riser Room | NA | NA | NA | NA | NA | NA | NA | NA | NA | NA | \Classifications\Building System Class\D40-Fire Protection SYS\D4010 - Sprinkler SYS\Fire Systems, stand pipes - FMS | 1008425
07-A3 | 07-A3 Bray Courts | 07-A3-D4024-100-FHS01 | Other Stand Pipe and Hose Systems - FHS01 | NA | NA | NA | OM00019633 | NA | Exterior Front of Building | NA | NA | NA | NA | NA | NA | NA | NA | NA | NA | \Classifications\Building System Class\D40-Fire Protection SYS\D4020 - Stand Pipe\Other Stand Pipe Hose Systems - FHS | 1008426
07-A3 | 07-A3 Bray Courts | 07-A3-D2023-100-CTY02 | Backflow Preventer - BFP Irrigation 1 1/2" - BFP02 | Watts | A28667 | 007M2 | OM00019635 |  | Exterior Front of Building | NA | NA | NA | NA | NA | NA | NA | NA | NA | NA | \Classifications\Building System Class\D20-Plumbing\D2020 - Domestic Water\Backflow Preventer - BFP | 1008427
07-A3 | 07-A3 Bray Courts | 07-A3-D2023-100-BFP04 | Backflow Preventer - BFP Boiler Make-Up - BFP04 | Watts | 620471 | 909 QT | OM00019638 |  | Roof | NA | NA | NA | NA | NA | NA | NA | NA | NA | NA | \Classifications\Building System Class\D20-Plumbing\D2020 - Domestic Water\Backflow Preventer - BFP | 1008429
07-A3 | 07-A3 Bray Courts | 07-A3-D3044-125-PHW01 | Hot Water Pump - PHW01 | Bell & Gosett | NA | 2AC 67/88P | OM00019639 | NA | Roof | NA | NA | NA | DNA | 208/230 | DNA | Electric | 3 | NA | NA | \Classifications\Building System Class\D30-HVAC Systems\D3040 - Distribution SYS\Hot Water Pump - PHW | 1008430
07-A3 | 07-A3 Bray Courts | 07-A3-C1020-110-FRD01 | Fire Doors, Won - FRD01 | NA | NA | NA | OM00019641 | NA | Floor | NA | NA | NA | NA | 208/230 | DNA | Electric | 3 | NA | NA | \Classifications\Building System Class\C10-General Building Interior\C1020 - Fire Doors\Fire Doors - FRD | 1008431
07-A3 | 07-A3 Bray Courts | 07-A3-C1020-110-FRD02 | Fire Doors, Won - FRD02 | NA | NA | NA | OM00019642 | NA | Elevator Lobby | NA | NA | NA | NA | 208/230 | DNA | Electric | 3 | NA | NA | \Classifications\Building System Class\C10-General Building Interior\C1020 - Fire Doors\Fire Doors - FRD | 1008432
07-A3 | 07-A3 Bray Courts | 07-A3-D5010-200-ESD01 | Main Electrical Switchgear - SBR01 | General Electric | NA | NA | OM00019643 | NA | Main Electrical Room | NA | NA | NA | NA | 277/480 | 800 | Electric | 3 | NA | NA | \Classifications\Building System Class\D50-Electrical SYS\D5010 - Elec Service & Dist\Electical Service and Distribution - ESD | 1008433
07-A3 | 07-A3 Bray Courts | 07-A3-D3068-100-BAS01 | Building Automation System - BAS01 Shared between 07-A3 and 07-A4. | Alerton | NA | NA | OM00019918 | NA | Main Electrical Room | NA | NA | NA | NA | 110 | DNA | Electric | 1 | NA | NA | \Classifications\Building System Class\D30-HVAC Systems\D3060 - Control & Inst Air\Building Automation System - BAS | 1008434
07-A3 | 07-A3 Bray Courts | 07-A3-D5037-710-FAP01 | Fire Alarm Panel - FAP01 | Simplex | J05717WJT | Simplex 4100 | OM00019916 | NA | Near Main Entrance | NA | NA | NA | NA | 110 | DNA | Electric | 1 | NA | NA | \Classifications\Building System Class\D50-Electrical SYS\D5030 - Comm & Security\Fire Alarm Panel - FAP | 1008435
07-A3 | 07-A3 Bray Courts | 07-A3-G2049-300-HSC01 | Hardscape - HSC01 | NA | NA | NA | OM00000288 | NA | south side front parking area | NA | NA | NA | NA | NA | NA | NA | NA | NA | NA | \Classifications\Building System Class\G20-Other Systems\G2040 - Site Development\Hardscape - HSC | 1008436
07-A3 | 07-A3 Bray Courts | 07-A3-D5038-810-ITA01 | Intrusion Alarm - ITA01 | Morse | NA | MDC-16C | OM00019915 | NA | Near Main Entrance | NA | NA | NA | NA | 110 | DNA | Electric | 1 | NA | NA | \Classifications\Building System Class\D50-Electrical SYS\D5030 - Comm & Security\Intrusion Alarm - ITA | 1008437
07-A3 | 07-A3 Bray Courts | 07-A3-D5092-250-ELT25 | Exterior Lighting - ELT (25) - ELT25 | NA | NA | NA | OM00001251 |  | On 3 sides of the building and roof | NA | NA | NA | NA | 277 | NA | Electric | DNA | NA | NA | \Classifications\Building System Class\D50-Electrical SYS\D5090 - Elec SYS\Exterior Lighting - ELT | 1008438
07-A3 | 07-A3 Bray Courts | 07-A3-B2034-400-DOH01 | Door,Overhead,Roll-up,Electric - DOH01 | Ironworks | NA | NA | OM00001252 | NA | Main Lobby | NA | NA | NA | NA | DNA | DNA | Electric | DNA | NA | NA | \Classifications\Building System Class\B20-General Building Exterior\B2030 - Exterior Doors\Door,Overhead-Shutter,Manual,Elec,Roll-up - DOH | 1008439
07-A3 | 07-A3 Bray Courts | 07-A3-G2050-200-LSC01 | Landscaping - LSC01 | NA | NA | NA | OM00001257 | NA | Exterior | NA | NA | NA | NA | NA | NA | NA | NA | NA | Na | \Classifications\Building System Class\G20-Other Systems\G2050 - Landscaping\Landscaping - LSC | 1008440
07-A3 | 07-A3 Bray Courts | 07-A3-D2023-100-BFP05 | Backflow Preventer - BFP Main 2" Bypass - BFP05 | WILKINS ZURN | 3228259 | 975XL2 2" | OM00000261 |  | Exterior West Side | NA | NA | NA | NA | NA | NA | NA | NA | NA | NA | \Classifications\Building System Class\D20-Plumbing\D2020 - Domestic Water\Backflow Preventer - BFP | 1009827
07-A3 | 07-A3 Bray Courts | 07-A3-D2023-100-BFP06 | Backflow Preventer - BFP Main 3" - BFP06 | WILKINS ZURN | L61379 | 375 | OM00000262 |  | Exterior West Side | NA | NA | NA | NA | NA | NA | NA | NA | NA | NA | \Classifications\Building System Class\D20-Plumbing\D2020 - Domestic Water\Backflow Preventer - BFP | 1009828
07-A3 | 07-A3 Bray Courts | 07-A3-G3010-210-PWT02 | Potable Water Storage Tank- PWT02 | STATE INDUSTRIES, INC. | 1022M000793 | PVG01200OVT | OM00000260 | NA | Roof | NA | NA | NA | NA | NA | NA | NA | NA | NA | NA | \Classifications\Building System Class\G30-Site Mechanical Utilities\G3010 - Water Supply\Potable Water Storage Tank - PWT | 1009829
07-A3 | 07-A3 Bray Courts | 07-A3-D3050-250-ACU01 | Air Conditioning,Split System - ACU01 - 3rd Flr Com Rm | Carrier | 2810X91837 | 38HDF030-301 | OM00018721 | NA | Center of Roof (Left Unit) - Feed 3rd Flr Com Rm | NA | NA | R-410A | 1 | 240 | 30 | Electric | 1 | NA | NA | \Classifications\Building System Class\D30-HVAC Systems\D3050 - Package SYS\Air Conditioning,Split System - ACU | 1015790
07-A3 | 07-A3 Bray Courts | 07-A3-D3050-250-ACU02 | Air Conditioning,Split System - ACU02- 2nd Flr Com Rm | Carrier | 3210X92483 | 38HDF030-301 | OM00018722 |  | Center of Roof (Right Unit)- Feeds 2nd Flr Com Rm | NA | NA | R-410A | 0001 | 240 | 30 | Electric | 1 | NA | NA | \Classifications\Building System Class\D30-HVAC Systems\D3050 - Package SYS\Air Conditioning,Split System - ACU | 1015818
07-A3 | 07-A3 Bray Courts | 07-A3-D4013-200-PRE01 | System Extinguishing - Pre--Action | Viking | NA | Deluge Mod E-1 | OM00018723 |  | Jury Gathering Room | NA | NA | NA | NA | NA | NA | NA | NA | NA | NA | \Classifications\Building System Class\D40-Fire Protection SYS\D4010 - Sprinkler SYS\Fire Systems, Preaction System - PRE | 1016087
07-A3 | 07-A3 Bray Courts | 07-A3-D3050-250-ACU06 | Air Conditioning,Split System - ACU06 - Jury Assembly Rm | Carrier | 1100E25427 | 38CKC060520 | OM00018480 | NA | Jury Assembly Room | NA | 20 X 25 X 1 (2) | R-22 | 1/4 | 208/230 | 30 | NA | 3 | NA | NA | \Classifications\Building System Class\D30-HVAC Systems\D3050 - Package SYS\Air Conditioning,Split System - ACU | 1016424
07-A3 | 07-A3 Bray Courts | 07-A3-D3021-130-BLR02 | Boiler,Hot Water,Oil,Gas,Comb.- BLR02 | Laars Heating Systems Company | C-14-259660 | Penmant /PNCH1750NACL2CXB | OM00018524 |  | Roof- Boiler Pad | NA | NA | NA | DNA | 120V | 12AMP | Gas | 1 | 1,750,000 | 1,489,000 | \Classifications\Building System Class\D30-HVAC Systems\D3020 - Heat SYS\Boiler,Hot Water,Oil/Gas/Comb. - BLR | 1018948
07-A3 | 07-A3 Bray Courts | 07-A3-D3044-125-PHW02 | Boiler Hot Water Pump - PHW02 | Bell and Gosset | PH013355 | 2AC 6.875BF 1510 | OM00018543 |  | Roof Boiler Pad | NA | NA | NA | 2 | 240 | 5.8 | Electric | 3 |  |  | \Classifications\Building System Class\D30-HVAC Systems\D3040 - Distribution SYS\Hot Water Pump - PHW | 1020339
07-A3 | 07-A3 Bray Courts | 07-A3-D3044-125-PHW03 | Boiler Hot Water Pump - PHW03 | Bell and Gosset | PH014642 | 2AC 6.875BF 1510 | OM00018544 |  | Roof Boiler Pad | NA | NA | NA | 2 | 240 | 5.8 | Electric | 3 | NA | NA | \Classifications\Building System Class\D30-HVAC Systems\D3040 - Distribution SYS\Hot Water Pump - PHW | 1020342
07-A4 | 07-A4 Jail Annex | 07-A4-D4031-100-FEX03 | Fire Extinguisher (3) | BADGER | NA | NA | OM00001258 |  | Indoor | NA | NA | NA | NA | NA | NA | NA | NA | NA | NA | \Classifications\Building System Class\D40-Fire Protection SYS\D4030 - FIRE SPEC\Fire Extinguisher - FEX | EQ-1005688
07-A4 | 07-A4 Jail Annex | 07-A4-D5092-250-EML05 | Exit Signs & Emergency Lights Qty. 5 | NA | NA | NA | OM00001262 | NA | Northside Entrance | NA | NA | NA | NA | 115 | DNA | Electrical | DNA | NA | NA | \Classifications\Building System Class\D50-Electrical SYS\D5090 - Elec SYS\Emergency And Exit Lighting - EML | EQ-1005689
07-A4 | 07-A4 Jail Annex | 07-A4-D3068-100-BAS02 | Building Automation System - BAS02 | Alerton | DNA | Envision for BACtalk 2.01 | OM00018463 |  | Engineers Office | NA | NA | NA | NA | 110 | DNA | Electric | 1 | NA | NA | \Classifications\Building System Class\D30-HVAC Systems\D3060 - Control & Inst Air\Building Automation System - BAS | 1015322
07-A4 | 07-A4 Jail Annex | 07-A4-B2010-100-CTY01 | Building Asset County Owned | NA | NA | NA | DNA | NA | [11 empty] | \Classifications\Building System Class\B20-General Building Exterior\B2010 - Exterior Walls\Building - BLD | 1016525
07-B1 | 07-B1 Juvenile Hall | 07-B1-B2010-100-BLD01 | Building | NA | NA | NA | OM00018506 | NA | [11 empty] | \Classifications\Building System Class\B20-General Building Exterior\B2010 - Exterior Walls\Building - BLD | 1011692
07-B1 | 07-B1 Juvenile Hall | 07-B1-D3068-100-BAS01 | Building Automation System - BAS01 | Alerton | PPBDW-22X8C-MTH6X-YRFWW-MK7K9 | Envision for BACtalk 2.01 | OM00018464 |  | Engineers Office | NA | NA | NA | NA | 110 | DNA | Electric | 1 | NA | NA | \Classifications\Building System Class\D30-HVAC Systems\D3060 - Control & Inst Air\Building Automation System - BAS | 1015323
07-C1 | 07-C1 Danville District Courthouse | 07-C1-D2017-100-SHW01 | Eye Washes & Emergency Showers - SHW01 | North Safety | NA | 114-052 | OM00001330 | NA | Floor 2, Janitorial Storage, Behind Door | NA | NA | NA | NA | NA | NA | NA | NA | NA | NA | \Classifications\Building System Class\D20-Plumbing\D2010 - Plumb Fix\Showers - SHW | EQ-1004979
07-C1 | 07-C1 Danville District Courthouse | 07-C1-D2022-100-HWE01 | Domestic Water Heater, Electric - HWE01 | A.O. Smith | 0910J005096 | ECS-40-200 | OM00004953 | NA | Floor 1, Janitorial Storage Closet/Side Employee Entrance | NA | NA | NA | NA | 240 | DNA | electric | 1 | NA | NA | \Classifications\Building System Class\D20-Plumbing\D2020 - Domestic Water\Domestic Water Heater, Electric - HWE | EQ-1005690
07-C1 | 07-C1 Danville District Courthouse | 07-C1-D2022-100-HWE02 | Domestic Water Heater, Electric - HWE02 | American | 673468 | 20AMGS | OM00004948 | NA | 2nd floor, Janitorial Closet | NA | NA | NA | NA | 110 | DNA | electric | 1 | NA | NA | \Classifications\Building System Class\D20-Plumbing\D2020 - Domestic Water\Domestic Water Heater, Electric - HWE | EQ-1005691
07-C1 | 07-C1 Danville District Courthouse | 07-C1-D2022-100-HWE03 | DOMESTIC HOT WATER HEATER 1.5 GALLON HWE03 | A.O Smith | L07J030695 | EJC-10200 | OM00004954 | NA | 1st Floor Janitorial/ Phone Room | NA | NA | NA | NA | 110 | DNA | electric | 1 | NA | NA | \Classifications\Building System Class\D20-Plumbing\D2020 - Domestic Water\Domestic Water Heater, Electric - HWE | EQ-1005692
07-C1 | 07-C1 Danville District Courthouse | 07-C1-D2022-100-HWE04 | Domestic Water Heater, Electric - HWE04 | American | 673559 | 20AMBS | OM00004950 | NA | 2nd Floor Staff Men's Restroom | NA | NA | NA | NA | 240 | DNA | electric | 1 | NA | NA | \Classifications\Building System Class\D20-Plumbing\D2020 - Domestic Water\Domestic Water Heater, Electric - HWE | EQ-1005693
07-C1 | 07-C1 Danville District Courthouse | 07-C1-D3042-210-FAN01 | Exhaust Fan #1 | Greenheck | 95J07136? | G-95-DGEX-CD | OM00004938 | NA | Roof | NA | NA | NA | NA | 110 | NA | electric | 1 | NA | NA | \Classifications\Building System Class\D30-HVAC Systems\D3040 - Distribution SYS\Fan,Axial - FAN | EQ-1005695
07-C1 | 07-C1 Danville District Courthouse | 07-C1-D3042-210-FAN02 | Exhaust Fan #2 | Greenheck | 287841 | CE-12-B | OM00005279 |  | Roof (Between Lennox #7 and 8) | DNA | NA | NA | NA | 110 | NA | electric | 1 | NA | NA | \Classifications\Building System Class\D30-HVAC Systems\D3040 - Distribution SYS\Fan,Axial - FAN | EQ-1005696
07-C1 | 07-C1 Danville District Courthouse | 07-C1-D3042-210-FAN03 | Exhaust Fan #3 | Greenheck | 271649 | CE-9-DGE | OM00004935 |  | Roof | DNA | NA | NA | NA | 110 | NA | electric | 1 | NA | NA | \Classifications\Building System Class\D30-HVAC Systems\D3040 - Distribution SYS\Fan,Axial - FAN | EQ-1005697
07-C1 | 07-C1 Danville District Courthouse | 07-C1-D3042-210-FAN04 | Exhaust Fan #4 | Flo Air | DNA | DR-16 | OM00004936 |  | Roof | DNA | NA | NA | NA | 110 | NA | electric | 1 | NA | NA | \Classifications\Building System Class\D30-HVAC Systems\D3040 - Distribution SYS\Fan,Axial - FAN | EQ-1005698
07-C1 | 07-C1 Danville District Courthouse | 07-C1-D3042-210-FAN05 | Exhaust Fan #5 | Greenheck | 267942 | CE-8-DGE | OM00004937 |  | Roof | DNA | NA | NA | NA | 110 | NA | electric | 1 | NA | NA | \Classifications\Building System Class\D30-HVAC Systems\D3040 - Distribution SYS\Fan,Axial - FAN | EQ-1005699
07-C1 | 07-C1 Danville District Courthouse | 07-C1-D3042-210-FAN06 | Exhaust Fan #6 | Greenheck | 95J07136 | G-95-DGEX | OM00004933 |  | Roof | DNA | NA | NA | NA | 110 | NA | electric | 1 | NA | NA | \Classifications\Building System Class\D30-HVAC Systems\D3040 - Distribution SYS\Fan,Axial - FAN | EQ-1005700
07-C1 | 07-C1 Danville District Courthouse | 07-C1-D3050-210-PKU10 | Lobby Package Unit - PKU10 | Marvair | CL-39314 | VA136HPC7.5H11 2000-96 | OM00004959 | NA | Floor 1 Front Entrance Screening | DNA | DNA | R-22 | NA | 208/230 | 18.04 | electric | 3 | NA | 35600 | \Classifications\Building System Class\D30-HVAC Systems\D3050 - Package SYS\Package Unit - PKU | EQ-1005710
07-C1 | 07-C1 Danville District Courthouse | 07-C1-D5010-234-ATS01 | Automatic Transfer Switch - ATS01 | Onan | I860841348 | LTLEA60-39U/26404G | OM00004949 |  | Janitorial Storage | NA | NA | NA | DNA | 480 | 60 | electric | 3 | NA | NA | \Classifications\Building System Class\D50-Electrical SYS\D5010 - Elec Service & Dist\Automatic Transfer Switch - ATS | EQ-1005711
07-C1 | 07-C1 Danville District Courthouse | 07-C1-D5092-210-GEN01 | Emergency Generator - GEN01 | Onan | DNA | 6.0 Genset | OM00004961 | NA | East / Behind Sally Port | DNA | NA | NA | 16.5 | 480 | DNA | Diesel | 3 | NA | NA | \Classifications\Building System Class\D50-Electrical SYS\D5090 - Elec SYS\Emergency Generator - GEN | EQ-1005712
07-C1 | 07-C1 Danville District Courthouse | 07-C1-D4031-100-FEX14 | Fire Extinguisher (14) - FEX14 | AMEREX | 970767 | B500 | OM00032339 |  | all building | NA | NA | NA | NA | NA | NA | NA | NA | NA | NA | \Classifications\Building System Class\D40-Fire Protection SYS\D4030 - FIRE SPEC\Fire Extinguisher - FEX | EQ-1006955
07-C1 | 07-C1 Danville District Courthouse | 07-C1-B2010-100-BLD01 | Building Structure - BLD01 | NA | NA | NA | OM00032333 | NA | Exterior | NA | NA | NA | NA | NA | NA | NA | NA | NA | NA | \Classifications\Building System Class\B20-General Building Exterior\B2010 - Exterior Walls\Building - BLD | EQ-1007248
07-C1 | 07-C1 Danville District Courthouse | 07-C1-B3010-100-RUF01 | Roof - RUF - RUF01 | NA | NA | NA | OM00032334 | NA | Roof | NA | NA | NA | NA | NA | NA | NA | NA | NA | NA | \Classifications\Building System Class\B30-Roofing\B3010 - Roof Types\Roof - RUF | EQ-1007425
07-C1 | 07-C1 Danville District Courthouse | 07-C1-D1010-100-ELE01 | Elevator,Hydraulic,Pass/Freight - ELE01 | Otis | 1170 | 0584-09 | OM00005024 | State ID# 058409¦ Passenger Elevator | Public Elevator | NA | NA | NA | 25 | 480 | DNA | Hydraulic | 3 | NA | NA | \Classifications\Building System Class\D10-Conveyance Systems\D1010 - Elevator\Elevator,Hydraulic,Pass/Freight - ELE | EQ-1007586
07-C1 | 07-C1 Danville District Courthouse | 07-C1-B2034-400-DOH02 | Shutter,Roll-up,Electric -DOH02 | NA | NA | NA | OM00005023 | NA | Sally Port | NA | NA | NA | NA | DNA | DNA | Electric | DNA | NA | NA | \Classifications\Building System Class\B20-General Building Exterior\B2030 - Exterior Doors\Door,Overhead-Shutter,Manual,Elec,Roll-up - DOH | 1008596
07-C1 | 07-C1 Danville District Courthouse | 07-C1-D1092-120-PTS01 | Pneumatic Tube System -PTS01 | Lamson Blower | 740360 | 10-SG-50 | OM00004960 | NA | Traffic Department | NA | NA | NA | 5 | 208 | 13.6 | Electric | 3 | NA | NA | \Classifications\Building System Class\D10-Conveyance Systems\D1090 - Other Conveyance Systems\Pneumatic Tube System -PTS | 1008597
07-C1 | 07-C1 Danville District Courthouse | 07-C1-D4010-150-FMS01 | System Extinguishing,Wet Pipe - FMS01 | NA | NA | NA | OM00001345 | NA | Holding Cells 1 | NA | NA | NA | NA | NA | NA | NA | NA | NA | NA | \Classifications\Building System Class\D40-Fire Protection SYS\D4010 - Sprinkler SYS\Fire Systems, stand pipes - FMS | 1008599
07-C1 | 07-C1 Danville District Courthouse | 07-C1-D4010-150-FMS02 | System Extinguishing,Wet Pipe - FMS02 | NA | NA | NA | OM00001332 | NA | Holding Cells 2 & 3 | NA | NA | NA | NA | NA | NA | NA | NA | NA | NA | \Classifications\Building System Class\D40-Fire Protection SYS\D4010 - Sprinkler SYS\Fire Systems, stand pipes - FMS | 1008600
07-C1 | 07-C1 Danville District Courthouse | 07-C1-D5010-200-ESD01 | Main Electrical Panel - SBR01 | Zinsco | 507800 | NA | OM00001346 |  | Main Electrical Room, Exterior | NA | NA | NA | NA | 480 | 1000 | Electric | 3 | NA | NA | \Classifications\Building System Class\D50-Electrical SYS\D5010 - Elec Service & Dist\Electical Service and Distribution - ESD | 1008601
07-C1 | 07-C1 Danville District Courthouse | 07-C1-D5037-710-FAP01 | Fire Alarm Panel - FAP01 | Fire-Lite Alrams Inc. | DR-B3F | Sensiscan 2000 | OM00001331 | NA | Security Room | NA | NA | NA | NA | 110 | DNA | Electric | 1 | NA | NA | \Classifications\Building System Class\D50-Electrical SYS\D5030 - Comm & Security\Fire Alarm Panel - FAP | 1008602
07-C1 | 07-C1 Danville District Courthouse | 07-C1-D5092-250-EML35 | Emergency And Exit Lighting - EML035 | NA | NA | NA | OM00032338 | NA | Throughout Building | NA | NA | NA | NA | 110 | DNA | Electric | 1 | NA | NA | \Classifications\Building System Class\D50-Electrical SYS\D5090 - Elec SYS\Emergency And Exit Lighting - EML | 1008603
07-C1 | 07-C1 Danville District Courthouse | 07-C1-D5010-110-EMT01 | Electric Meter Readings - EMT01 | NA | NA | NA | OM00001306 | NA | Exterior | NA | NA | NA | NA | 480 | DNA | Electric | 3 | NA | NA | \Classifications\Building System Class\D50-Electrical SYS\D5010 - Elec Service & Dist\Electric Meter Readings - EMT | 1008604
07-C1 | 07-C1 Danville District Courthouse | 07-C1-D3012-120-GMR01 | Gas Meter Readings - GMR01 | NA | NA | NA | OM00001307 | NA | Exterior | NA | NA | NA | NA | NA | NA | Gas | NA | NA | NA | \Classifications\Building System Class\D30-HVAC Systems\D3010 - Energy Supply\Gas Meter Readings - GMR | 1008605
07-C1 | 07-C1 Danville District Courthouse | 07-C1-D2020-130-WMR01 | Water Meter Readings - WMR01 | NA | NA | NA | OM00001308 | NA | Exterior | NA | NA | NA | NA | NA | NA | NA | NA | NA | NA | \Classifications\Building System Class\D20-Plumbing\D2020 - Domestic Water\Water Meter Readings - WMR | 1008606
07-C1 | 07-C1 Danville District Courthouse | 07-C1-G2050-200-LSC01 | Landscaping - LSC01 | NA | NA | NA | OM00032336 | NA | Grounds | NA | NA | NA | NA | NA | NA | NA | NA | NA | NA | \Classifications\Building System Class\G20-Other Systems\G2050 - Landscaping\Landscaping - LSC | 1008607
07-C1 | 07-C1 Danville District Courthouse | 07-C1-D5092-250-ELT15 | Exterior Lighting - ELT15 | NA | NA | NA | OM00032337 |  | Grounds | NA | NA | NA | NA | 110 | DNA | Electric | 1 | NA | NA | \Classifications\Building System Class\D50-Electrical SYS\D5090 - Elec SYS\Exterior Lighting - ELT | 1008608
07-C1 | 07-C1 Danville District Courthouse | 07-C1-G2049-300-HSC01 | Hardscape - HSC01 | NA | NA | NA | OM00032335 | NA | Grounds | NA | NA | NA | NA | NA | NA | NA | NA | NA | NA | \Classifications\Building System Class\G20-Other Systems\G2040 - Site Development\Hardscape - HSC | 1008609
07-C1 | 07-C1 Danville District Courthouse | 07-C1-D5038-810-ITA01 | Intrusion Alarm - ITA01 | All Guard | DNA | DNA | OM00005276 |  | Lobby | NA | NA | NA | NA | DNA | DNA | DNA | DNA | NA | NA | \Classifications\Building System Class\D50-Electrical SYS\D5030 - Comm & Security\Intrusion Alarm - ITA | 1013560
07-C1 | 07-C1 Danville District Courthouse | 07-C1-D2022-100-HWE06 | DOMESTIC HOT WATER HEATER 10 GALLON HWE06 | Rheem | RH0110607488 | 81VP1OS | OM00020376 | NA | 2nd Floor Public Men's Room | NA | NA | NA | NA | 110 | DNA | electric | 1 | NA | NA | \Classifications\Building System Class\D20-Plumbing\D2020 - Domestic Water\Domestic Water Heater, Electric - HWE | 1015896
07-C1 | 07-C1 Danville District Courthouse | 07-C1-D3050-210-PKU13 | Package Unit #13 | CARRIER | 0713C30041 | 48TCED12A2A5A0A | OM00018493 | NA | Center of Building Roof | NA | 20X20X2 | R-410A |  | 240 | 50 | Gas | 3 | 224000 | 183000 | \Classifications\Building System Class\D30-HVAC Systems\D3050 - Package SYS\Package Unit - PKU | 1016477
07-C1 | 07-C1 Danville District Courthouse | 07-C1-D3050-210-PKU14 | Package Unit #14 | TRANE | 132911603L | YHC06053RLA | OM00018495 | NA | Roof | NA | 16X25X2 | R-410A | 1 | 240 | 45 | Gas | 3 | 60000 | 49000 | \Classifications\Building System Class\D30-HVAC Systems\D3050 - Package SYS\Package Unit - PKU | 1016478
07-C1 | 07-C1 Danville District Courthouse | 07-C1-D3050-210-PKU15 | Package Unit #15 | TRANE | 133412347L | YHC072F3RLA06 | OM00018494 | NA | Roof | AX35 | 20X25X2 | R-410A | 1 | 240 | 50 | Gas | 3 | 80000 | 64000 | \Classifications\Building System Class\D30-HVAC Systems\D3050 - Package SYS\Package Unit - PKU | 1016479
07-C1 | 07-C1 Danville District Courthouse | 07-C1-D3050-210-PKU16 | Package Unit #16 | Carrier | 3613C86305 | 487ECEA04A2A5A0A0A0 | OM00018496 | NA | Roof | NA | 16X25X2 | R-410A | NA | 240 | 20 | Gas | 3 | 115000 | 93000 | \Classifications\Building System Class\D30-HVAC Systems\D3050 - Package SYS\Package Unit - PKU | 1016480
07-C1 | 07-C1 Danville District Courthouse | 07-C1-D3050-210-PKU17 | Package Unit #17 | Carrier | 3613C80643 | 48TCEA06A2A0A0A0 | OM00018497 | NA | Roof | AX38 | 16X20X2 | R-410A | NA | 240 | 28 | Gas | 3 | 115000 | 93000 | \Classifications\Building System Class\D30-HVAC Systems\D3050 - Package SYS\Package Unit - PKU | 1016481
07-C1 | 07-C1 Danville District Courthouse | 07-C1-D3050-210-PKU18 | Package Unit #18 - PKU18 | Carrier | 1713G50022 | 48TCDD08A2A5A0A0A0 | OM00018512 | NA | Roof | NA | (4) 20x16x2 | R-410A | 1hp | 208/230 | 9.9A | Gas | 3 | 125000 | 103000 | \Classifications\Building System Class\D30-HVAC Systems\D3050 - Package SYS\Package Unit - PKU | 1017212
07-C1 | 07-C1 Danville District Courthouse | 07-C1-B2033-120-DOR01 | Door, Automatic (Electric - North Door) - DOR01 | LCN | 12054760 | SR Swing 3462 | OM00005017 | NA | Floor 2 Secure Hallway - North Door | NA | NA | NA | NA | 120 | 2.5 | Electric | 1 |  |  | \Classifications\Building System Class\B20-General Building Exterior\B2030 - Exterior Doors\Door,Automatic-Sliding,Revolving - DOR | 1019810
07-C1 | 07-C1 Danville District Courthouse | 07-C1-B2033-120-DOR02 | Door, Automatic (Electric - South Door) - DOR01 | LCN | 12087188 | SR Swing 3462 | OM00005018 | NA | Floor 2 Secure Hallway - South Door | [10 empty] | \Classifications\Building System Class\B20-General Building Exterior\B2030 - Exterior Doors\Door,Automatic-Sliding,Revolving - DOR | 1019811
07-C1 | 07-C1 Danville District Courthouse | 07-C1-B2033-120-DOR03 | Door, Automatic (Electric - West Door) - DOR01 | POPC | ENTLP236 | TM8-2500 | OM00005019 | NA | Floor 2 Secure Hallway - West Door | NA | NA | NA | NA | 120 | 2.5 | Electric | 1 |  |  | \Classifications\Building System Class\B20-General Building Exterior\B2030 - Exterior Doors\Door,Automatic-Sliding,Revolving - DOR | 1019812
07-C1 | 07-C1 Danville District Courthouse | 07-C1-B2033-120-DOR04 | Door, Automatic (Electric - East Door) - DOR01 | POPC | DNA | TM8-2500 | OM00005020 | NA | Floor 2 Secure Hallway - East Door | NA | NA | NA | NA | 120 | 2.5 | Electric | 1 |  |  | \Classifications\Building System Class\B20-General Building Exterior\B2030 - Exterior Doors\Door,Automatic-Sliding,Revolving - DOR | 1019813
07-C1 | 07-C1 Danville District Courthouse | 07-C1-B2033-120-DOR05 | Door, Automatic (Electric - East Door) - DOR01 | Keane Monroe | KOTRH0988 | TM8-2002 | OM00005021 | NA | Secure Hallway - East Door | NA | NA | NA | NA | 120 | 2.5 | Electric | 1 |  |  | \Classifications\Building System Class\B20-General Building Exterior\B2030 - Exterior Doors\Door,Automatic-Sliding,Revolving - DOR | 1019814
07-C1 | 07-C1 Danville District Courthouse | 07-C1-B2033-120-DOR06 | Door, Automatic (Electric - Law Library) - DOR01 | Keane Monroe | INTRHOO | TM8-2102 | OM00005022 | NA | Floor 2 Secure Hallway - Law Library | NA | NA | NA | NA | 120 | 2.5 | Electric | 1 |  |  | \Classifications\Building System Class\B20-General Building Exterior\B2030 - Exterior Doors\Door,Automatic-Sliding,Revolving - DOR | 1019815
07-C1 | 07-C1 Walnut Creek Courthouse | 07-C1-D3050-210-PKU19 | Package Unit #19 - PKU19 | Carrier | 2616P98093 | 48TCDD12A2A5A0A0G0 | OM00044446 |  | Roof | Qty 4- 20 X 20 X 2 | A49 | R-410A | 3 | 208/230 | 115 | Electric | 3 | 180000 | 148000 | \Classifications\Building System Class\D30-HVAC Systems\D3050 - Package SYS\Package Unit - PKU | 1021632
07-C1 | 07-C1 Walnut Creek Courthouse | 07-C1-D3050-210-PKU20 | Package Unit #4 - PKU04 | Carrier | 3516P81498 | 48TCDD12A2A5A0A0G0 | OM00044447 |  | Roof | Qty 4- 20 X 20 X 2 | A49 | R-410A | 3 | 208/230 | 115 | Electric | 3 | 180000 | 148000 | \Classifications\Building System Class\D30-HVAC Systems\D3050 - Package SYS\Package Unit - PKU | 1021633
07-C1 | 07-C1 Walnut Creek Courthouse | 07-C1-D3050-210-PKU21 | Package Unit #6 - PKU06 | Carrier | 3516P81497 | 48TCDD12A2A5A0A0G0 | OM00044448 |  | DNA | Qty 4- 20 X 20 X 2 | A49 | R-410A | 3 | 208/230 | 115 | Electric | 3 | 180000 | 148000 | \Classifications\Building System Class\D30-HVAC Systems\D3050 - Package SYS\Package Unit - PKU | 1021634
07-C1 | 07-C1 Walnut Creek Courthouse | 07-C1-D3050-210-PKU22 | Package Unit #8 - PKU08 | Carrier | 3416C50990 | 48TCLA06A2A5A0A0A0 | OM00044449 |  | DNA | Qty 2 - 16 X 25 X 2 | A38 | R-410A | 3 | 208/230 | 40 | Electric | 3 | 180000 | 148000 | \Classifications\Building System Class\D30-HVAC Systems\D3050 - Package SYS\Package Unit - PKU | 1021635
07-C3 | 07-C3 2020 North Broadway | 07-C3-B2010-100-BLD01 | Building | NA | NA | NA | [13 empty] | \Classifications\Building System Class\B20-General Building Exterior\B2010 - Exterior Walls\Building - BLD | 1011693
07-D1 | 07-D1 Concord-Mt. Diablo District | 07-D1-D3050-210-PKU01 | Package Unit 1 | Bryant | 3807G21537 | 574APW036060NB | OM00004631 | NA | Roof | DNA | (6) 20x25x1 | R-22 | DNA | 208/230V | 25 | Natural gas and electric | 1 | DNA | 36K | \Classifications\Building System Class\D30-HVAC Systems\D3050 - Package SYS\Package Unit - PKU | EQ-1003143
07-D1 | 07-D1 Concord-Mt. Diablo District | 07-D1-D3050-210-PKU02 | Package Unit 2 | Bryant | 3807G21539 | 574APW036060NB | OM00004632 | NA | Roof | DNA | (6) 20x25x1 | R-22 | DNA | 208/230V | 25 | Natural gas and electric | 1 | DNA | 36K | \Classifications\Building System Class\D30-HVAC Systems\D3050 - Package SYS\Package Unit - PKU | EQ-1003144
07-D1 | 07-D1 Concord-Mt. Diablo District | 07-D1-D3050-210-PKU03 | Package Unit 3 | Bryant | 3507G41389 | 574APW048090NB | OM00004633 | NA | Roof | DNA | (6) 20x25x1 | R-22 | DNA | 208/230V | 30 | Natural gas and electric | 1 | DNA | 48K | \Classifications\Building System Class\D30-HVAC Systems\D3050 - Package SYS\Package Unit - PKU | EQ-1003145
07-D1 | 07-D1 Concord-Mt. Diablo District | 07-D1-D3050-210-PKU04 | Package Unit 4 | Bryant | 3507G41388 | 574APW048090NB | OM00004634 | NA | Roof | DNA | (6) 20x25x1 | R-22 | DNA | 208/230V | 30 | Natural gas and electric | 1 | DNA | 48K | \Classifications\Building System Class\D30-HVAC Systems\D3050 - Package SYS\Package Unit - PKU | EQ-1003146
07-D1 | 07-D1 Concord-Mt. Diablo District | 07-D1-D3050-210-PKU05 | Package Unit 5 | Bryant | 3507G41387 | 574APW048090NB | OM00004635 | NA | Roof | DNA | (6) 20x25x1 | R-22 | DNA | 208/230V | 30 | Natural gas and electric | 1 | DNA | 48K | \Classifications\Building System Class\D30-HVAC Systems\D3050 - Package SYS\Package Unit - PKU | EQ-1003147
07-D1 | 07-D1 Concord-Mt. Diablo District | 07-D1-D3050-210-PKU06 | Package Unit 6 | Bryant | 1707G41236 | 574APW042090NB | OM00004636 | NA | Roof | DNA | (6) 20x25x1 | R-22 | DNA | 208/230V | 30 | Natural gas and electric | 1 | DNA | 42K | \Classifications\Building System Class\D30-HVAC Systems\D3050 - Package SYS\Package Unit - PKU | EQ-1003148
07-D1 | 07-D1 Concord-Mt. Diablo District | 07-D1-D3050-210-PKU07 | Package Unit 7 | Bryant | 1907G51508 | 574APW042090NB | OM00004637 | NA | Roof | DNA | (6) 20x25x1 | R-22 | DNA | 208/230V | 30 | Natural gas and electric | 1 | DNA | 42K | \Classifications\Building System Class\D30-HVAC Systems\D3050 - Package SYS\Package Unit - PKU | EQ-1003149
07-D1 | 07-D1 Concord-Mt. Diablo District | 07-D1-D3050-210-PKU08 | Package Unit 8 | Bryant | 3507G41386 | 574APW048090NB | OM00004638 | NA | Roof | DNA | (6) 20x25x1 | R-22 | DNA | 208/230V | 30 | Natural gas and electric | 1 | DNA | 48K | \Classifications\Building System Class\D30-HVAC Systems\D3050 - Package SYS\Package Unit - PKU | EQ-1003150
07-D1 | 07-D1 Concord-Mt. Diablo District | 07-D1-D4031-100-FEX06 | Fire Extinguishers (6) | Badger | NA | 5MB-6H 1999 | OM00005242 |  | bldg | NA | NA | NA | NA | NA | NA | NA | NA | NA | NA | \Classifications\Building System Class\D40-Fire Protection SYS\D4030 - FIRE SPEC\Fire Extinguisher - FEX | EQ-1004980
07-D1 | 07-D1 Concord-Mt. Diablo District | 07-D1-B2010-100-BLD01 | Building Structure | NA | NA | NA | OM00001268 | NA | Exterior | NA | NA | NA | NA | NA | NA | NA | NA | NA | NA | \Classifications\Building System Class\B20-General Building Exterior\B2010 - Exterior Walls\Building - BLD | EQ-1007249
07-D1 | 07-D1 Concord-Mt. Diablo District | 07-D1-B3010-100-RUF01 | Roof - RUF01 | NA | NA | NA | OM00001269 | NA | Roof | NA | NA | NA | NA | NA | NA | NA | NA | NA | NA | \Classifications\Building System Class\B30-Roofing\B3010 - Roof Types\Roof - RUF | EQ-1007426
07-D1 | 07-D1 Concord-Mt. Diablo District | 07-D1-D5010-200-ESD01 | Main Electrical Panel - MCE01 | Gould | 948058 | PF-424 | OM00001326 |  | Main Electrical Room | NA | NA | NA | NA | 120/208 | 400 | Electric | 3 | NA | NA | \Classifications\Building System Class\D50-Electrical SYS\D5010 - Elec Service & Dist\Electical Service and Distribution - ESD | 1008369
07-D1 | 07-D1 Concord-Mt. Diablo District | 07-D1-D5038-810-ITA01 | Intrusion Alarm - ITA | Optex Morse | NA | NA | OM00001327 | NA | Floor 1, Next to room 121 | NA | NA | NA | NA | 110 | DNA | Electric | 1 | NA | NA | \Classifications\Building System Class\D50-Electrical SYS\D5030 - Comm & Security\Intrusion Alarm - ITA | 1008370
07-D1 | 07-D1 Concord-Mt. Diablo District | 07-D1-D5092-250-EML16 | Emergency And Exit Lighting - EML (16) | Lithonia | NA | NA | OM00001264 | NA | Throughout Building | NA | NA | NA | NA | 110 | DNA | Electric | 1 | NA | NA | \Classifications\Building System Class\D50-Electrical SYS\D5090 - Elec SYS\Emergency And Exit Lighting - EML | 1008371
07-D1 | 07-D1 Concord-Mt. Diablo District | 07-D1-G2050-200-LSC01 | Landscaping - LSC | NA | NA | NA | OM00001265 | NA | Grounds | NA | NA | NA | NA | NA | NA | NA | NA | NA | NA | \Classifications\Building System Class\G20-Other Systems\G2050 - Landscaping\Landscaping - LSC | 1008372
07-D1 | 07-D1 Concord-Mt. Diablo District | 07-D1-D5092-250-ELT23 | Exterior Lighting - ELT (23) | NA | NA | NA | OM00001266 |  | Exterior | NA | NA | NA | NA | 110 | DNA | Electric | 1 | NA | NA | \Classifications\Building System Class\D50-Electrical SYS\D5090 - Elec SYS\Exterior Lighting - ELT | 1008373
07-D1 | 07-D1 Concord-Mt. Diablo District | 07-D1-G2049-300-HSC04 | Hardscape - HSC | NA | NA | NA | OM00001267 | NA | Parking Lot | NA | NA | NA | NA | NA | NA | NA | NA | NA | NA | \Classifications\Building System Class\G20-Other Systems\G2040 - Site Development\Hardscape - HSC | 1008374
07-D1 | 07-D1 Concord-Mt. Diablo District | 07-D1-D2023-100-BFP01 | Backflow Preventer - BFP01 | Febco | A001453 | 825YAS | OM00001328 |  | Willow Pass Rd. | NA | NA | NA | NA | NA | NA | NA | NA | NA | NA | \Classifications\Building System Class\D20-Plumbing\D2020 - Domestic Water\Backflow Preventer - BFP | 1008375
07-D1 | 07-D1 Concord-Mt. Diablo District | 07-D1-D5010-110-EMT01 | Electric Meter Readings - EMT01 | NA | NA | NA | OM00001270 | NA | Main Electrical Room | NA | NA | NA | NA | 480 | DNA | Electric | 3 | NA | NA | \Classifications\Building System Class\D50-Electrical SYS\D5010 - Elec Service & Dist\Electric Meter Readings - EMT | 1008376
07-D1 | 07-D1 Concord-Mt. Diablo District | 07-D1-D3012-120-GMR01 | Gas Meter Readings - GMR01 | Singer | 82 | AL-800 | OM00001271 | NA | Exterior | NA | NA | NA | NA | NA | NA | Gas | NA | NA | NA | \Classifications\Building System Class\D30-HVAC Systems\D3010 - Energy Supply\Gas Meter Readings - GMR | 1008377
07-D1 | 07-D1 Concord-Mt. Diablo District | 07-D1-D2020-130-WMR01 | Water Meter Readings - WMR | NA | NA | NA | OM00001272 | NA | Exterior | NA | NA | NA | NA | NA | NA | NA | NA | NA | NA | \Classifications\Building System Class\D20-Plumbing\D2020 - Domestic Water\Water Meter Readings - WMR | 1008378
07-E3 | 07-E3 Arnason Justice Center | 07-E3-D3050-250-ACU01 | Air Conditioning,Split System - ACU-001 | MITSUBISHI ELECTRIC | 97U00817D | PUY-A12NHA3 | OM00025170 |  | ROOF | DNA | DNA | R-410A | DNA | 208/230 | 12 | Electric | 1 | NA | NA | \Classifications\Building System Class\D30-HVAC Systems\D3050 - Package SYS\Air Conditioning,Split System - ACU | 1010723
07-E3 | 07-E3 Arnason Justice Center | 07-E3-D3050-250-ACU02 | Air Conditioning,Split System - ACU-002 | MITSUBISHI ELECTRIC | 8YU01832A | PUY-A12NHA2 | OM00025199 |  | ROOF | DNA | DNA | R-410A | DNA | 240 | 12 | Electric | 1 | NA | NA | \Classifications\Building System Class\D30-HVAC Systems\D3050 - Package SYS\Air Conditioning,Split System - ACU | 1010724
07-E3 | 07-E3 Arnason Justice Center | 07-E3-D3050-250-ACU03 | Air Conditioning,Split System - ACU-003 | MITSUBISHI ELECTRIC | 8YU00786A | PUY-A12NHA2 | OM00025200 |  | ROOF | DNA | DNA | R-410A | DNA | 240 | 12 | Electric | 1 | NA | NA | \Classifications\Building System Class\D30-HVAC Systems\D3050 - Package SYS\Air Conditioning,Split System - ACU | 1010725
07-E3 | 07-E3 Arnason Justice Center | 07-E3-D3050-250-ACU04 | Air Conditioning,Split System - ACU-004 | MITSUBISHI ELECTRIC | 86U00453C | PUY-A30NHA2 | OM00025171 |  | ROOF | DNA | DNA | R-410A | DNA | 208/230 | 12 | Electric | 1 | NA | NA | \Classifications\Building System Class\D30-HVAC Systems\D3050 - Package SYS\Air Conditioning,Split System - ACU | 1010726
07-E3 | 07-E3 Arnason Justice Center | 07-E3-D3050-250-ACU05 | Air Conditioning,Split System - ACU-005 | MITSUBISHI ELECTRIC | 82U02711B | PUY-A36NHA2 | OM00025163 |  | ROOF | DNA | DNA | R-410A | DNA | 208/230 | 12 | Electric | 1 | NA | NA | \Classifications\Building System Class\D30-HVAC Systems\D3050 - Package SYS\Air Conditioning,Split System - ACU | 1010727
07-E3 | 07-E3 Arnason Justice Center | 07-E3-D3050-250-ACU06 | Air Conditioning,Split System - ACU-006 | MITSUBISHI ELECTRIC | 72U00331B | PUY-A30NHA2 | OM00025164 |  | ROOF | DNA | DNA | R-410A | DNA | 208/230 | 12 | Electric | 1 | NA | NA | \Classifications\Building System Class\D30-HVAC Systems\D3050 - Package SYS\Air Conditioning,Split System - ACU | 1010728
07-E3 | 07-E3 Arnason Justice Center | 07-E3-D3050-250-ACU07 | Air Conditioning,Split System - ACU-007 | MITSUBISHI ELECTRIC | 71U00434B | PUY-A18NHA2 | OM00025167 |  | ROOF | DNA | DNA | R-410A | DNA | 208/230 | 12 | Electric | 1 | NA | NA | \Classifications\Building System Class\D30-HVAC Systems\D3050 - Package SYS\Air Conditioning,Split System - ACU | 1010729
07-E3 | 07-E3 Arnason Justice Center | 07-E3-D3050-250-ACU08 | Air Conditioning,Split System - ACU-008 | MITSUBISHI ELECTRIC | 8YU00774A | PUY-A30NHA2 | OM00025172 |  | ROOF | DNA | DNA | R-410A | DNA | 208/230 | 12 | Electric | 1 | NA | NA | \Classifications\Building System Class\D30-HVAC Systems\D3050 - Package SYS\Air Conditioning,Split System - ACU | 1010730
07-E3 | 07-E3 Arnason Justice Center | 07-E3-D3050-250-ACU101 | Air Conditioning,Split System - ACU-101 | MITSUBISHI ELECTRIC | 8YU01565A | PUY-A12NHA2 | OM00025169 |  | ROOF | DNA | DNA | R-410A | DNA | 208/230 | 12 | Electric | 1 | NA | NA | \Classifications\Building System Class\D30-HVAC Systems\D3050 - Package SYS\Air Conditioning,Split System - ACU | 1010731
07-E3 | 07-E3 Arnason Justice Center | 07-E3-D3050-250-ACU102 | Air Conditioning,Split System - ACU-102 | MITSUBISHI ELECTRIC | 81U02371B | PUY-A12NHA2 | OM00025165 |  | ROOF | DNA | DNA | R-410A | DNA | 208/230 | 12 | Electric | 1 | NA | NA | \Classifications\Building System Class\D30-HVAC Systems\D3050 - Package SYS\Air Conditioning,Split System - ACU | 1010732
07-E3 | 07-E3 Arnason Justice Center | 07-E3-D3050-250-ACU201 | Air Conditioning,Split System - ACU-201 | MITSUBISHI ELECTRIC | 94U00011C | PUY-A12NHA3 | OM00025168 |  | ROOF | DNA | DNA | R-410A | DNA | 208/230 | 12 | Electric | 1 | NA | NA | \Classifications\Building System Class\D30-HVAC Systems\D3050 - Package SYS\Air Conditioning,Split System - ACU | 1010733
07-E3 | 07-E3 Arnason Justice Center | 07-E3-D3050-250-ACU202 | Air Conditioning,Split System - ACU-202 | MITSUBISHI ELECTRIC | 73U01779B | PUY-A12NHA2 | OM00025166 |  | ROOF | DNA | DNA | R-410A | DNA | 208/230 | 12 | Electric | 1 | NA | NA | \Classifications\Building System Class\D30-HVAC Systems\D3050 - Package SYS\Air Conditioning,Split System - ACU | 1010734
07-E3 | 07-E3 Arnason Justice Center | 07-E3-D3041-110-AHU01 | Air Handling Unit - AHU01 | DNA | DNA | DNA | OM00032262 | NA | MECHANICAL ROOM | CARLISLE BP130. SUPER BLUE RIBBON. | 24X24X2 (40) MERV 8 PLEATED PRE-FILTER / 24X24X12 (40) MERV 13 PLEATED FILTER | NA | 40 (2), 15 (2) | 460 | DNA | Electric | 3 | NA | NA | \Classifications\Building System Class\D30-HVAC Systems\D3040 - Distribution SYS\Air Handling Unit - AHU | 1010735
07-E3 | 07-E3 Arnason Justice Center | 07-E3-D5010-234-ATS01 | Automatic Transfer Switch - ATS01 | CUMMINS | C100109731 | OTPCB-4460031 | OM00025137 |  | LOWER LEVEL-ELECTRICAL ROOM A | NA | NA | NA | NA | 480 | 600 | Electric | 3 | NA | NA | \Classifications\Building System Class\D50-Electrical SYS\D5010 - Elec Service & Dist\Automatic Transfer Switch - ATS | 1010736
07-E3 | 07-E3 Arnason Justice Center | 07-E3-D2023-100-BFP01 | Backflow Preventer - Fire BFP01 | FEBCO | N0910290703 | 826YD | OM00025151 | METER #35639393 | EXTERIOR | NA | NA | NA | NA | NA | NA | NA | NA | NA | NA | \Classifications\Building System Class\D20-Plumbing\D2020 - Domestic Water\Backflow Preventer - BFP | 1010737
07-E3 | 07-E3 Arnason Justice Center | 07-E3-D2023-100-BFP02 | Backflow Preventer - BFP02 | FEBCO | J031004 | 825Y | OM00025148 |  | EXTERIOR | NA | NA | NA | NA | NA | NA | NA | NA | NA | NA | \Classifications\Building System Class\D20-Plumbing\D2020 - Domestic Water\Backflow Preventer - BFP | 1010738
07-E3 | 07-E3 Arnason Justice Center | 07-E3-D2023-100-CTY03 | Backflow Preventer - CTY03 | ZURN WILKINS | X10409 | DNA | OM00025146 | Acct#:120185001 Meter#: A70200520 | EXTERIOR | NA | NA | NA | NA | NA | NA | NA | NA | NA | NA | \Classifications\Building System Class\D20-Plumbing\D2020 - Domestic Water\Backflow Preventer - BFP | 1010739
07-E3 | 07-E3 Arnason Justice Center | 07-E3-D2023-100-BFP04 | Backflow Preventer - BFP04 | FEBCO | J018056 | 825Y | OM00025145 |  | EXTERIOR | NA | NA | NA | NA | NA | NA | NA | NA | NA | NA | \Classifications\Building System Class\D20-Plumbing\D2020 - Domestic Water\Backflow Preventer - BFP | 1010740
07-E3 | 07-E3 Arnason Justice Center | 07-E3-D2023-100-BFP05 | Backflow Preventer - BFP05 | FEBCO | H17299 | 860 | OM00025147 | Acct #: 120551001 Meter#: N70161896 | EXTERIOR | NA | NA | NA | NA | NA | NA | NA | NA | NA | NA | \Classifications\Building System Class\D20-Plumbing\D2020 - Domestic Water\Backflow Preventer - BFP | 1010741
07-E3 | 07-E3 Arnason Justice Center | 07-E3-D2023-100-BFP06 | Backflow Preventer - BFP06 | WATTS | 510 | RP LF009M2QT | OM00025158 | METER# 73174103 | MECHANICAL ROOM | NA | NA | NA | NA | NA | NA | NA | NA | NA | NA | \Classifications\Building System Class\D20-Plumbing\D2020 - Domestic Water\Backflow Preventer - BFP | 1010742
07-E3 | 07-E3 Arnason Justice Center | 07-E3-D2023-100-BFP07 | Backflow Preventer - BFP07 | WATTS | 000270 | RP LF009M2QT | OM00025173 |  | BOILER ROOM | NA | NA | NA | NA | NA | NA | NA | NA | NA | NA | \Classifications\Building System Class\D20-Plumbing\D2020 - Domestic Water\Backflow Preventer - BFP | 1010743
07-E3 | 07-E3 Arnason Justice Center | 07-E3-D3021-130-BLR01 | Boiler,Hot Water,Oil/Gas/Comb. - BLR01 | CLEAVER BROOKS | 01845-1-2 | CFC-700-750-60HW | OM00025174 | NA | BOILER ROOM | NA | NA | NA | NA | 120 | NA | Gas | 1 | 750000 | 675000 | \Classifications\Building System Class\D30-HVAC Systems\D3020 - Heat SYS\Boiler,Hot Water,Oil/Gas/Comb. - BLR | 1010744
07-E3 | 07-E3 Arnason Justice Center | 07-E3-D3021-130-BLR02 | Boiler,Hot Water,Oil/Gas/Comb. - BLR02 | CLEAVER BROOKS | 01845-1-1 | CFC-700-750-60HW | OM00025175 | NA | BOILER ROOM | NA | NA | NA | NA | 120 | NA | Gas | 1 | 750000 | 675000 | \Classifications\Building System Class\D30-HVAC Systems\D3020 - Heat SYS\Boiler,Hot Water,Oil/Gas/Comb. - BLR | 1010745
07-E3 | 07-E3 Arnason Justice Center | 07-E3-D3068-100-BAS01 | Building Automation System - BAS01 | ALERTON | DNA | ENVISION FOR BACTALK V2.5 | OM00025121 | NA | LOWER LEVEL-FACILITIES OFFICE | NA | NA | NA | NA | 110 | DNA | Electric | 1 | NA | NA | \Classifications\Building System Class\D30-HVAC Systems\D3060 - Control & Inst Air\Building Automation System - BAS | 1010746
07-E3 | 07-E3 Arnason Justice Center | 07-E3-D3031-100-PCH01 | Chilled Water Pump - PCH01 | Bell Gossett | C095740-02 | 1510 | OM00025427 | NA | CHILLER ROOM | NA | NA | NA | 7 1/2 | 460 | DNA | Electric | 3 | NA | NA | \Classifications\Building System Class\D30-HVAC Systems\D3030 - Cooling SYS\Chilled Water Pump - PCH | 1010747
07-E3 | 07-E3 Arnason Justice Center | 07-E3-D3031-100-PCH02 | Chilled Water Pump - PCH02 | Bell Gossett | C095740-01 k90 | 1510 | OM00025426 | NA | CHILLER ROOM | NA | NA | NA | 7 1/2 | 460 | DNA | Electric | 3 | NA | NA | \Classifications\Building System Class\D30-HVAC Systems\D3030 - Cooling SYS\Chilled Water Pump - PCH | 1010748
07-E3 | 07-E3 Arnason Justice Center | 07-E3-D5010-110-MCC01 | Chiller Motor Control Center - MCC01 | DNA | DNA | DNA | OM00025429 | NA | CHILLER ROOM | NA | NA | NA | NA | 460 | DNA | Electric | 3 | NA | NA | \Classifications\Building System Class\D50-Electrical SYS\D5010 - Elec Service & Dist\Chiller Room Electrical Panel - MCC | 1010749
07-E3 | 07-E3 Arnason Justice Center | 07-E3-D3031-130-CLR01 | Chiller,Water Cooled - CLR01 | McQuay | STNU091200022 | WMC145SSC-ER10 | OM00025421 | NA | CHILLER ROOM | NA | NA | R-134a | NA | 460 | 110 | Electric | 3 | NA | NA | \Classifications\Building System Class\D30-HVAC Systems\D3030 - Cooling SYS\Chiller, Water Cooled - CLR | 1010750
07-E3 | 07-E3 Arnason Justice Center | 07-E3-D3031-130-CLR02 | Chiller,Water Cooled - CLR02 | McQuay | STNU091200023 | WMC145SSC-ER10 | OM00025422 | NA | CHILLER ROOM | NA | NA | R-134a | NA | 460 | 110 | Electric | 3 | NA | NA | \Classifications\Building System Class\D30-HVAC Systems\D3030 - Cooling SYS\Chiller, Water Cooled - CLR | 1010751
07-E3 | 07-E3 Arnason Justice Center | 07-E3-D3031-100-PCH03 | Condenser Water/tower water Pump - PCH03 | BELL & GOSSETT | C095739-01K90 | 1510BF8.375 | OM00025159 | NA | MECHANICAL ROOM | NA | NA | NA | 10 | 208-230/460 | 27-24.4/12.2 | Electric | 3 | NA | NA | \Classifications\Building System Class\D30-HVAC Systems\D3030 - Cooling SYS\Chilled Water Pump - PCH | 1010752
07-E3 | 07-E3 Arnason Justice Center | 07-E3-D3031-100-PCH04 | Condenser Water/tower water Pump - PCH04 | BELL & GOSSETT | C095739-02K90 | 1510BF8.375 | OM00025160 | NA | MECHANICAL ROOM | NA | NA | NA | 10 | 208-230/460 | 27-24.4/12.2 | Electric | 3 | NA | NA | \Classifications\Building System Class\D30-HVAC Systems\D3030 - Cooling SYS\Chilled Water Pump - PCH | 1010753
07-E3 | 07-E3 Arnason Justice Center | 07-E3-D3030-110-CTW01 | Cooling Tower - CTW01 | BALTIMORE AIRCOIL | U095992601 | PT2-0709A-2H2 | OM00025162 | NA | ROOF | 2B136 (2) | NA | NA | 5 (2) | 230/460 | 13/6.5 | Electric | 3 | NA | NA | \Classifications\Building System Class\D30-HVAC Systems\D3030 - Cooling SYS\Cooling Tower - CTW | 1010754
07-E3 | 07-E3 Arnason Justice Center | 07-E3-D2023-310-WBS01 | Domestic Water Booster System - WBS01 | GRUNDFOS | HYDRO MUTLI-E 2CRE15-2 | 91137769 P1 3710 | OM00025126 | NA | LOWER LEVEL -CENTRAL CUSOTODIAL STORAGE | NA | NA | NA | 5 | 480 | 7 | Electric | 3 | NA | NA | \Classifications\Building System Class\D20-Plumbing\D2020 - Domestic Water\Domestic Water Booster System - WBS | 1010755
07-E3 | 07-E3 Arnason Justice Center | 07-E3-B2033-120-DOR06 | Door,Sliding,Electric - DOR06 Sally Port | Normant | DNA | DNA | OM00025132 | NA | EXTERIOR - SALLY PORT ENTRY TO BUILDING | NA | NA | NA | DNA | DNA | DNA | Electric | DNA | NA | NA | \Classifications\Building System Class\B20-General Building Exterior\B2030 - Exterior Doors\Door,Automatic-Sliding,Revolving - DOR | 1010756
07-E3 | 07-E3 Arnason Justice Center | 07-E3-B2033-120-DOR02 | Door,Sliding,Electric - DOR02 | Normant | DNA | DNA | OM00025442 | NA | INTERIOR DETENTION | NA | NA | NA | DNA | DNA | DNA | Electric | DNA | NA | NA | \Classifications\Building System Class\B20-General Building Exterior\B2030 - Exterior Doors\Door,Automatic-Sliding,Revolving - DOR | 1010757
07-E3 | 07-E3 Arnason Justice Center | 07-E3-B2033-120-DOR03 | Door,Sliding,Electric - DOR03 | Normant | DNA | DNA | OM00025443 | NA | INTERIOR DETENTION | NA | NA | NA | DNA | DNA | DNA | Electric | DNA | NA | NA | \Classifications\Building System Class\B20-General Building Exterior\B2030 - Exterior Doors\Door,Automatic-Sliding,Revolving - DOR | 1010758
07-E3 | 07-E3 Arnason Justice Center | 07-E3-B2033-120-DOR04 | Door,Sliding,Electric - DOR04 | Normant | DNA | DNA | OM00025440 | NA | INTERIOR DETENTION | NA | NA | NA | DNA | DNA | DNA | Electric | DNA | NA | NA | \Classifications\Building System Class\B20-General Building Exterior\B2030 - Exterior Doors\Door,Automatic-Sliding,Revolving - DOR | 1010759
07-E3 | 07-E3 Arnason Justice Center | 07-E3-B2033-120-DOR05 | Door,Sliding,Electric - DOR05 | Normant | DNA | DNA | OM00025441 | NA | INTERIOR DETENTION | NA | NA | NA | DNA | DNA | DNA | Electric | DNA | NA | NA | \Classifications\Building System Class\B20-General Building Exterior\B2030 - Exterior Doors\Door,Automatic-Sliding,Revolving - DOR | 1010760
07-E3 | 07-E3 Arnason Justice Center | 07-E3-B2033-120-DOR01 | Door,Swinging Electric-DOR01 Judges Parking Entrance | LCN | DNA | SERIES 4640 | OM00025122 | NA | LOWER LEVEL -SECURED HALLWAY | NA | NA | NA | NA | 110 | DNA | Electric | 1 | NA | NA | \Classifications\Building System Class\B20-General Building Exterior\B2030 - Exterior Doors\Door,Automatic-Sliding,Revolving - DOR | 1010761
07-E3 | 07-E3 Arnason Justice Center | 07-E3-D5010-110-EMT01 | Electric Meter Readings - EMT-01 | PG&E | 1780-4368E1 | SMART METER | OM00025141 | NA | LOWER LEVEL -ELECTRICAL ROOM B | NA | NA | NA | NA | 277/480 | 2500 | Electric | 3 | NA | NA | \Classifications\Building System Class\D50-Electrical SYS\D5010 - Elec Service & Dist\Electric Meter Readings - EMT | 1010762
07-E3 | 07-E3 Arnason Justice Center | 07-E3-D1010-100-ELE01 | Elevator,Hydraulic,Pass/Freight - ELE01 | OTIS | 248095 | TH120 | OM00025195 | State ID# 154889 | LOWER LEVEL #1 & #2 EMR | NA | NA | NA | 50 | 230/460 | 130/65 | Hydraulic | 3 | NA | NA | \Classifications\Building System Class\D10-Conveyance Systems\D1010 - Elevator\Elevator,Hydraulic,Pass/Freight - ELE | 1010763
07-E3 | 07-E3 Arnason Justice Center | 07-E3-D1010-100-ELE02 | Elevator,Hydraulic,Pass/Freight - ELE02 | OTIS | 248096 | TH120 | OM00025196 | State ID# 154890 | LOWER LEVEL- #1 & #2 EMR | NA | NA | NA | 50 | 230/460 | 130/65 | Hydraulic | 3 | NA | NA | \Classifications\Building System Class\D10-Conveyance Systems\D1010 - Elevator\Elevator,Hydraulic,Pass/Freight - ELE | 1010764
07-E3 | 07-E3 Arnason Justice Center | 07-E3-D1010-100-ELE03 | Elevator,Hydraulic,Pass/Freight - ELE03 | OTIS | 132215-09 | TH120 | OM00025438 | State ID# 154891 | LOWER LEVEL - #3 & #5 EMR | NA | NA | NA | 50 | 230/460 | 130/65 | Hydraulic | 3 | NA | NA | \Classifications\Building System Class\D10-Conveyance Systems\D1010 - Elevator\Elevator,Hydraulic,Pass/Freight - ELE | 1010765
07-E3 | 07-E3 Arnason Justice Center | 07-E3-D1010-100-ELE04 | Elevator,Hydraulic,Pass/Freight - ELE04 | OTIS | 132215-08 | TH120 | OM00025444 | State ID# 154892 | LOWER LEVEL - #4 EMR | NA | NA | NA | 50 | 230/460 | 130/65 | Hydraulic | 3 | NA | NA | \Classifications\Building System Class\D10-Conveyance Systems\D1010 - Elevator\Elevator,Hydraulic,Pass/Freight - ELE | 1010766
07-E3 | 07-E3 Arnason Justice Center | 07-E3-D1010-100-ELE05 | Elevator,Hydraulic,Pass/Freight - ELE05 | OTIS | QS409-9 | TH120 | OM00025439 | State ID# 154893 | LOWER LEVEL - #3 & #5 EMR | NA | NA | NA | 50 | 230/460 | 130/65 | Hydraulic | 3 | NA | NA | \Classifications\Building System Class\D10-Conveyance Systems\D1010 - Elevator\Elevator,Hydraulic,Pass/Freight - ELE | 1010767
07-E3 | 07-E3 Arnason Justice Center | 07-E3-D5092-250-EML63 | Emergency And Exit Lighting - EML63 | LITHONIA & Controlled Power Company | ELN-01124 | eLITE Series ELN-JJX-1.5KW-N | OM00032268 | NA | VARIOUS & Lower Level Sally Port Electrical Rm | NA | NA | NA | NA | 110 | DNA | Electric | 1 | NA | NA | \Classifications\Building System Class\D50-Electrical SYS\D5090 - Elec SYS\Emergency And Exit Lighting - EML | 1010768
07-E3 | 07-E3 Arnason Justice Center | 07-E3-D5092-210-GEN01 | Emergency Standby Generator - GEN01 | CUMMINS | E100117640 | DFEH-44600033 | OM00025137 | NA | EXTERIOR | 3103836 (1) | DNA | NA | 755 | 460 | DNA | Diesel | 3 | NA | NA | \Classifications\Building System Class\D50-Electrical SYS\D5090 - Elec SYS\Emergency Generator - GEN | 1010769
07-E3 | 07-E3 Arnason Justice Center | 07-E3-D3042-220-EFN01 | Exhaust Fan (over 5hp)- EF302 | GREENHECK | 1207 | SWB 216 | OM00032265 | NA | ROOF | B36 | NA | NA | 3 | 460 | 460 | Electric | 3 | NA | NA | \Classifications\Building System Class\D30-HVAC Systems\D3040 - Distribution SYS\Supply/Exhaust/Return fans- FAN | 1010770
07-E3 | 07-E3 Arnason Justice Center | 07-E3-D5092-250-ELT16 | Exterior Lighting - ELT | NA | NA | NA | OM00032267 |  | EXTERIOR | NA | NA | NA | NA | 277 | DNA | Electric | DNA | NA | NA | \Classifications\Building System Class\D50-Electrical SYS\D5090 - Elec SYS\Exterior Lighting - ELT | 1010771
07-E3 | 07-E3 Arnason Justice Center | 07-E3-D3040-120-FCU01 | Fan Coil Unit - FCU01 | McQuay | TLNU -09 11 00081 | D007W4yy020P432Y3yhi | OM00032264 | NA | CHILLER ROOM | NA | NA | NA | 2 | 460 | 6.1 | Electric | 3 | NA | NA | \Classifications\Building System Class\D30-HVAC Systems\D3040 - Distribution SYS\Fan Coil Unit - FCU | 1010772
07-E3 | 07-E3 Arnason Justice Center | 07-E3-D5037-710-FAP01 | Fire Alarm Panel - FAP01 | FARADAY | DNA | MPC-7000 | OM00025123 | NA | LOWER LEVEL - MDF ROOM | NA | NA | NA | NA | 110 | DNA | Electric | 1 | NA | NA | \Classifications\Building System Class\D50-Electrical SYS\D5030 - Comm & Security\Fire Alarm Panel - FAP | 1010773
07-E3 | 07-E3 Arnason Justice Center | 07-E3-D3041-160-FDP92 | Fire Dampers - FDP92 | DNA | DNA | DNA | OM00032824 | NA | VARIOUS | NA | NA | NA | NA | 110 | DNA | Electric | 1 | NA | NA | \Classifications\Building System Class\D30-HVAC Systems\D3040 - Distribution SYS\Fire Dampers - FDP | 1010774
07-E3 | 07-E3 Arnason Justice Center | 07-E3-B2034-400-DOH01 | Fire Doors Overhead - FRO | LOREN COOK | DNA | DNA | OM00032827 | NA | Floor 1 | NA | NA | NA | NA | NA | DNA | NA | NA | NA | NA | \Classifications\Building System Class\B20-General Building Exterior\B2030 - Exterior Doors\Door,Overhead-Shutter,Manual,Elec,Roll-up - DOH | 1010775
07-E3 | 07-E3 Arnason Justice Center | 07-E3-B2034-400-DOH02 | Personnel Control rolldown doors, fire or manually activated. Not fire rated doors. DOH | LOREN COOK | DNA | DNA | OM00032828 | NA | Floor 1 | NA | NA | NA | NA | NA | DNA | NA | NA | NA | NA | \Classifications\Building System Class\B20-General Building Exterior\B2030 - Exterior Doors\Door,Overhead-Shutter,Manual,Elec,Roll-up - DOH | 1010776
07-E3 | 07-E3 Arnason Justice Center | 07-E3-B2034-400-DOH03 | Personnel Control rolldown doors, fire or manually activated. Not fire rated doors. DOH | LOREN COOK | DNA | DNA | OM00032829 | NA | Floor 1 | NA | NA | NA | NA | NA | DNA | NA | NA | NA | NA | \Classifications\Building System Class\B20-General Building Exterior\B2030 - Exterior Doors\Door,Overhead-Shutter,Manual,Elec,Roll-up - DOH | 1010777
07-E3 | 07-E3 Arnason Justice Center | 07-E3-C1020-110-FRD05 | Fire Doors Sliding (Fire Curtain)- FRD | WON | DNA | DNA | OM00032277 | NA | 2nd Floor - Center North | NA | NA | NA | NA | NA | DNA | NA | NA | NA | NA | \Classifications\Building System Class\C10-General Building Interior\C1020 - Fire Doors\Fire Doors - FRD | 1010778
07-E3 | 07-E3 Arnason Justice Center | 07-E3-D4031-100-FEX18 | Fire Extinguisher - FEX18 | AMEREX | J-35350 | B456 | OM00032276 |  | VARIOUS | NA | NA | NA | NA | NA | NA | NA | NA | NA | NA | \Classifications\Building System Class\D40-Fire Protection SYS\D4030 - FIRE SPEC\Fire Extinguisher - FEX | 1010779
07-E3 | 07-E3 Arnason Justice Center | 07-E3-D3012-120-GMR01 | Gas Meter Readings - GMR01 | ROOTS | 954781 | 156175 | OM00032825 | NA | LOWER LEVEL -GAS METER ROOM | NA | NA | NA | NA | NA | NA | NA | NA | NA | NA | \Classifications\Building System Class\D30-HVAC Systems\D3010 - Energy Supply\Gas Meter Readings - GMR | 1010780
07-E3 | 07-E3 Arnason Justice Center | 07-E3-G2049-300-HSC10 | Hardscape - HSC10 | DNA | DNA | DNA | OM00032266 | NA | EXTERIOR | NA | NA | NA | NA | NA | NA | NA | NA | NA | NA | \Classifications\Building System Class\G20-Other Systems\G2040 - Site Development\Hardscape - HSC | 1010781
07-E3 | 07-E3 Arnason Justice Center | 07-E3-D3044-125-PHW01 | Hot Water Pump - PHW01 | BELL & GOSSETT | C095741-02K90 | 1510BF8.5 | OM00025178 | NA | BOILER ROOM | NA | NA | NA | 5 | 208-230/460 | 14.2-12.8/6.41 | Electric | 1 | NA | NA | \Classifications\Building System Class\D30-HVAC Systems\D3040 - Distribution SYS\Hot Water Pump - PHW | 1010782
07-E3 | 07-E3 Arnason Justice Center | 07-E3-D3044-125-PHW02 | Hot Water Pump - PHW02 | BELL & GOSSETT | C095741-01K90 | 1510BF8.5 | OM00025179 | NA | BOILER ROOM | NA | NA | NA | 5 | 208-230/460 | 14.2-12.8/6.41 | Electric | 1 | NA | NA | \Classifications\Building System Class\D30-HVAC Systems\D3040 - Distribution SYS\Hot Water Pump - PHW | 1010783
07-E3 | 07-E3 Arnason Justice Center | 07-E3-D5038-810-ITA01 | Intrusion Alarm - ITA01 | FIRE ALERT | DNA | FA1670C/FA1700C | OM00025124 | NA | LOWER LEVEL - MDF ROOM | NA | NA | NA | NA | 110 | DNA | Electric | 1 | NA | NA | \Classifications\Building System Class\D50-Electrical SYS\D5030 - Comm & Security\Intrusion Alarm - ITA | 1010784
07-E3 | 07-E3 Arnason Justice Center | 07-E3-D5010-200-ESD01 | Main Electrical Panel - SBR01 | GE | 17804368E-1 | MSB | OM00025140 |  | LOWER LEVEL - ELECTRICAL ROOM B | NA | NA | NA | NA | 277/480 | 2500 | Electric | 3 | NA | NA | \Classifications\Building System Class\D50-Electrical SYS\D5010 - Elec Service & Dist\Electical Service and Distribution - ESD | 1010785
07-E3 | 07-E3 Arnason Justice Center | 07-E3-D3060-100-RDS01 | Refrigerant Leak Detection System - RDS01 | HONEYWELL | DNA | 301C | OM00025430 | NA | CHILLER ROOM | NA | NA | NA | NA | 110 | DNA | Electric | 1 | NA | NA | \Classifications\Building System Class\D30-HVAC Systems\D3060 - Control & Inst Air\Refrigerant Leak Detection System - RDS | 1010786
07-E3 | 07-E3 Arnason Justice Center | 07-E3-B3010-100-RUF01 | Roof - RUF01 | DNA | DNA | DNA | OM00032274 | NA | EXTERIOR | NA | NA | NA | NA | NA | NA | NA | NA | NA | NA | \Classifications\Building System Class\B30-Roofing\B3010 - Roof Types\Roof - RUF | 1010787
07-E3 | 07-E3 Arnason Justice Center | 07-E3-G2023-150-PEG01 | Secured Parking Gate - PEG01 - Bi-fold Entry | ELECTRIC POWER DOOR | HS27020001A | DNA | OM00025130 | NA | EXTERIOR - JUDGES PARKING | NA | NA | NA | NA | NA | NA | HYDRAULIC | NA | NA | NA | \Classifications\Building System Class\G20-Other Systems\G2020 - Parking Lots\Secured Parking Gate - PEG | 1010788
07-E3 | 07-E3 Arnason Justice Center | 07-E3-G2023-150-PEG02 | Secured Parking Gate - PEG02 - Bi-fold Entry | ELECTRIC POWER DOOR | HS27020002A | DNA | OM00032279 | NA | EXTERIOR - JUDGES PARKING | NA | NA | NA | NA | NA | NA | HYDRAULIC | NA | NA | NA | \Classifications\Building System Class\G20-Other Systems\G2020 - Parking Lots\Secured Parking Gate - PEG | 1010789
07-E3 | 07-E3 Arnason Justice Center | 07-E3-G2023-150-PEG03 | Secured Parking Gate - PEG03 - Bi-fold Entry | ELECTRIC POWER DOOR | HS27020003A | DNA | OM00032280 | NA | EXTERIOR - SALLY PORT EXIT | NA | NA | NA | NA | 460 | 5 | HYDRAULIC | 3 | NA | NA | \Classifications\Building System Class\G20-Other Systems\G2020 - Parking Lots\Secured Parking Gate - PEG | 1010790
07-E3 | 07-E3 Arnason Justice Center | 07-E3-G2023-160-PEB01 | Security Parking Electric Barrier- PEB01 Employee South Exit | DOOR KING | 23 | 1601088 | OM00025150 | NA | EXTERIOR | NA | NA | NA | 0.5 | 230 | 2.7 | Electric | 1 | NA | NA | \Classifications\Building System Class\G20-Other Systems\G2020 - Parking Lots\Security Parking Electric Barrier - PEB | 1010791
07-E3 | 07-E3 Arnason Justice Center | 07-E3-G2023-160-PEB02 | Security Parking Electric Barrier- PEB02 South Entrance | DOOR KING | 25 | 1601088 | OM00025152 | NA | EXTERIOR | NA | NA | NA | 0.5 | 230 | 2.7 | Electric | 1 | NA | NA | \Classifications\Building System Class\G20-Other Systems\G2020 - Parking Lots\Security Parking Electric Barrier - PEB | 1010792
07-E3 | 07-E3 Arnason Justice Center | 07-E3-G2023-160-PEB03 | Security Parking Electric Barrier- PEB03 North Entrance | DOOR KING | 24 | 1601088 | OM00025153 | NA | EXTERIOR | NA | NA | NA | 0.5 | 230 | 2.7 | Electric | 1 | NA | NA | \Classifications\Building System Class\G20-Other Systems\G2020 - Parking Lots\Security Parking Electric Barrier - PEB | 1010793
07-E3 | 07-E3 Arnason Justice Center | 07-E3-G2023-160-PEB04 | Security Parking Electric Barrier- PEB04 North Exit | DOOR KING | 22 | 1601088 | OM00025154 | NA | EXTERIOR | NA | NA | NA | 0.5 | 230 | 2.7 | Electric | 1 | NA | NA | \Classifications\Building System Class\G20-Other Systems\G2020 - Parking Lots\Security Parking Electric Barrier - PEB | 1010794
07-E3 | 07-E3 Arnason Justice Center | 07-E3-G2023-160-PEB05 | Security Parking Electric Barrier- PEB05 Crash Arm West | DELTA SCIENTIFIC | DNA | DNA | OM00025193 | NA | EXTERIOR | NA | NA | NA | DNA | DNA | DNA | Electric | DNA | NA | NA | \Classifications\Building System Class\G20-Other Systems\G2020 - Parking Lots\Security Parking Electric Barrier - PEB | 1010795
07-E3 | 07-E3 Arnason Justice Center | 07-E3-G2023-160-PEB06 | Security Parking Electric Barrier- PEB06 Crash Arm East | DELTA SCIENTIFIC | DNA | DNA | OM00025194 | NA | EXTERIOR | NA | NA | NA | DNA | DNA | DNA | Electric | DNA | NA | NA | \Classifications\Building System Class\G20-Other Systems\G2020 - Parking Lots\Security Parking Electric Barrier - PEB | 1010796
07-E3 | 07-E3 Arnason Justice Center | 07-E3-D3042-240-SEF01 | Specialty Exhaust Fan - SEF01 | GREENHECK | 119170230911 | CWB-161-5-X | OM00032263 | NA | CHILLER ROOM | 4L240 (1) | NA | NA | 1/20 | 460 | 1 | Electric | 3 | NA | NA | \Classifications\Building System Class\D30-HVAC Systems\D3040 - Distribution SYS\Supply/Exhaust/Return fans- FAN | 1010797
07-E3 | 07-E3 Arnason Justice Center | 07-E3-D2040-100-PSU01 | Sump Pump - PSU01 | DNA | DNA | DNA | OM00025128 | NA | EXTERIOR - JUDGES PARKING | NA | NA | NA | 3.2 | 208 | 11 | Electric | 3 | NA | NA | \Classifications\Building System Class\D20-Plumbing\D2040 - Rain Drain\Sump Pump - PSU | 1010798
07-E3 | 07-E3 Arnason Justice Center | 07-E3-D4010-150-FMS01 | System Extinguishing,Wet Pipe - FMS01 | VIKING | 05891D | E219 | OM00025197 | NA | LOWER LEVEL - MECHANICAL ROOM | NA | NA | NA | NA | NA | NA | NA | NA | NA | NA | \Classifications\Building System Class\D40-Fire Protection SYS\D4010 - Sprinkler SYS\Fire Systems, stand pipes - FMS | 1010799
07-E3 | 07-E3 Arnason Justice Center | 07-E3-D4013-200-PRE01 | System,Extinguishing,Deluge/Preaction - FMS02 | VIKING TRIM PAC | DNA | 13792B-3 | OM00025198 | NA | LOWER LEVEL - MECHANICAL ROOM | NA | NA | NA | NA | NA | NA | NA | NA | NA | NA | \Classifications\Building System Class\D40-Fire Protection SYS\D4010 - Sprinkler SYS\Fire Systems, Preaction System - PRE | 1010800
07-E3 | 07-E3 Arnason Justice Center | 07-E3-D4094-450-SFM01 | System,Extinguishing,FM200 - SFM01 | FIKE | DNA | 10-071 SERIES CHEETAH XL | OM00025125 | NA | LOWER LEVEL - MDF ROOM | NA | NA | NA | NA | 110 | DNA | Electric | 1 | NA | NA | \Classifications\Building System Class\D40-Fire Protection SYS\D4090 - Other Fire Protection Systems\Fire Suppression, Gaseous - SFM | 1010801
07-E3 | 07-E3 Arnason Justice Center | 07-E3-D5092-100-CTY01 | Uninterruptible Power System - UPS01 AOC not Responsible for asset doesn't support building equipment | EATON | ED161CAB04 | 80 | OM00025138 | NA | LOWER LEVEL - ELECTRICAL ROOM A | NA | NA | NA | NA | 120/208 | 200 | Electric | 3 | NA | NA | \Classifications\Building System Class\D50-Electrical SYS\D5090 - Elec SYS\Uninterruptible Power System - UPS | 1010802
07-E3 | 07-E3 Arnason Justice Center | 07-E3-D2020-130-WMR01 | Water Meter Readings - WMR01 | NEPTUNE | 70200520 | HPT | OM00025432 | NA | EXTERIOR | NA | NA | NA | NA | NA | NA | NA | NA | NA | NA | \Classifications\Building System Class\D20-Plumbing\D2020 - Domestic Water\Water Meter Readings - WMR | 1010803
07-E3 | 07-E3 Arnason Justice Center | 07-E3-D2020-130-WMR02 | Water Meter Readings - WMR02 | BADGER | 35639393 | 25 | OM00025149 | NA | EXTERIOR | NA | NA | NA | NA | NA | NA | NA | NA | NA | NA | \Classifications\Building System Class\D20-Plumbing\D2020 - Domestic Water\Water Meter Readings - WMR | 1010804
07-E3 | 07-E3 Arnason Justice Center | 07-E3-B3010-100-RFG01 | Green Roof | NA | NA | NA | OM00032822 |  | Green Roof | NA | NA | NA | NA | NA | NA | NA | NA | NA | NA | \Classifications\Building System Class\B30-Roofing\B3010 - Roof Types\Green Roof - RFG | 1011521
07-E3 | 07-E3 Arnason Justice Center | 07-E3-B2010-100-BLD01 | Building | NA | NA | NA | OM00032821 | State ID# 07-000-774480 | [11 empty] | \Classifications\Building System Class\B20-General Building Exterior\B2010 - Exterior Walls\Building - BLD | 1011694
07-E3 | 07-E3 Richard E. Arnason Justice Center | 07-E3-D2023-100-BFP08 | Backflow Preventer - BFP08 | Watts | 516 | LF009M2 RP | OM00025423 |  | Roof CHW Loop | NA | NA | NA | NA | NA | NA | NA | NA | NA | NA | \Classifications\Building System Class\D20-Plumbing\D2020 - Domestic Water\Backflow Preventer - BFP | 1015676
07-E3 | 07-E3 Richard E. Arnason Justice Center | 07-E3-D2023-100-BFP09 | Backflow Preventer - BFP09 Fire Main | Zurn | Y04889 | 375ADA 8" | OM00025505 | Meter #: 35339271 | NW Quadrant, Exterior Fire Main | NA | NA | NA | NA | NA | NA | NA | NA | NA |  | \Classifications\Building System Class\D20-Plumbing\D2020 - Domestic Water\Backflow Preventer - BFP | 1015797
07-E3 | 07-E3 Richard E. Arnason Justice Center | 07-E3-D2023-100-BFP10 | Backflow Preventer - BFP10 Fire Main Bypass | Wilkins | 3040886 | 975XLDRP 3/4" | OM00032257 | Meter #: 35339271 | NW Quadrant, Exterior Fire Main | NA | NA | NA | NA | NA | NA | NA | NA | NA |  | \Classifications\Building System Class\D20-Plumbing\D2020 - Domestic Water\Backflow Preventer - BFP | 1015798
07-E3 | 07-E3 Richard E. Arnason Justice Center | 07-E3-D3050-250-ACU09 | CRAC Unit #1 | Liebert | 0590N192704 | Mini-Mate 2, 8 ton Mod: MMD46E7COOL0S78 | OM00032798 |  | Lower Level MDF Room | B52 | 23x18x2 (2) | R-407C | NA | 240 | 6.3 | Electric | 3 | NA | NA | \Classifications\Building System Class\D30-HVAC Systems\D3050 - Package SYS\Air Conditioning,Split System - ACU | 1016033
07-E3 | 07-E3 Richard E. Arnason Justice Center | 07-E3-D3050-250-ACU10 | CRAC Unit #2 | Liebert | 0590N192687 | Mini-Mate 2, 8 ton. Mod: MMD46E7COOL0S78 | OM00032797 |  | Lower Level MDF Room | B52 | 23x18x2 (2) | R-407C | NA | 240 | 6.3 | Electric | 3 | NA | NA | \Classifications\Building System Class\D30-HVAC Systems\D3050 - Package SYS\Air Conditioning,Split System - ACU | 1016034
07-E3 | 07-E3 Richard E. Arnason Justice Center | 07-E3-D5010-234-ATS02 | Automatic Transfer Switch - ATS02 | CUMMINS | NA | NA | OM00032826 |  | Basement - LOWER LEVEL-ELECTRICAL ROOM A | NA | NA | NA | NA | 480 | 600 | Electric | 3 | NA | NA | \Classifications\Building System Class\D50-Electrical SYS\D5010 - Elec Service & Dist\Automatic Transfer Switch - ATS | 1016083
07-E3 | 07-E3 Richard E. Arnason Justice Center | 07-E3-D2023-100-BFP11 | Backflow Preventer - BFP11 | Febco | H575740 | 765 | OM00018738 |  | West Side on Live Roof | NA | NA | NA | NA | NA | NA | NA | NA | NA | NA | \Classifications\Building System Class\D20-Plumbing\D2020 - Domestic Water\Backflow Preventer - BFP | 1019263
07-F1 | 07-F1 George D. Carroll Courthouse | 07-F1-D1010-100-ELE02 | ELEVATOR #1 | ESCO | DNA | C79-3539 | OM00005296 | State ID# 029704 | basement | NA | NA | NA | NA | Other | DNA | Hydraulic | 3 | DNA | DNA | \Classifications\Building System Class\D10-Conveyance Systems\D1010 - Elevator\Elevator,Hydraulic,Pass/Freight - ELE | EQ-1007178
07-F1 | 07-F1 George D. Carroll Courthouse | 07-F1-D2018-100-DKF05 | Drinking Fountains (5) | DNA | DNA | DNA | OM00005344 |  | Whole bldg | NA | NA | NA | DNA | DNA | DNA | electric | DNA | NA | NA | \Classifications\Building System Class\D20-Plumbing\D2010 - Plumb Fix\Drink Fountain (Refr Indvl Wtrcooler) - DKF | EQ-1007179
07-F1 | 07-F1 George D. Carroll Courthouse | 07-F1-D2022-260-HWG01 | DOMESTIC HOT WATER HEATER 48 GALLON HWG01 | A.O. SMITH | MB02-1490928-224 | FSGT 50 224 | OM00005370 | NA | 3rd Floor, Mechanical Room | NA | NA | NA | NA | 110 | DNA | gas | 1 | 60000 | NA | \Classifications\Building System Class\D20-Plumbing\D2020 - Domestic Water\Domestic Water Heater, Gas - HWG | EQ-1007180
07-F1 | 07-F1 George D. Carroll Courthouse | 07-F1-D3021-130-BLR01 | Boiler,Hot Water,Oil/Gas/Comb. - BLR01 | PEERLESS | 381041-200111 | LC-08-W/S | OM00005367 |  | Floor 3, Mech Room | NA | NA | NA | 0.33 | 110 | DNA | gas | 1 | 1469000 | 1,034,000 | \Classifications\Building System Class\D30-HVAC Systems\D3020 - Heat SYS\Boiler,Hot Water,Oil/Gas/Comb. - BLR | EQ-1007182
07-F1 | 07-F1 George D. Carroll Courthouse | 07-F1-D3021-130-BLR02 | Boiler,Hot Water,Oil/Gas/Comb. - BLR02 | PEERLESS | 380906-200111 | LC-08-W/S | OM00005368 | NA | Floor 3, Mechanical Room | NA | NA | NA | 0.33 | 110 | DNA | gas | 1 | 1469000 | 1,034,000 | \Classifications\Building System Class\D30-HVAC Systems\D3020 - Heat SYS\Boiler,Hot Water,Oil/Gas/Comb. - BLR | EQ-1007183
07-F1 | 07-F1 George D. Carroll Courthouse | 07-F1-D3041-110-AHU10 | Air Handling Unit - AHU | American Blower | NA | ARRT-F | OM00005374 | NA | 3rd Floor, Mechanical Room 310-C | BP90 (3) | 16 x 25 x 2 (14) | NA | 5 | 208/230 | 5 | electric | 3 | NA | NA | \Classifications\Building System Class\D30-HVAC Systems\D3040 - Distribution SYS\Air Handling Unit - AHU | EQ-1007188
07-F1 | 07-F1 George D. Carroll Courthouse | 07-F1-D3041-110-AHU11 | Air Handling Unit - AHU | American Blower | NA | ARRT-F | OM00005373 | NA | 3rd Floor, Mechanical Room 310-C | BP90 (3) | NA | NA | 5 | 208/230 | 5 | electric | 3 | NA | NA | \Classifications\Building System Class\D30-HVAC Systems\D3040 - Distribution SYS\Air Handling Unit - AHU | EQ-1007189
07-F1 | 07-F1 George D. Carroll Courthouse | 07-F1-D3041-230-RFN06 | Return Fan 6 | American Blower | L5565 | 5K254E11 | OM00032219 |  | 3rd Floor, Mechanical Room 310-A | BP173 (1) | NA | NA | 3 | Other | 6.73 | electric | 3 | DNA | DNA | \Classifications\Building System Class\D30-HVAC Systems\D3040 - Distribution SYS\Supply/Exhaust/Return fans- FAN | EQ-1007190
07-F1 | 07-F1 George D. Carroll Courthouse | 07-F1-D3041-230-RFN07 | Return Fan 7 | American Blower | 360-7 | 5K225E16 | OM00005293 |  | 3rd Floor, Mechanical Room 310-A | BP173 (1) | NA | NA | 2 | Other | 6.73 | electric | 3 | DNA | DNA | \Classifications\Building System Class\D30-HVAC Systems\D3040 - Distribution SYS\Supply/Exhaust/Return fans- FAN | EQ-1007191
07-F1 | 07-F1 George D. Carroll Courthouse | 07-F1-D3044-125-PHW01 | Hot Water Pump - PHW01 | Taco | S332536 | F1/C1 2007 | OM00005365 | NA | 3rd Floor, Mech Room HWP 1 | NA | NA | NA | 2 | 240 | 6.8-6.4/3.2 | electric | 3 | NA | NA | \Classifications\Building System Class\D30-HVAC Systems\D3040 - Distribution SYS\Hot Water Pump - PHW | EQ-1007192
07-F1 | 07-F1 George D. Carroll Courthouse | 07-F1-D3044-125-PHW02 | Hot Water Pump - PHW02 | Weinman | 73798 | 2G | OM00005366 | NA | Floor 3, Mech Room HWP 2 | NA | NA | NA | 2 | 240 | 5.8 | electric | 3 | NA | NA | \Classifications\Building System Class\D30-HVAC Systems\D3040 - Distribution SYS\Hot Water Pump - PHW | EQ-1007193
07-F1 | 07-F1 George D. Carroll Courthouse | 07-F1-D4024-100-FHS11 | Other Stand Pipe and Hose Systems-FHS11 | NA | NA | NA | OM00005342 | NA | Whole bldg | NA | NA | NA | NA | NA | NA | other | NA | NA | NA | \Classifications\Building System Class\D40-Fire Protection SYS\D4020 - Stand Pipe\Other Stand Pipe Hose Systems - FHS | EQ-1007202
07-F1 | 07-F1 George D. Carroll Courthouse | 07-F1-D5092-250-EML58 | Emergency And Exit Lighting - EML58 | Lithonia | NA | NA | OM00032310 | NA | Whole bldg | NA | NA | NA | NA | NA | DNA | electric | 1 | NA | NA | \Classifications\Building System Class\D50-Electrical SYS\D5090 - Elec SYS\Emergency And Exit Lighting - EML | EQ-1007203
07-F1 | 07-F1 George D. Carroll Courthouse | 07-F1-B2034-400-DOH01 | Door,Overhead,Roll-up,Electric - DOH01 | Vortex | NA | NA | OM00005345 | NA | Sally Port | NA | NA | NA | NA | DNA | DNA | electric | DNA | NA | NA | \Classifications\Building System Class\B20-General Building Exterior\B2030 - Exterior Doors\Door,Overhead-Shutter,Manual,Elec,Roll-up - DOH | EQ-1007205
07-F1 | 07-F1 George D. Carroll Courthouse | 07-F1-D3041-110-AHU08 | Air Handling Unit - AHU | American Blower | NA | ARRT-C | OM00005376 | NA | 3rd Floor, Mechanical Room 310-B | AP-96 (2) | 20 x 20 x 2 (12) | NA | 3 | 208/230 | 3 | electric | 3 | NA | NA | \Classifications\Building System Class\D30-HVAC Systems\D3040 - Distribution SYS\Air Handling Unit - AHU | EQ-1007207
07-F1 | 07-F1 George D. Carroll Courthouse | 07-F1-D3041-110-AHU09 | Air Handling Unit - AHU | American Blower | NA | ARRT-C | OM00005375 | NA | 3rd Floor, Mechanical Room 310-B | BP97 (2) | 20 x 20 x 2 (12) | NA | 3 | 208/230 | 3 | electric | 3 | NA | NA | \Classifications\Building System Class\D30-HVAC Systems\D3040 - Distribution SYS\Air Handling Unit - AHU | EQ-1007208
07-F1 | 07-F1 George D. Carroll Courthouse | 07-F1-B2010-100-BLD01 | Building Structure - BLD01 | NA | NA | NA | OM00032305 | CUPA PT0029601 | DNA | NA | NA | NA | NA | NA | NA | NA | NA | NA | NA | \Classifications\Building System Class\B20-General Building Exterior\B2010 - Exterior Walls\Building - BLD | EQ-1007252
07-F1 | 07-F1 George D. Carroll Courthouse | 07-F1-B3010-100-RUF01 | Roofing Systems - RUF01 | NA | NA | NA | OM00032306 | NA |  | NA | NA | NA | NA | NA | NA | NA | NA | NA | NA | \Classifications\Building System Class\B30-Roofing\B3010 - Roof Types\Roof - RUF | EQ-1007429
07-F1 | 07-F1 George D. Carroll Courthouse | 07-F1-D2017-100-SHW01 | Eye Washes & Emergency Showers - SHW01 | North | NA | NA | OM00005040 | NA | Mechanical Room | NA | NA | NA | NA | NA | NA | NA | NA | NA | NA | \Classifications\Building System Class\D20-Plumbing\D2010 - Plumb Fix\Showers - SHW | 1008611
07-F1 | 07-F1 George D. Carroll Courthouse | 07-F1-D2023-310-HWP01 | Domestic Hot Water Circulating Pump - HWP01 | Grundfos | 59896709 P1 | UPS 15-58 FC | OM00005264 | NA | Mechanical Room | NA | NA | NA | NA | 110 | .33 | Electric | 1 | NA | NA | \Classifications\Building System Class\D20-Plumbing\D2020 - Domestic Water\Domestic Hot Water Circulating Pump - HWP | 1008612
07-F1 | 07-F1 George D. Carroll Courthouse | 07-F1-D2040-100-PSU01 | Sump Pump - PSU01 | NA | NA | NA | OM00005033 | NA | Main Electrical Room | NA | NA | NA | NA | 110 | DNA | Electric | 1 | NA | NA | \Classifications\Building System Class\D20-Plumbing\D2040 - Rain Drain\Sump Pump - PSU | 1008613
07-F1 | 07-F1 George D. Carroll Courthouse | 07-F1-D3041-110-AHU01 | Air Handling Unit - AHU01 | American Blower | NA | AART-C 210 | OM00005053 | NA | Mechanical Room Attic | AP-55 (2) | 16X25X2 (3) | NA | .75 | 208/230 | 1.3 | Electric | 3 | NA | NA | \Classifications\Building System Class\D30-HVAC Systems\D3040 - Distribution SYS\Air Handling Unit - AHU | 1008616
07-F1 | 07-F1 George D. Carroll Courthouse | 07-F1-D3041-110-AHU02 | Air Handling Unit - AHU02 | American Blower | NA | AART-C 210 | OM00005054 | NA | Mechanical Room Attic | AP-55 (2) | 16X25X2 (3) | NA | .75 | 208/230 | 1.3 | Electric | 3 | NA | NA | \Classifications\Building System Class\D30-HVAC Systems\D3040 - Distribution SYS\Air Handling Unit - AHU | 1008617
07-F1 | 07-F1 George D. Carroll Courthouse | 07-F1-D3041-110-AHU03 | Air Handling Unit - AHU03 | American Blower | NA | AART-C 210 | OM00005055 | NA | Mechanical Room Attic | AP-55 (2) | 16X25X2 (3) | NA | .75 | 208/230 | 1.3 | Electric | 3 | NA | NA | \Classifications\Building System Class\D30-HVAC Systems\D3040 - Distribution SYS\Air Handling Unit - AHU | 1008618
07-F1 | 07-F1 George D. Carroll Courthouse | 07-F1-D3041-110-AHU04 | Air Handling Unit - AHU04 | American Blower | NA | AART-C 210 | OM00005056 | NA | Mechanical Room Attic | AP-55 (2) | 16X25X2 (3) | NA | .75 | 208/230 | 1.3 | Electric | 3 | NA | NA | \Classifications\Building System Class\D30-HVAC Systems\D3040 - Distribution SYS\Air Handling Unit - AHU | 1008619
07-F1 | 07-F1 George D. Carroll Courthouse | 07-F1-D3041-110-AHU05 | Air Handling Unit - AHU05 | American Blower | NA | AART-C 210 | OM00005057 | NA | Mechanical Room Attic | AP-55 (2) | 16X25X2 (3) | NA | .75 | 208/230 | 1.3 | Electric | 3 | NA | NA | \Classifications\Building System Class\D30-HVAC Systems\D3040 - Distribution SYS\Air Handling Unit - AHU | 1008620
07-F1 | 07-F1 George D. Carroll Courthouse | 07-F1-D3041-110-AHU06 | Air Handling Unit - AHU06 | American Blower | NA | AART-C 212 | OM00005058 | NA | Mechanical Room Attic | AP-66 (2) | 20X20X2 (6) | NA | 1.5 | 208/230 | 5.15 | Electric | 3 | NA | NA | \Classifications\Building System Class\D30-HVAC Systems\D3040 - Distribution SYS\Air Handling Unit - AHU | 1009128
07-F1 | 07-F1 George D. Carroll Courthouse | 07-F1-D3050-310-HPU01 | Heat Pump Unit HPU01 | Trane | F471L121250 | WCD075A300AB | OM00005029 | NA | Traffic Court | AP-55 (1) | 16x25x1 (3) | R-22 | .75 | 208/230 | DNA | Electric | 3 | NA | NA | \Classifications\Building System Class\D30-HVAC Systems\D3050 - Package SYS\Heat Pump,Air Cooled - HPU | 1009129
07-F1 | 07-F1 George D. Carroll Courthouse | 07-F1-D3050-210-PKU03 | Package Unit - PKU03 | Trane | 316100076L | YHC092A3EMA12CDC100000A300D | OM00005295 | NA | Juvenile Court Room | AP-55 (3) | 20x25x2 -(x4) | R-22 | .50 | 208/230 | 38.1 | Electric and natural gas | 3 | 150000 | NA | \Classifications\Building System Class\D30-HVAC Systems\D3050 - Package SYS\Package Unit - PKU | 1009130
07-F1 | 07-F1 George D. Carroll Courthouse | 07-F1-D3055-260-WAC03 | Window Air Conditioner- WAC03 | Carrier | International Series | NA | OM00005259 | NA | Jury Assembly Room | NA | NA | R-22 | NA | 110 | DNA | Electric | 1 | NA | NA | \Classifications\Building System Class\D30-HVAC Systems\D3050 - Package SYS\Window Air Conditioner- WAC | 1009133
07-F1 | 07-F1 George D. Carroll Courthouse | 07-F1-D3055-260-WAC04 | Window Air Conditioner- WAC04 | Carrier | International Series | NA | OM00005260 | NA | Jury Assembly Room | NA | NA | R-22 | NA | 110 | DNA | Electric | 1 | NA | NA | \Classifications\Building System Class\D30-HVAC Systems\D3050 - Package SYS\Window Air Conditioner- WAC | 1009134
07-F1 | 07-F1 George D. Carroll Courthouse | 07-F1-D3055-260-WAC07 | Window Air Conditioner- WAC07 | Carrier | International Series | NA | OM00005263 | NA | Civil | NA | NA | R-22 | NA | 110 | DNA | Electric | 1 | NA | NA | \Classifications\Building System Class\D30-HVAC Systems\D3050 - Package SYS\Window Air Conditioner- WAC | 1009137
07-F1 | 07-F1 George D. Carroll Courthouse | 07-F1-D3068-100-BAS01 | Building Automation System - BAS01 | Alerton | NA | NA | OM00005267 | NA | Building Maintenance Office | NA | NA | NA | NA | 110 | DNA | Electric | 1 | NA | NA | \Classifications\Building System Class\D30-HVAC Systems\D3060 - Control & Inst Air\Building Automation System - BAS | 1009138
07-F1 | 07-F1 George D. Carroll Courthouse | 07-F1-D2023-100-BFP01 | Backflow Preventer - BFP01 Domestic Water | Febco | 9410110708 | 825YD | OM00005341 |  | Telecom Room | NA | NA | NA | NA | NA | NA | NA | NA | NA | NA | \Classifications\Building System Class\D20-Plumbing\D2020 - Domestic Water\Backflow Preventer - BFP | 1009139
07-F1 | 07-F1 George D. Carroll Courthouse | 07-F1-D4031-100-FEX18 | Fire Extinguisher - FEX18 | Badger | NA | 5MB-6H 1999 | OM00032311 |  | Throughout Building | NA | NA | NA | NA | NA | NA | NA | NA | NA | NA | \Classifications\Building System Class\D40-Fire Protection SYS\D4030 - FIRE SPEC\Fire Extinguisher - FEX | 1009142
07-F1 | 07-F1 George D. Carroll Courthouse | 07-F1-D5010-200-ESD01 | Main Electrical Panel - SBR01 | Cutler-Hammer | NA | NA | OM00005032 | NA | Main Electrical Room | NA | NA | NA | 1600 | 480 | 1200 | Electric | 3 | NA | NA | \Classifications\Building System Class\D50-Electrical SYS\D5010 - Elec Service & Dist\Electical Service and Distribution - ESD | 1009143
07-F1 | 07-F1 George D. Carroll Courthouse | 07-F1-D5037-710-FAP01 | Fire Alarm Panel - FAP01 | Fire-Lite | NA | MS-9200UD | OM00005031 | NA | Main Electrical Room | NA | NA | NA | NA | 110 | DNA | Electric | 1 | NA | NA | \Classifications\Building System Class\D50-Electrical SYS\D5030 - Comm & Security\Fire Alarm Panel - FAP | 1009144
07-F1 | 07-F1 George D. Carroll Courthouse | 07-F1-D5038-810-ITA01 | Intrusion Alarm - ITA01 | Morse | NA | MDC-16C | OM00005034 | NA | Main Electrical Room | NA | NA | NA | NA | 110 | DNA | Electric | 1 | NA | NA | \Classifications\Building System Class\D50-Electrical SYS\D5030 - Comm & Security\Intrusion Alarm - ITA | 1009145
07-F1 | 07-F1 George D. Carroll Courthouse | 07-F1-D5010-110-EMT01 | Electric Meter Readings - EMT01 | NA | NA | NA | OM00005062 | NA | Main Electrical Room | NA | NA | NA | 1600 | 480 | DNA | Electric | 3 | NA | NA | \Classifications\Building System Class\D50-Electrical SYS\D5010 - Elec Service & Dist\Electric Meter Readings - EMT | 1009146
07-F1 | 07-F1 George D. Carroll Courthouse | 07-F1-D3012-120-GMR01 | Gas Meter Readings - GMR01 | Roots | 954394 | 5M175 | OM00005063 | NA | Sally Port Grate | NA | NA | NA | NA | NA | NA | Gas | NA | NA | NA | \Classifications\Building System Class\D30-HVAC Systems\D3010 - Energy Supply\Gas Meter Readings - GMR | 1009147
07-F1 | 07-F1 George D. Carroll Courthouse | 07-F1-D2020-130-WMR01 | Water Meter Readings - WMR01 | NA | NA | NA | OM00005064 | NA | 37th Street | NA | NA | NA | NA | NA | NA | NA | NA | NA | NA | \Classifications\Building System Class\D20-Plumbing\D2020 - Domestic Water\Water Meter Readings - WMR | 1009148
07-F1 | 07-F1 George D. Carroll Courthouse | 07-F1-G2050-200-LSC01 | Landscaping - LSC01 | NA | NA | NA | OM00032308 | NA | NA | NA | NA | NA | NA | NA | NA | NA | NA | NA | NA | \Classifications\Building System Class\G20-Other Systems\G2050 - Landscaping\Landscaping - LSC | 1009149
07-F1 | 07-F1 George D. Carroll Courthouse | 07-F1-D5092-250-ELT10 | Exterior Lighting - ELT10 | NA | NA | NA | OM00032309 |  | NA | NA | NA | NA | NA | 110 | DNA | Electric | 1 | NA | NA | \Classifications\Building System Class\D50-Electrical SYS\D5090 - Elec SYS\Exterior Lighting - ELT | 1009150
07-F1 | 07-F1 George D. Carroll Courthouse | 07-F1-G2049-300-HSC05 | Hardscape - HSC05 | NA | NA | NA | OM00032307 | NA | Parking Lot | NA | NA | NA | NA | NA | NA | NA | NA | NA | NA | \Classifications\Building System Class\G20-Other Systems\G2040 - Site Development\Hardscape - HSC | 1009151
07-F1 | 07-F1 George D. Carroll Courthouse | 07-F1-D3041-110-AHU07 | Air Handling Unit - AHU07 | American Blower | NA | AART-C 212 | OM00005059 | NA | Mechanical Room Attic | AP-60 (2) | 20X25X2 (3) | NA | 1.5 | 208/230 | 5.15 | Electric | 3 | NA | NA | \Classifications\Building System Class\D30-HVAC Systems\D3040 - Distribution SYS\Air Handling Unit - AHU | 1010255
07-F1 | 07-F1 George D. Carroll Courthouse | 07-F1-D3041-110-AHU12 | Air Handling Unit - AHU12 | Trane | U84C41759 | CCDB05ABNC | OM00005030 | NA | Attic in interview room 1 | 4L530 (2) | 16X20X2 (4) | R-22 | .75 | 208/230 | DNA | Electric | 3 | NA | NA | \Classifications\Building System Class\D30-HVAC Systems\D3040 - Distribution SYS\Air Handling Unit - AHU | 1010256
07-F1 | 07-F1 George D. Carroll Courthouse | 07-F1-D3090-114-CMP03 | Control Air Compressor - CMP03 | Quincy | QU1009070038 | QTS3QCB | OM00032217 |  | 3rd Floor - Mech Room | NA | NA | NA | DNA | 208/230 | 4.2 | electric | 3 | NA | NA | \Classifications\Building System Class\D30-HVAC Systems\D3090 - Other HVAC Systems and Equipment\Air Compressor - CMP | 1013561
07-F1 | 07-F1 George D. Carroll Courthouse | 07-F1-D3090-220-CMD01 | Air Dryer | Hankison | H510A1150811148 | HPR5-10-115 | OM00032218 |  | Mech Room | NA | NA | R-134a | NA | 110 | 2.57 | electric | 1 | DNA | DNA | \Classifications\Building System Class\D30-HVAC Systems\D3090 - Other HVAC Systems and Equipment\Compressed Air Dryer - CMD | 1013562
07-F1 | 07-F1 George D. Carroll Courthouse | 07-F1-D4010-150-FMS02 | System Extinguishing,Wet Pipe - SEW02 | NA | NA | NA | OM00032220 |  | Janitors Closet | NA | NA | NA | NA | NA | NA | NA | NA | NA | NA | \Classifications\Building System Class\D40-Fire Protection SYS\D4010 - Sprinkler SYS\Fire Systems, stand pipes - FMS | 1013563
07-F1 | 07-F1 George D. Carroll Courthouse | 07-F1-D3050-250-ACU04 | Split System ACU04 | Trane | 12262X6BYA | TTA090A300GA | OM00005273 |  | Roof Court 135 | NA | NA | R-22 | DNA | 208/230 | DNA | Electric | 3 | NA | NA | \Classifications\Building System Class\D30-HVAC Systems\D3050 - Package SYS\Air Conditioning,Split System - ACU | 1015895
07-F1 | 07-F1 George D. Carroll Courthouse | 07-F1-D5037-710-FAP02 | Fire Alarm Panel - FAP02 Holding Cells | Fire-Lite | DNA | MiniScan 424A | OM00005006 |  | Floor 1 Holding Cell - Control Room | NA | NA | NA | NA | 120 | 6 | NA | 1 | NA | NA | \Classifications\Building System Class\D50-Electrical SYS\D5030 - Comm & Security\Fire Alarm Panel - FAP | 1017877
07-F1 | 07-F1 George D. Carroll Courthouse | 07-F1-D3050-310-HPU02 | Heat Pump Unit HPU02 | Bryant | 2214C35178 | 604DPXA48000AA | OM00005005 |  | 3rd Floor File Room | NA | (2) 16"x20"x1" | R-410A | 1.5 | 208/230 | 9.0 | Electric | 3 | DNA | 47000 | \Classifications\Building System Class\D30-HVAC Systems\D3050 - Package SYS\Heat Pump,Air Cooled - HPU | 1017876
07-F1 | 07-F1 George D. Carroll Courthouse | 07-F1-D3031-100-PCH03 | Chilled Water Pump #2 | Bell & Gossett | PH016069-A | E-80 - 2.5 X 9.5 9.125 SSF | OM00005003 |  | Mechanical Room | NA | NA | NA | 7.5 | 230 | 18.8 | Electric | 3 | NA | NA | \Classifications\Building System Class\D30-HVAC Systems\D3030 - Cooling SYS\Chilled Water Pump - PCH | 1021337
07-F1 | 07-F1 George D. Carroll Courthouse | 07-F1-D3050-250-ACU05 | Split System - Chiller and Condensor ACU05 | Carrier | NA | 30MPA06051A01105 | OM00005000 |  | 3rd Floor - Mechanical Room | NA | NA | R-410A | 5 @ 1.70A | 208/230 | 135 | Electric | 3 | NA | NA | \Classifications\Building System Class\D30-HVAC Systems\D3050 - Package SYS\Air Conditioning,Split System - ACU | 1021405
07-F1 | 07-F1 George D. Carroll Courthouse | 07-F1-D3031-100-PCH02 | Chilled Water Pump PCH02 | Bell & Gossett | PH016069-A | E-80 - 2.5 X 9.5 9.125 SSF | OM00005003 |  | 3rd Floor - Mechanical Room | NA | NA | NA | 7.5 | 230 | 18.8 | Electric | 3 | NA | NA | \Classifications\Building System Class\D30-HVAC Systems\D3030 - Cooling SYS\Chilled Water Pump - PCH | 1021441
08-A1 | 08-A1 Del Norte County Superior Court | 08-A1-D3050-122-FAH04 | Forced Air Heater,Oil/Gas fired - FAH04 | TRANE | A90E07299 | GDPCC17CEC2000ACK | OM00004774 |  | SOUTH SIDE 1 | (1) B62 GATES | 16X25X2 (2) | NA | NA | 208 | 10 | Propane | 3 | 150000 | NA | \Classifications\Building System Class\D30-HVAC Systems\D3050 - Package SYS\Forced Air Heater,Oil/Gas fired - FAH | EQ-1003152
08-A1 | 08-A1 Del Norte County Superior Court | 08-A1-D3050-122-FAH05 | Forced Air Heater,Oil/Gas fired - FAH05 - Probation Dept | TRANE | A90E07300 | GDPC015CEC2000ACK | OM00004775 |  | SOUTHEAST SIDE 2 | (1) B62 GATES | 20X25X2 (6) | NA | NA | 208 | 10 | Propane | 3 | 150000 | NA | \Classifications\Building System Class\D30-HVAC Systems\D3050 - Package SYS\Forced Air Heater,Oil/Gas fired - FAH | EQ-1003153
08-A1 | 08-A1 Del Norte County Superior Court | 08-A1-D3050-122-FAH08 | Forced Air Heater,Oil/Gas fired - FAH08 | TRANE | F14K35402 | GDPC012CEC2000ACK | OM00004778 |  | NORTHWEST SIDE A | B62 | 24x24x2 (1) | NA | NA | 208 | 10 | Propane | 3 | 106000 | NA | \Classifications\Building System Class\D30-HVAC Systems\D3050 - Package SYS\Forced Air Heater,Oil/Gas fired - FAH | EQ-1003156
08-A1 | 08-A1 Del Norte County Superior Court | 08-A1-D3050-250-ACU01 | Air Conditioning,Split System - ACU01 | Mitsubishi Electric | 6005280T | MUY-A17NA | OM00004779 |  | OUTSIDE, Courtyard | NA | NA | R-410A | NA | 208/230 | 15 | ELECTRIC | 1 | NA | NA | \Classifications\Building System Class\D30-HVAC Systems\D3050 - Package SYS\Air Conditioning,Split System - ACU | EQ-1003157
08-A1 | 08-A1 Del Norte County Superior Court | 08-A1-D2040-100-PSU01 | SUB SOIL SUMP PUMP PSU01 | GE | DNA | 5K42FG34A | OM00004773 | NA | BASEMENT | NA | 1/3 | NA | 0.333333333 | 208/240/440 | 1.5 | ELECTRIC | 3 | NA | NA | \Classifications\Building System Class\D20-Plumbing\D2040 - Rain Drain\Sump Pump - PSU | EQ-1003158
08-A1 | 08-A1 Del Norte County Superior Court | 08-A1-D2022-100-HWE01 | DOMESTIC HOT WATER HEATER 15 GALLON HWE01 | RHEEM | RH1205604936 | 81VP15S | OM00004783 | NA | 1st Floor, JANITOR CLOSET - 187 | NA | NA | NA | NA | 120 | NA | ELECTRIC | 1 | NA | NA | \Classifications\Building System Class\D20-Plumbing\D2020 - Domestic Water\Domestic Water Heater, Electric - HWE | EQ-1003161
08-A1 | 08-A1 Del Norte County Superior Court | 08-A1-D2022-100-HWE10 | DOMESTIC HOT WATER HEATER 1.5 GALLON HWE10 | ARISTON | 3605036350903300037810- | GL2.5TI | OM00032176 | NA | EMPLOYEE MENS RESTROOM | NA | NA | NA | NA | 120 | 11 | ELECTRIC | 1 | NA | NA | \Classifications\Building System Class\D20-Plumbing\D2020 - Domestic Water\Domestic Water Heater, Electric - HWE | EQ-1003162
08-A1 | 08-A1 Del Norte County Superior Court | 08-A1-D2022-100-HWE12 | DOMESTIC HOT WATER HEATER 2.0 GALLON HWE12 | RELIANCE | C06A111242 | C06A111242 | OM00004785 | NA | EMPLOYEE WOMENS RESTROOM | NA | NA | NA | NA | 120 | DNA | ELECTRIC | 1 | NA | NA | \Classifications\Building System Class\D20-Plumbing\D2020 - Domestic Water\Domestic Water Heater, Electric - HWE | EQ-1003163
08-A1 | 08-A1 Del Norte County Superior Court | 08-A1-D2022-100-HWE07 | DOMESTIC HOT WATER HEATER 1.5 GALLON HWE07 | ARISTON | UNKNOWN | GL2.5TI | OM00032177 | NA | JUDGE WEIR RESTROOM | NA | NA | NA | NA | 120 | 12.6 | ELECTRIC | 1 | NA | NA | \Classifications\Building System Class\D20-Plumbing\D2020 - Domestic Water\Domestic Water Heater, Electric - HWE | EQ-1003164
08-A1 | 08-A1 Del Norte County Superior Court | 08-A1-D2022-100-HWE05 | DOMESTIC HOT WATER HEATER 1.5 GALLON HWE05 | ARISTON | UNKNOWN | GL2.5 | OM00004787 | NA | JURY DELIBERATION WOMENS RR -116 | NA | NA | NA | NA | 120 | 12.5 | ELECTRIC | 1 | NA | NA | \Classifications\Building System Class\D20-Plumbing\D2020 - Domestic Water\Domestic Water Heater, Electric - HWE | EQ-1003165
08-A1 | 08-A1 Del Norte County Superior Court | 08-A1-D2022-100-HWE06 | DOMESTIC HOT WATER HEATER 2.7GALLON HWE06 | ARISTON | UNKNOWN | GL2.5TI | OM00004788 | NA | JURY DELIBERATION MENS RR | NA | NA | NA | NA | 120 | 12.5 | ELECTRIC | 1 | NA | NA | \Classifications\Building System Class\D20-Plumbing\D2020 - Domestic Water\Domestic Water Heater, Electric - HWE | EQ-1003166
08-A1 | 08-A1 Del Norte County Superior Court | 08-A1-D2022-100-HWE02 | DOMESTIC HOT WATER HEATER 30 GALLON HWE02 | AMERICAN APPLIANCE | 9005303152 | EFU9030DL | OM00004789 | NA | JURY DELIBERATION | NA | NA | NA | NA | 208 | DNA | ELECTRIC | 1 | NA | NA | \Classifications\Building System Class\D20-Plumbing\D2020 - Domestic Water\Domestic Water Heater, Electric - HWE | EQ-1003167
08-A1 | 08-A1 Del Norte County Superior Court | 08-A1-D2022-100-HWE08 | DOMESTIC HOT WATER HEATER 2.5 GALLON HWE08 | GE | GE1206303494 | GE1206303494 | OM00004790 | NA | JURY DELIBERATION ROOM - 118 | NA | NA | NA | NA | 120 | DNA | ELECTRIC | 1 | NA | NA | \Classifications\Building System Class\D20-Plumbing\D2020 - Domestic Water\Domestic Water Heater, Electric - HWE | EQ-1003168
08-A1 | 08-A1 Del Norte County Superior Court | 08-A1-D2022-100-HWE09 | DOMESTIC HOT WATER HEATER 2.5 GALLON HWE09 | ARISTON | N.021229 | G025 | OM00004791 | NA | JUDGE FOLLET RR - 146 | NA | NA | NA | NA | 120 | 12.5 | ELECTRIC | 1 | NA | NA | \Classifications\Building System Class\D20-Plumbing\D2020 - Domestic Water\Domestic Water Heater, Electric - HWE | EQ-1003169
08-A1 | 08-A1 Del Norte County Superior Court | 08-A1-D2022-100-HWE11 | DOMESTIC HOT WATER HEATER 2 GALLON HWE11 | RELIANCE | UNKNOWN | UNKNOWN | OM00004793 | NA | STAFF BREAK AREA -209 | NA | NA | NA | NA | 120 | DNA | ELECTRIC | 1 | NA | NA | \Classifications\Building System Class\D20-Plumbing\D2020 - Domestic Water\Domestic Water Heater, Electric - HWE | EQ-1003171
08-A1 | 08-A1 Del Norte County Superior Court | 08-A1-D2017-100-SHW01 | Eye Wash station - SHW01 | Fend-All | 429044 | Port Steam 23080 | OM00019734 |  | Outside shed | NA | NA | NA | NA | DNA | NA | NA | NA | NA | NA | \Classifications\Building System Class\D20-Plumbing\D2010 - Plumb Fix\Showers - SHW | EQ-1004983
08-A1 | 08-A1 Del Norte County Superior Court | 08-A1-D4031-100-FEX28 | FIRE EXTINGUISHER (28) | Badger | ZU-998404 | B500 | OM00032163 |  | Multiple | NA | NA | NA | NA | NA | NA | NA | NA | NA | NA | \Classifications\Building System Class\D40-Fire Protection SYS\D4030 - FIRE SPEC\Fire Extinguisher - FEX | EQ-1004984
08-A1 | 08-A1 Del Norte County Superior Court | 08-A1-B2010-100-BLD01 | Building Structure | NA | NA | NA | OM00032166 |  | NA | NA | NA | NA | NA | NA | NA | NA | NA | NA | NA | \Classifications\Building System Class\B20-General Building Exterior\B2010 - Exterior Walls\Building - BLD | EQ-1007253
08-A1 | 08-A1 Del Norte County Superior Court | 08-A1-B3010-100-RUF01 | Roofing Systems | NA | NA | NA | OM00032169 |  | NA | NA | NA | NA | NA | NA | NA | NA | NA | NA | NA | \Classifications\Building System Class\B30-Roofing\B3010 - Roof Types\Roof - RUF | EQ-1007430
08-A1 | 08-A1 Del Norte County Superior Court | 08-A1-D3050-122-FAH10 | Forced Air Heater,Oil/Gas fired - FAH10 - Court 1 | Carrier | 4108A16626 | 58CTX155-20 | OM00019741 |  | Attic, Middle of Quadrant | NA | NA | NA | 0.75 | 115 | 15 | Propane | 1 | 154000 | 125000 | \Classifications\Building System Class\D30-HVAC Systems\D3050 - Package SYS\Forced Air Heater,Oil/Gas fired - FAH | 1009154
08-A1 | 08-A1 Del Norte County Superior Court | 08-A1-D3050-250-ACU02 | Air Conditioning,Split System - ACU02 - Court Room 2 | Carrier | 4508X91295 | 38HDR060-511 | OM00032184 |  | NE Roof | NA | NA | R-410A | 1/4 | 208/230 | 23.6 | Electric | 3 | NA | NA | \Classifications\Building System Class\D30-HVAC Systems\D3050 - Package SYS\Air Conditioning,Split System - ACU | 1009155
08-A1 | 08-A1 Del Norte County Superior Court | 08-A1-D3050-250-ACU03 | Air Conditioning,Split System - ACU03 | Carrier | 4508X91297 | 38HDR060 | OM00032183 |  | Roof | NA | NA | R-410A | 1/4 | 208/230 | 23.6 | Electric | 3 | NA | NA | \Classifications\Building System Class\D30-HVAC Systems\D3050 - Package SYS\Air Conditioning,Split System - ACU | 1009156
08-A1 | 08-A1 Del Norte County Superior Court | 08-A1-D2023-100-BFP01 | Backflow Preventer - BFP01 | WATTS | 105225 | 709 | OM00019732 | Crescent City Tracking Number#59 | Basement, Mechanical Room 204 | NA | NA | NA | NA | NA | NA | NA | NA | NA | NA | \Classifications\Building System Class\D20-Plumbing\D2020 - Domestic Water\Backflow Preventer - BFP | 1009157
08-A1 | 08-A1 Del Norte County Superior Court | 08-A1-D2023-100-BFP02 | Backflow Preventer - BFP02 | FEBCO | 76596 | 850 | OM00019733 | Crescent City Tracking Number#60 | Basement, Mechanical Room 204 | NA | NA | NA | NA | NA | NA | NA | NA | NA | NA | \Classifications\Building System Class\D20-Plumbing\D2020 - Domestic Water\Backflow Preventer - BFP | 1009158
08-A1 | 08-A1 Del Norte County Superior Court | 08-A1-D4010-150-FMS01 | System Extinguishing,Wet Pipe - FMS01 | NA | NA | NA | OM00019724 |  | Mechanical Room | NA | NA | NA | NA | NA | NA | NA | NA | NA | NA | \Classifications\Building System Class\D40-Fire Protection SYS\D4010 - Sprinkler SYS\Fire Systems, stand pipes - FMS | 1009159
08-A1 | 08-A1 Del Norte County Superior Court | 08-A1-D5010-200-ESD01 | Main Electrical Panel - SBR01 | CUTLER-HAMMER | 5LF4215190A | MBA-003 | OM00019730 |  | Outside Shed | NA | NA | NA | NA | 120/208 | 1000 | NA | 3 | NA | NA | \Classifications\Building System Class\D50-Electrical SYS\D5010 - Elec Service & Dist\Electical Service and Distribution - ESD | 1009161
08-A1 | 08-A1 Del Norte County Superior Court | 08-A1-D5010-234-ATS01 | Automatic Transfer Switch - ATS01 | Cummins | L100176344 | OTECD-6388612 | OM00032175 |  | Outside Shed | NA | NA | NA | NA | 208/230 | 3 | Electric | DNA | NA | NA | \Classifications\Building System Class\D50-Electrical SYS\D5010 - Elec Service & Dist\Automatic Transfer Switch - ATS | 1009162
08-A1 | 08-A1 Del Norte County Superior Court | 08-A1-D5092-250-EML18 | Emergency And Exit Lighting - EML18 | Electro Powerpacs | NA | 85W05 | OM00032167 |  | Throughout | NA | NA | NA | NA | 120 | DNA | Electric | 1 | NA | NA | \Classifications\Building System Class\D50-Electrical SYS\D5090 - Elec SYS\Emergency And Exit Lighting - EML | 1009164
08-A1 | 08-A1 Del Norte County Superior Court | 08-A1-D5010-110-EMT01 | Electric Meter - EMT01 | GE | KZD036295849548KM | P-1836295849 | OM00032174 |  | Outside Shed | NA | NA | NA | NA | NA | NA | Electric | NA | NA | NA | \Classifications\Building System Class\D50-Electrical SYS\D5010 - Elec Service & Dist\Electric Meter Readings - EMT | 1009165
08-A1 | 08-A1 Del Norte County Superior Court | 08-A1-D3012-120-GMR01 | Gas Meter - GMR01 | NA | NA | NA | OM00042165 | OM00032161 | Exterior, Outside south of building | NA | NA | NA | NA | NA | NA | NA | NA | NA | NA | \Classifications\Building System Class\D30-HVAC Systems\D3010 - Energy Supply\Gas Meter Readings - GMR | 1009166
08-A1 | 08-A1 Del Norte County Superior Court | 08-A1-D2020-130-WMR01 | Water Meter - WMR01 | Precision | NA | NA | OM00032162 |  | Exterior, Outside west of building | NA | NA | NA | NA | NA | NA | NA | NA | NA | NA | \Classifications\Building System Class\D20-Plumbing\D2020 - Domestic Water\Water Meter Readings - WMR | 1009167
08-A1 | 08-A1 Del Norte County Superior Court | 08-A1-G2050-200-LSC01 | Landscaping - LSC01 | NA | NA | NA | OM00032168 |  | Exterior | NA | NA | NA | NA | NA | NA | NA | NA | NA | NA | \Classifications\Building System Class\G20-Other Systems\G2050 - Landscaping\Landscaping - LSC | 1009168
08-A1 | 08-A1 Del Norte County Superior Court | 08-A1-D5092-250-ELT40 | Exterior Lighting - ELT40 | NA | NA | NA | OM00032164 |  | Exterior | NA | NA | NA | NA | 120 | DNA | Electric | DNA | NA | NA | \Classifications\Building System Class\D50-Electrical SYS\D5090 - Elec SYS\Exterior Lighting - ELT | 1009169
08-A1 | 08-A1 Del Norte County Superior Court | 08-A1-G2049-300-HSC01 | Hardscape - HSC01 | NA | NA | NA | OM00032165 |  | Outside of Rm 209 | NA | NA | NA | NA | NA | NA | NA | NA | NA | NA | \Classifications\Building System Class\G20-Other Systems\G2040 - Site Development\Hardscape - HSC | 1009170
08-A1 | 08-A1 Del Norte County Superior Court | 08-A1-D3050-122-FAH06 | Forced Air Heater,Oil/Gas fired - FAH06 - Court 2 | Carrier | 4108A16630 | 58CTX155-20 | OM00019742 |  | EAST SIDE A | NA | NA | NA | 0.75 | 115 | 15 | Propane | 1 | 154000 | 125000 | \Classifications\Building System Class\D30-HVAC Systems\D3050 - Package SYS\Forced Air Heater,Oil/Gas fired - FAH | 1010130
08-A1 | 08-A1 Del Norte County Superior Court | 08-A1-D5092-210-GEN02 | Emergency Standby Generator - GEN02 | CUMMINS | a110185596 | DSHAC-6388614 | OM00025240 | Permit #000821-2 | Outside Shed | NA | NA | NA | 364 | 120/208 | 250kva | Diesel | 3 | NA | NA | \Classifications\Building System Class\D50-Electrical SYS\D5090 - Elec SYS\Emergency Generator - GEN | 1011021
08-A1 | 08-A1 Del Norte County Superior Court | 08-A1-D3050-122-FAH11 | Forced Air Heater,Oil/Gas fired - FAH11 | Trane | A90E07293 | GDPCC12CEC2000AEK | OM00032181 |  | East side Follets | (1) B62 | 24x24x2 (1) | NA | NA | 208 | 10 | Propane | 3 | 106000 | DNA | \Classifications\Building System Class\D30-HVAC Systems\D3050 - Package SYS\Forced Air Heater,Oil/Gas fired - FAH | 1013564
08-A1 | 08-A1 Del Norte County Superior Court | 08-A1-D3050-122-FAH12 | Forced Air Heater,Oil/Gas fired - FAH10 | Trane | A90E07298 | GDPCC17CEC2000AEK | OM00032185 |  | Attic, South | (1) B62 | 20x25x2 (2) | NA | NA | 208 | 10 | Propane | 3 | 150000 | DNA | \Classifications\Building System Class\D30-HVAC Systems\D3050 - Package SYS\Forced Air Heater,Oil/Gas fired - FAH | 1013565
08-A1 | 08-A1 Del Norte County Superior Court | 08-A1-D3050-122-FAH13 | Forced Air Heater,Oil/Gas fired - FAH13 | Trane | A90E07292 | GDPCC17CEC2000AEK | OM00032179 |  | East side B | (1) B62 | 20x25x2 (2) | NA | NA | 208 | 10 | Propane | 3 | 125000 | DNA | \Classifications\Building System Class\D30-HVAC Systems\D3050 - Package SYS\Forced Air Heater,Oil/Gas fired - FAH | 1013566
08-A1 | 08-A1 Del Norte County Superior Court | 08-A1-D3050-122-FAH14 | Forced Air Heater,Oil/Gas fired - FAH14 | Lennox | 5912F31182 | ML 193UH110XPG0C-03 | OM00032193 |  | South West - Above break area | NA | 20x25x2 | NA | NA | 110 | DNA | Propane | 1 | 110000 | 92000 | \Classifications\Building System Class\D30-HVAC Systems\D3050 - Package SYS\Forced Air Heater,Oil/Gas fired - FAH | 1015250
08-A1 | 08-A1 Del Norte County Superior Court | 08-A1-D3050-122-FAH15 | Forced Air Heater,Oil/Gas fired - FAH15 | Lennox | 5912F31179 | ML 193UH110XPG0C-03 | OM00032194 |  | South West - Above break area | NA | 20x25x2 | NA | NA | 110 | DNA | Propane | 1 | 110000 | 92000 | \Classifications\Building System Class\D30-HVAC Systems\D3050 - Package SYS\Forced Air Heater,Oil/Gas fired - FAH | 1015251
08-A1 | 08-A1 Del Norte County Superior Court | 08-A1-D3050-250-ACU05 | Air Conditioning,Split System - ACU05 | Lennox | 1912D39735 | 13ACX-048-230-17 | OM00032191 |  | Outside - South locked fence | NA | NA | R-410A | NA | 208/230 | NA | Electric | 1 | NA | NA | \Classifications\Building System Class\D30-HVAC Systems\D3050 - Package SYS\Air Conditioning,Split System - ACU | 1015252
08-A1 | 08-A1 Del Norte County Superior Court | 08-A1-D3050-250-ACU06 | Air Conditioning,Split System - ACU06 | Lennox | 1912D39721 | 13ACX-048-230-17 | OM00032192 |  | Outside - South locked fence | NA | NA | R-410A | NA | 208/230 | NA | Electric | 1 | NA | NA | \Classifications\Building System Class\D30-HVAC Systems\D3050 - Package SYS\Air Conditioning,Split System - ACU | 1015253
08-A1 | 08-A1 Del Norte County Superior Court | 08-A1-D3050-250-ACU04 | Air Conditioning,Split System - ACU04 | Mitsubishi Electric | 2000649 | MUY-D36NA | OM00032196 |  | South Courtyard | NA | NA | R-410A | NA | 208/230 | 17 | Electric | 1 | NA | NA | \Classifications\Building System Class\D30-HVAC Systems\D3050 - Package SYS\Air Conditioning,Split System - ACU | 1015325
08-A1 | 08-A1 Del Norte County Superior Court | 08-A1-D2022-100-HWE15 | DOMESTIC HOT WATER HEATER 20 GALLON HWE04 | Rheem | RH0510611279 | 81VP205 | OM00032189 | NA | 1st Floor, Holding Cell - JANITOR CLOSET | NA | NA | NA | NA | 120 | DNA | Electric | 1 | NA | NA | \Classifications\Building System Class\D20-Plumbing\D2020 - Domestic Water\Domestic Water Heater, Electric - HWE | 1016029
08-A1 | 08-A1 Del Norte County Superior Court | 08-A1-D2040-100-PSU02 | SUB SOIL SUMP PUMP PSU02 | Dayton | M61188-C | 2N913-C | OM00019748 |  | BASEMENT | NA | NA | NA | NA | 208/240/440 | 1.5 | Electric | 3 | NA | NA | \Classifications\Building System Class\D20-Plumbing\D2040 - Rain Drain\Sump Pump - PSU | 1016030
08-A1 | 08-A1 Del Norte County Superior Court | 08-A1-C1020-110-FRD01 | Fire Curtain - Sally Port Window / Holding Cells | DNA | DNA | DNA | OM00019750 |  | Sally Port | NA | NA | NA |  | 110 | DNA | Electric | DNA | NA | NA | \Classifications\Building System Class\C10-General Building Interior\C1020 - Fire Doors\Fire Doors - FRD | 1016031
08-A1 | 08-A1 Del Norte County Superior Court | 08-A1-D2023-310-HWP01 | Domestic Hot Water Circulating Pump - HWP01 | BELL & GOSSETT | M09181-1-4-07 | MRP58JV-758 | OM00019749 |  | Holding Cells, Janitor's Closet | NA | NA | NA | 1/12 | 110 | 1.75 | Electric | 1 | NA | NA | \Classifications\Building System Class\D20-Plumbing\D2020 - Domestic Water\Domestic Hot Water Circulating Pump - HWP | 1016032
08-A1 | 08-A1 Del Norte County Superior Court | 08-A1-D2022-100-HWE16 | DOMESTIC HOT WATER HEATER 20 GALLON HWE03 | General Electric | GE M441211231 | GE20P06SAG | OM00019717 | NA | MENS PUBLIC RESTROOM | NA | NA | NA | NA | 120 | DNA | Electric | 1 | NA | NA | \Classifications\Building System Class\D20-Plumbing\D2020 - Domestic Water\Domestic Water Heater, Electric - HWE | 1016249
08-A1 | 08-A1 Del Norte County Superior Court | 08-A1-D5037-710-FAP02 | Fire Alarm Panel - FAP02 | Honeywell/Fire-Lite Alarms | 1007372714 | MS-9200UDLS Document #52750 Rev H. | OM00019718 |  | Floor 1 West Lobby | [10 empty] | \Classifications\Building System Class\D50-Electrical SYS\D5030 - Comm & Security\Fire Alarm Panel - FAP | 1017883
08-A1 | 08-A1 Del Norte County Superior Court | 08-A1-D3050-122-FAH16 | Forced Air Hearter, Oil/Gas fired - FAH02 | Trane | F14K35405 | GLDP015CEG20ACK | OM00032202 |  | Holding | (1) B62 Gates | 20X25X2 (2) |  |  | 208 | 10 | Propane | 1 | 127000 |  | \Classifications\Building System Class\D30-HVAC Systems\D3050 - Package SYS\Forced Air Heater,Oil/Gas fired - FAH | 1019332
08-A2 | 08-A2 Del Norte County Sheriff's Building | 08-A2-D4031-100-FEX02 | Fire Extinguisher 2 | Ansul Sentry | SP004198 | AA05 ABC | OM00032170 |  | Lobby | NA | NA | NA | NA | NA | NA | NA | NA | NA | NA | \Classifications\Building System Class\D40-Fire Protection SYS\D4030 - FIRE SPEC\Fire Extinguisher - FEX | EQ-1004985
08-A2 | 08-A2 Del Norte County Sheriff's Building | 08-A2-B2010-100-BLD01 | Building Structure | NA | NA | NA | OM00032172 |  | NA | NA | NA | NA | NA | NA | NA | NA | NA | NA | NA | \Classifications\Building System Class\B20-General Building Exterior\B2010 - Exterior Walls\Building - BLD | EQ-1007254
08-A2 | 08-A2 Del Norte County Sheriff's Building | 08-A2-B3010-100-CTY01 | Roofing Systems, County Maintained | DNA | DNA | DNA | OM00032388 | DNA | NA | NA | NA | NA | NA | NA | NA | NA | NA | NA | NA | \Classifications\Building System Class\B30-Roofing\B3010 - Roof Types\Roof - RUF | EQ-1007431
08-A2 | 08-A2 Del Norte County Sheriff's Building | 08-A2-D4024-100-CTY01 | Other Stand Pipe and Hose Systems-FHS01 | Standard Fire Hose Co. | DNA | 85UF Semiautomatic | OM00019744 | DNA | Main Lobby | NA | NA | NA | NA | NA | NA | NA | NA | NA | NA | \Classifications\Building System Class\D40-Fire Protection SYS\D4020 - Stand Pipe\Other Stand Pipe Hose Systems - FHS | 1009171
08-A2 | 08-A2 Del Norte County Sheriff's Building | 08-A2-D5092-250-EML03 | Emergency And Exit Lighting - EML03 | Prescolite Mfg | NA | NA | OM00032171 |  | Courtroom 3 | NA | NA | NA | NA | 110 | DNA | Electric | 1 | NA | NA | \Classifications\Building System Class\D50-Electrical SYS\D5090 - Elec SYS\Emergency And Exit Lighting - EML | 1009172
09-A1 | 09-A1 Main St. Courthouse | 09-A1-D3050-210-PKU02 | Package Unit #2 - 7.5 Ton | Carrier | 4202G40606 | 50HJQ008 521 | OM00003317 |  | Feeds office and court room 2 | (1) A-51 | (4) - 20x16x2 | R-22 | NA | 208/230 | 40 - 40 HACR Breaker | Electric | 3 Ph, 60Hz | DNA (70/70 Amp Max Overcurrent for heater) | 108,438 | \Classifications\Building System Class\D30-HVAC Systems\D3050 - Package SYS\Package Unit - PKU | EQ-1003747
09-A1 | 09-A1 Main St. Courthouse | 09-A1-D3050-250-ACU01 | Split Type Air Conditioner ACU01 | Sanyo | 10034 | CL1822 | OM00003320 |  | 3rd Flr Window access area (North) | (1) A-51 | 20x16x1 | R-22 | NA | 230/208 | 15 Max Fuse Size | Electrical | 1Ph, 60Hz | NA | NA | \Classifications\Building System Class\D30-HVAC Systems\D3050 - Package SYS\Air Conditioning,Split System - ACU | EQ-1003750
09-A1 | 09-A1 Main St. Courthouse | 09-A1-D4031-100-FEX11 | Portable, Hand Held, Fire Extinguisher (11) | Amerex | NA | HT-411144 | OM00034731 | 0M00004087 | Throughout Bldg | NA | NA | NA | NA | NA | NA | NA | NA | NA |  | \Classifications\Building System Class\D40-Fire Protection SYS\D4030 - FIRE SPEC\Fire Extinguisher - FEX | EQ-1004577
09-A1 | 09-A1 Main St. Courthouse | 09-A1-D5092-250-EML12 | LIGHT, EMERGENCY, HARDWIRED SYSTEM | Multiple | Multiple | Multiple | OM00034730 |  | All - Machine Room | NA | NA | NA | NA | 120 | DNA | Electric | DNA | NA | NA | \Classifications\Building System Class\D50-Electrical SYS\D5090 - Elec SYS\Emergency And Exit Lighting - EML | EQ-1004578
09-A1 | 09-A1 Main St. Courthouse | 09-A1-D1010-100-ELE01 | Elevator, Hydraulic ELE01 | Dover | 3004796 | HMC-1000-PHC | OM00004086 | State ID# 051271 | 1st Flr. Elevator Room (Through Janitors Closet) | NA | NA | NA | 25 HP | 208/230 | 14.3 | Hydraulic | 3 Ph, 6 Hz | NA | NA | \Classifications\Building System Class\D10-Conveyance Systems\D1010 - Elevator\Elevator,Hydraulic,Pass/Freight - ELE | EQ-1005200
09-A1 | 09-A1 Main St. Courthouse | 09-A1-D3044-125-PHW01 | Heating Hot Water Pumps PHW01 | Paco Pumps | 1971053511 | VJMM3157T | OM00034752 | HWP-1 | FLOOR 1, MECHANICAL ROOM | NA | NA | NA | 2 | 208 | 6.8 | Electrical | 3 | NA | NA | \Classifications\Building System Class\D30-HVAC Systems\D3040 - Distribution SYS\Hot Water Pump - PHW | EQ-1005201
09-A1 | 09-A1 Main St. Courthouse | 09-A1-D3044-125-PHW02 | Heating Hot Water Pumps PHW02 | Paco Pumps | 1971041852 | VJMM571T | OM00004082 | HWP-2 | FLOOR 1, Machine room | NA | NA | NA | 2 | 208 | 6.8 | Electrical | 3 | NA | NA | \Classifications\Building System Class\D30-HVAC Systems\D3040 - Distribution SYS\Hot Water Pump - PHW | EQ-1005202
09-A1 | 09-A1 Main St. Courthouse | 09-A1-B2010-100-BLD01 | Building Structure | NA | NA | NA | OM00034733 | 0M00004483 (Retired) | NA | NA | NA | NA | NA | NA | NA | NA | NA | NA | NA | \Classifications\Building System Class\B20-General Building Exterior\B2010 - Exterior Walls\Building - BLD | EQ-1007255
09-A1 | 09-A1 Main St. Courthouse | 09-A1-B3010-100-RUF01 | Roofing Systems | NA | NA | NA | OM00034732 | 0M00004484(Retired) | NA | NA | NA | NA | NA | NA | NA | NA | NA | NA | NA | \Classifications\Building System Class\B30-Roofing\B3010 - Roof Types\Roof - RUF | EQ-1007432
09-A1 | 09-A1 Main St. Courthouse | 09-A1-D2023-100-BFP01 | Backflow Prevention Assembly BFP01 | Wilkins | 2953011 | 975XL 2inch Type:RP | OM00034729 | ID#1 | Left side of Bedford St entry by the wall | NA | NA | NA | NA | NA | NA | NA | NA | NA | NA | \Classifications\Building System Class\D20-Plumbing\D2020 - Domestic Water\Backflow Preventer - BFP | 1009915
09-A1 | 09-A1 Main St. Courthouse | 09-A1-D3050-210-PKU04 | Package Unit - PKU04 - 5 Ton | Carrier | 0510G60143 | 50TCQA062A4A0A0A0 | OM00004314 | REPLACED OM00003316 | 3rd Floor West Roof Unit #3 Feeds the front office and lobby | (1) A-43 | 16X16X2 (4) | R-410A | NA | 208 | 16 | Electrical | 3 | NA | 61500 | \Classifications\Building System Class\D30-HVAC Systems\D3050 - Package SYS\Package Unit - PKU | 1011004
09-A1 | 09-A1 Main St. Courthouse | 09-A1-D3050-210-PKU05 | Package Unit - PKU05 - 8.5 Ton | Carrier | 0910G3502 | 50TCQD09A2A5A0A0A0 | OM00004315 | Replaces OM00003318 | 3rd Floor East Roof Unit #1 Services Dept 1 Office and Courtroom | (1) AX48 | (4) 20x20x2 | R-410A | NA | 208 | 16 | Electrical | 3 | DNA | 99000 | \Classifications\Building System Class\D30-HVAC Systems\D3050 - Package SYS\Package Unit - PKU | 1011005
09-A1 | 09-A1 Main St. Courthouse | 09-A1-D2022-100-HWE02 | 6 gallon water heater | AOSmith | H05J017546 | Ele6917 | OM00034741 |  | 2nd. Flr. Mens Restroom | NA | NA | NA | NA | 120 Volt | DNA | Electrical | Single | NA | NA | \Classifications\Building System Class\D20-Plumbing\D2020 - Domestic Water\Domestic Water Heater, Electric - HWE | 1011858
09-A1 | 09-A1 Main St. Courthouse | 09-A1-D2022-100-HWE04 | 20 gallon water heater | State | PV610N5960K0 | C97357765 | OM00034742 |  | 3rd. Flr. Dept. 1 Jury Room | NA | NA | NA | NA | 120 Volt | DNA | Electrical | Single | NA | NA | \Classifications\Building System Class\D20-Plumbing\D2020 - Domestic Water\Domestic Water Heater, Electric - HWE | 1011860
09-A1 | 09-A1 Main St. Courthouse | 09-A1-D3020-100-HET01 | Exspansion Tank | Wilkins | NA | WXTP-75V-A | OM00034751 |  | east corner | NA | NA | NA | NA | NA | NA | NA | NA | NA | NA | \Classifications\Building System Class\D30-HVAC Systems\D3020 - Heat SYS\Heater Water Expansion Tank - HET | 1011861
09-A1 | 09-A1 Main St. Courthouse | 09-A1-D4024-100-FHS03 | Fire Hose and Rack #1 - 2 | Sampson Metal Products | NA | Semi Automatic Fire Hose Rack | OM00034736 |  | near stairs | NA | NA | NA | NA | NA | NA | NA | NA | NA | NA | \Classifications\Building System Class\D40-Fire Protection SYS\D4020 - Stand Pipe\Other Stand Pipe Hose Systems - FHS | 1011871
09-A1 | 09-A1 Main St. Courthouse | 09-A1-G2050-200-LSC01 | Grass area, trees | NA | NA | NA | OM00034718 |  | Exterior Landscape | NA | NA | NA | NA | NA | NA | NA | NA | NA | NA | \Classifications\Building System Class\G20-Other Systems\G2050 - Landscaping\Landscaping - LSC | 1011872
09-A1 | 09-A1 Main St. Courthouse | 09-A1-D5092-250-ELT12 | Exterior lighting | MULTIPLE | MULTIPLE | MULTIPLE | OM00034734 |  | DNA | NA | NA | NA | NA | 120 Volt | DNA | Electrical | Single | NA | NA | \Classifications\Building System Class\D50-Electrical SYS\D5090 - Elec SYS\Exterior Lighting - ELT | 1011873
09-A1 | 09-A1 Main St. Courthouse | 09-A1-G2049-300-HSC01 | Retaining walls, granite stairs and railing | NA | NA | NA | OM00034719 |  | DNA | NA | NA | NA | NA | NA | NA | NA | NA | NA | NA | \Classifications\Building System Class\G20-Other Systems\G2040 - Site Development\Hardscape - HSC | 1011874
09-A1 | 09-A1 Main St. Courthouse | 09-A1-D2023-100-BFP02 | Boiler / Chiller Backflow Preventor #2 | Wilkins Zurn | 2362146 | 975XL 3/4 inch | OM00004320 | ID#2 | 1st Flr. Mech. Room East Wall | NA | NA | NA | NA | NA | NA | NA | NA | NA | NA | \Classifications\Building System Class\D20-Plumbing\D2020 - Domestic Water\Backflow Preventer - BFP | 1014885
09-A1 | 09-A1 Main St. Courthouse | 09-A1-D5038-810-ITA01 | Intrusion Alarm Panel | Sonitrol | NA | NA | OM00037479 |  | Electrical Room | NA | NA | NA | NA | NA | NA | Electric |  | NA | NA | \Classifications\Building System Class\D50-Electrical SYS\D5030 - Comm & Security\Intrusion Alarm - ITA | 1015765
09-A1 | 09-A1 Main St. Courthouse | 09-A1-D5010-200-ESD01 | Main Electrical Panel | Square D Company | 54576 | BK | OM00004485 |  | 1st. Flr. Electrical Room | NA | NA | NA | NA | 240 | 400 | Electric | 3 | NA | NA | \Classifications\Building System Class\D50-Electrical SYS\D5010 - Elec Service & Dist\Electical Service and Distribution - ESD | 1015766
09-A1 | 09-A1 Main St. Courthouse | 09-A1-D3050-250-ACU03 | Split System in Mech Data Room | Fujitsu | 19900 | AOU36CLX | OM00039364 |  | Exterior Mech Data Room / E. Side of Bldg. | NA | washable | R-410A | 1/5 / 1/3 | Other | 177 | Electric | 1 | NA | 33,100 | \Classifications\Building System Class\D30-HVAC Systems\D3050 - Package SYS\Air Conditioning,Split System - ACU | 1015768
09-A1 | 09-A1 Main St. Courthouse | 09-A1-D2022-100-HWE06 | Ele. Hot Water Heater, Mech Room 38 Gallon | Rheem | RH0710R01107 | 825SV40-2 38 GAL | OM00004319 | OM00003319 | 1st Flr. Mech. Room | NA | NA | NA | NA | DNA | DNA | Electric | DNA | NA | NA | \Classifications\Building System Class\D20-Plumbing\D2020 - Domestic Water\Domestic Water Heater, Electric - HWE | 1015810
09-A1 | 09-A1 Main St. Courthouse | 09-A1-D2022-100-HWE05 | Judges Chambers Dept 2 Hot Water Heater 6 Gallon | Rheem | VG02003215317 | 6E729 | OM00037480 |  | Floor 3 - Dept. 2 Judges Chamber Restroom | NA | NA | NA | NA | 120 | DNA | Electric | 1 | NA | NA | \Classifications\Building System Class\D20-Plumbing\D2020 - Domestic Water\Domestic Water Heater, Electric - HWE | 1015854
09-A1 | 09-A1 Main St. Courthouse | 09-A1-D3021-130-BLR02 | Boiler | Raypak | 130926329 | H7-0400A | OM00034160 | OM00003323 | East Side | NA | NA | NA | NA | 110 | 12 | Propane | 1 | 379,800 | 375,000 | \Classifications\Building System Class\D30-HVAC Systems\D3020 - Heat SYS\Boiler,Hot Water,Oil/Gas/Comb. - BLR | 1016297
09-A1 | 09-A1 Main St. Courthouse | 09-A1-B2033-120-DOR01 | ADA Door Opener Back Entrance | No Nameplate | No Nameplate | No Nameplate | OM00039059 |  | Flr. 1 at back entrance | NA | NA | NA | NA | NA | NA | Electric | 1 | NA | NA | \Classifications\Building System Class\B20-General Building Exterior\B2030 - Exterior Doors\Door,Automatic-Sliding,Revolving - DOR | 1018499
09-A1 | 09-A1 Main St. Courthouse | 09-A1-B2033-120-DOR02 | ADA Door Opener Interior Back Entrance | No Nameplate | No Nameplate | No Nameplate | OM00039058 |  | Flr. 1 at back entrance | NA | NA | NA | NA | NA | NA | Electric | 1 | NA | NA | \Classifications\Building System Class\B20-General Building Exterior\B2030 - Exterior Doors\Door,Automatic-Sliding,Revolving - DOR | 1018500
09-A1 | 09-A1 Main St. Courthouse | 09-A1-D3050-250-ACU04 | Split System for Family Law | Mitsubishi Electric | 4005833T | MUZGE18A | OM00039147 |  | Exterior East Well | NA | Washable | R-410A | NA | 208/230 | DNA | Electric | 3 | NA | NA | \Classifications\Building System Class\D30-HVAC Systems\D3050 - Package SYS\Air Conditioning,Split System - ACU | 1019265
09-A1 | 09-A1 Main St. Courthouse | 09-A1-D3031-140-CLR02 | CHILLER | CARRIER | 2918Q62993 | 30RAP0305DC0F100 | OM00039967 |  | Judge's Parking | NA | NA | R-410A | 1.45 | 230 | 55.8/340/6.0 | Electric | 3 | NA | NA | \Classifications\Building System Class\D30-HVAC Systems\D3030 - Cooling SYS\Chiller, Water Cooled - CLR | 1022887
09-A1 | 09-A1 Main St. Courthouse | 09-A1-D3050-250-ACU05 | AC | TRANE | 16155057 | M4HP4060A1000AA | OM00031544 |  | ENGINEEERS SHOP | NA | NA | 410A | NA | 208 | NA | ELECTRIC | 1 |  | NA | \Classifications\Building System Class\D30-HVAC Systems\D3050 - Package SYS\Air Conditioning,Split System - ACU | 1022913
09-C1 | 09-C1 Cameron Park | 09-C1-D2022-100-HWE01 | Electric Water Heater | GE | GE 0509R12711 | GE30T06AAG | OM00034525 | OM00003312 | FLOOR 1, East Mechanical Closet | NA | NA | NA | NA | 240 | NA | Electric | 1 | NA | NA | \Classifications\Building System Class\D20-Plumbing\D2020 - Domestic Water\Domestic Water Heater, Electric - HWE | EQ-1003759
09-C1 | 09-C1 Cameron Park | 09-C1-D2022-100-HWE02 | Water Heater HEW02 | Rheem | RR0708607004 | EGSP20 (Mfg Date: 07/2008) | OM00003314 |  | Floor 1, Janitors Closet by Judges Chambers in Main Bldg. | NA | NA | NA | NA | 208 | NA | Electrical | 1 Ph, 60 Hz | NA | NA | \Classifications\Building System Class\D20-Plumbing\D2020 - Domestic Water\Domestic Water Heater, Electric - HWE | EQ-1003760
09-C1 | 09-C1 Cameron Park | 09-C1-D4031-100-FEX05 | Portable, Hand Held, Fire Extinguisher | Multiple | Multiple | Multiple | OM00034527 |  | Throughout Bld | [10 empty] | \Classifications\Building System Class\D40-Fire Protection SYS\D4030 - FIRE SPEC\Fire Extinguisher - FEX | EQ-1004579
09-C1 | 09-C1 Cameron Park | 09-C1-D5092-250-EML12 | LIGHT, EMERGENCY, HARDWIRED SYSTEM | Multiple | Multiple | Multiple | OM00034528 | OM00004081 | Throughout | NA | NA | NA | NA | 115 | NA | Electric | 1 | NA | NA | \Classifications\Building System Class\D50-Electrical SYS\D5090 - Elec SYS\Emergency And Exit Lighting - EML | EQ-1004580
09-C1 | 09-C1 Cameron Park | 09-C1-D2023-100-CTY01 | Domestic Water Backflow Assembly Testing/Repairs Done By: El Dorado Irrigation District | WATTS | 14760 | QT009-1" PRZ 175 | OM00004310 |  | Parking Lot by road | [10 empty] | \Classifications\Building System Class\D20-Plumbing\D2020 - Domestic Water\Backflow Preventer - BFP | EQ-1004653
09-C1 | 09-C1 Cameron Park | 09-C1-D3050-310-HPU01 | Heat Pump #1 Dept 10 (Rear Exterior) | Bard | 126J082539036-02 | WH421-A05XX4XXX | OM00003650 |  | Dept 10 #1 (Rear Exterior) | Direct Drive |  | R-22 | 1/3 | 208/230 | 60 | Electrical | 1 | NA | NA | \Classifications\Building System Class\D30-HVAC Systems\D3050 - Package SYS\Heat Pump,Air Cooled - HPU | EQ-1007230
09-C1 | 09-C1 Cameron Park | 09-C1-D3050-310-HPU02 | Heat Pump #2 Dept 10 (Rear Exterior) | Bard | 126J082539042-02 | WH421-A05XX4XXX | OM00003649 |  | Dept 10 #2 (Rear Exterior) | Direct Drive |  | R-22 | 1/3 | 208/230 | 60 | Electrical | 1 | NA | NA | \Classifications\Building System Class\D30-HVAC Systems\D3050 - Package SYS\Heat Pump,Air Cooled - HPU | EQ-1007231
09-C1 | 09-C1 Cameron Park | 09-C1-B2010-100-BLD01 | Building Structure | NA | NA | NA | OM00034740 | 0M0004316 (Retired) | Building | NA | NA | NA | NA | NA | NA | NA | NA | NA | NA | \Classifications\Building System Class\B20-General Building Exterior\B2010 - Exterior Walls\Building - BLD | EQ-1007256
09-C1 | 09-C1 Cameron Park | 09-C1-B3010-100-RUF01 | Roofing Systems | NA | NA | NA | OM00034739 | 0M00004317 (Retired) | Roof | NA | NA | NA | NA | NA | NA | NA | NA | NA | NA | \Classifications\Building System Class\B30-Roofing\B3010 - Roof Types\Roof - RUF | EQ-1007433
09-C1 | 09-C1 Cameron Park | 09-C1-D4010-150-FMS01 | System Extinguishing,Wet Pipe - SEW | NA | NA | NA | OM00034526 | NA | 1st Floor, west mech closet | NA | NA | NA | NA | NA | NA | NA | NA | NA | NA | \Classifications\Building System Class\D40-Fire Protection SYS\D4010 - Sprinkler SYS\Fire Systems, stand pipes - FMS | 1011044
09-C1 | 09-C1 Cameron Park | 09-C1-D5010-200-ESD01 | Electrical Main Panel | Silvainia | NA | BSS0T-4SN | OM00004318 |  | Flr. 1 Main Electrical Room in Front hallway | NA | NA | NA | NA | 460 | 400 | Electrical | 3 | NA | NA | \Classifications\Building System Class\D50-Electrical SYS\D5010 - Elec Service & Dist\Electical Service and Distribution - ESD | 1011877
09-C1 | 09-C1 Cameron Park | 09-C1-G2050-200-LSC01 | Exterior Landscape | MULTIPLE | MULTIPLE | MULTIPLE | OM00034531 |  | Exterior Landscape | NA | NA | NA | NA | NA | NA | NA | NA | NA | NA | \Classifications\Building System Class\G20-Other Systems\G2050 - Landscaping\Landscaping - LSC | 1011878
09-C1 | 09-C1 Cameron Park | 09-C1-D5092-250-ELT22 | Exterior Lighting | MULTIPLE | MULTIPLE | MULTIPLE | OM00034529 |  | Exterior Lights Throughout | NA | NA | NA | NA | 240 | NA | Electrical | 1 | NA | NA | \Classifications\Building System Class\D50-Electrical SYS\D5090 - Elec SYS\Exterior Lighting - ELT | 1011879
09-C1 | 09-C1 Cameron Park | 09-C1-G2049-300-HSC01 | Side walks, metal entry gates | NA | NA | NA | OM00034532 |  | Exterior Hardscape Throughout | NA | NA | NA | NA | NA | NA | NA | NA | NA | NA | \Classifications\Building System Class\G20-Other Systems\G2040 - Site Development\Hardscape - HSC | 1011880
09-C1 | 09-C1 Cameron Park | 09-C1-D2023-100-CTY02 | "Irrigation Water Backflow Assembly Testing/Repairs Done By: El Dorado Irrigation District" | WATTS | 36879 | 3/4" 009 | OM00004313 |  | Exterior - Parking Lot | [10 empty] | \Classifications\Building System Class\D20-Plumbing\D2020 - Domestic Water\Backflow Preventer - BFP | 1014884
09-C1 | 09-C1 Cameron Park | 09-C1-D4010-150-FMS02 | Modular Extinguishing System ,Wet Pipe | Nibco | NA | NA | OM00037415 |  | Behind Modular | NA | NA | NA | NA | NA | NA | NA |  | NA | NA | \Classifications\Building System Class\D40-Fire Protection SYS\D4010 - Sprinkler SYS\Fire Systems, stand pipes - FMS | 1015769
09-C1 | 09-C1 Cameron Park | 09-C1-D5037-710-FAP02 | Fire Alarm Panel | Notifier by Honeywell | 00200763 4013 | NFW2-100 Notifier by Honeywell | OM00034222 | OM00004084 | West Mechanical Room | NA | NA | NA | NA | 240 | 2.0 | Electric | 1 | NA | NA | \Classifications\Building System Class\D50-Electrical SYS\D5030 - Comm & Security\Fire Alarm Panel - FAP | 1016870
09-C1 | 09-C1 Cameron Park | 09-C1-D2023-100-CTY03 | Fire backflow | Febco | C0227 | 806 | OM00039021 |  | In pit in island of public parking lot. | NA | NA | NA | NA | NA | NA |  |  | NA | NA | \Classifications\Building System Class\D20-Plumbing\D2020 - Domestic Water\Backflow Preventer - BFP | 1017308
09-C1 | 09-C1 Cameron Park | 09-C1-D2023-100-CTY04 | Fire backflow bypass | Febco | C6665 | 175mxyip | OM00039023 |  | In pit in island of public parking lot. | NA | NA | NA | NA | NA | NA | NA |  | NA | NA | \Classifications\Building System Class\D20-Plumbing\D2020 - Domestic Water\Backflow Preventer - BFP | 1017309
09-C1 | 09-C1 Cameron Park | 09-C1-B2033-120-DOR01 | ADA Swinging Modular Front Entrance Door | LCN | NA | Series 4630/4640 | OM00039055 |  | Floor 1 Modular Public ADA Ramp South side entrance | NA | NA | NA | NA | 120 | 1.5 | Electric | 1 | NA | NA | \Classifications\Building System Class\B20-General Building Exterior\B2030 - Exterior Doors\Door,Automatic-Sliding,Revolving - DOR | 1018037
09-C1 | 09-C1 Cameron Park | 09-C1-B2033-120-DOR03 | ADA Swinging Door in Lobby Hallway to Sally port | LCN | NA | Series 4630/4640 | OM00039056 |  | Lobby Hallway to Sallyport in Main Courthouse | NA | NA | NA | NA | 120 | 1.5 | Electric | 1 | NA | NA | \Classifications\Building System Class\B20-General Building Exterior\B2030 - Exterior Doors\Door,Automatic-Sliding,Revolving - DOR | 1018039
09-C1 | 09-C1 Cameron Park | 09-C1-B2033-120-DOR02 | ADA Swinging Modular Side Entrance Door | LCN | NA | Series 4630/4640 | OM00039054 |  | Modular Public ADA Ramp West side entrance | NA | NA | NA | NA | 120 | 1.5 | Electric | 1 | NA | NA | \Classifications\Building System Class\B20-General Building Exterior\B2030 - Exterior Doors\Door,Automatic-Sliding,Revolving - DOR | 1018038
09-C1 | 09-C1 Cameron Park | 09-C1-D3031-210-CDR06 | Heat Pump / Condenser #1 - Serves Judges Chambers | Bryant | 4613E18630 | 127ANA048-B | OM00027242 | OM00003307 | West side of building | NA | NA | R-410A | 1/4 | 230 | 40 | Electric | 1 | NA | NA | \Classifications\Building System Class\D30-HVAC Systems\D3030 - Cooling SYS\Condensing Unit, Air Cooled - CDR | 1018723
09-C1 | 09-C1 Cameron Park | 09-C1-D3031-210-CDR07 | Heat Pump / Condenser #2 - Serves Clerks Area | Bryant | 2314E04459 | 127ANA048-B | OM00027243 | OM00003308 | West side of building | NA | NA | R-410A | 1/4 | 230 | 40 | Electric | 1 | NA | NA | \Classifications\Building System Class\D30-HVAC Systems\D3030 - Cooling SYS\Condensing Unit, Air Cooled - CDR | 1018724
09-C1 | 09-C1 Cameron Park | 09-C1-D3031-210-CDR09 | Heat Pump / Condenser #4 - Serves Front Lobby | Bryant | 3014E10450 | 127ANA048-B | OM00027209 | OM00003309 | Exterior East side of bldg. | NA | NA | R-410A | 1/4 | 230 | 40 | Electric | 1 | NA | NA | \Classifications\Building System Class\D30-HVAC Systems\D3030 - Cooling SYS\Condensing Unit, Air Cooled - CDR | 1018726
09-C1 | 09-C1 Cameron Park | 09-C1-D3031-210-CDR08 | Heat Pump / Condenser #3 - Serves Jury Room | Bryant | 2314E16875 | 127ANA048-B | OM00027210 | OM00003310 | Exterior East side of bldg. | NA | NA | R-410A | 1/4 | 230 | 40 | Electric | 1 | NA | NA | \Classifications\Building System Class\D30-HVAC Systems\D3030 - Cooling SYS\Condensing Unit, Air Cooled - CDR | 1018725
09-C1 | 09-C1 Cameron Park | 09-C1-D3031-210-CDR10 | Heat Pump / Condenser #5 - Serves Court Room | Bryant | 2314E04460 | 127ANA048-B | OM00027211 | OM00003311 | Exterior East side of bldg. | NA | NA | R-410A | 1/4 | 230 | 40 | Electric | 1 | NA | NA | \Classifications\Building System Class\D30-HVAC Systems\D3030 - Cooling SYS\Condensing Unit, Air Cooled - CDR | 1018727
09-C1 | 09-C1 Cameron Park | 09-C1-D3050-122-FAH06 | H/P-5 - Gas Forced-Air Furnace FAH01 - | Bryant | 2214X24119 | CNPVP4821ALAAAAA | OM00027244 | OM00004092 | Exterior, West Side Mech Room | NA | (1) 16x25x4 | NA | 1/2 | 115 | 10.5 | Gas | 1 | 80,000 | 78,000 | \Classifications\Building System Class\D30-HVAC Systems\D3050 - Package SYS\Forced Air Heater,Oil/Gas fired - FAH | 1018728
09-C1 | 09-C1 Cameron Park | 09-C1-D3050-122-FAH07 | H/P-1 - Gas Forced-Air Furnace FAH02 - Serves Court Room | Bryant | 2414X24127 | CNPVP4821ALAAAAA | OM00039069 | OM00004090 | Exterior, East Side Mech Room | NA | (1) 16x25x4 | NA | 1/2 | 115 | 10.5 | Gas | 1 | 100,000 | 97,000 | \Classifications\Building System Class\D30-HVAC Systems\D3050 - Package SYS\Forced Air Heater,Oil/Gas fired - FAH | 1018729
09-C1 | 09-C1 Cameron Park | 09-C1-D3050-122-FAH08 | H/P-4 - Gas Forced-Air Furnace FAH03 - Serves Jury Room | Bryant | 2214X24120 | CNPVP4821ALAAAAA | OM00039070 | OM00004089 | Exterior, West Side Mech Room | NA | (1) 16x25x4 | NA | 1/2 | 115 | 10.5 | Gas | 1 | 80,000 | 78,000 | \Classifications\Building System Class\D30-HVAC Systems\D3050 - Package SYS\Forced Air Heater,Oil/Gas fired - FAH | 1018730
09-C1 | 09-C1 Cameron Park | 09-C1-D3050-122-FAH09 | H/P-3 - Gas Forced-Air Furnace - Serves Front Lobby | Bryant | 2214X24129 | CNPVP4821ALAAAAA | OM00027212 | OM00004091 | Exterior, East Side Mech Room | NA | (1) 20X25X4 | NA | 1/2 | 115 | 10.5 | Gas | 1 | 100,000 | 97,000 | \Classifications\Building System Class\D30-HVAC Systems\D3050 - Package SYS\Forced Air Heater,Oil/Gas fired - FAH | 1018731
09-C1 | 09-C1 Cameron Park | 09-C1-D3050-122-FAH10 | H/P-2 -Gas Forced-Air Furnace - Serves Clerks Area | Bryant | 2214X24110 | CNPVP4821ALAAAAA | OM00027221 | OM00004312 | Exterior, East Side Mech Room | NA | (1) 20X25X4 | NA | 1/2 | 115 | 10.5 | Gas | 1 | 100,000 | 97,000 | \Classifications\Building System Class\D30-HVAC Systems\D3050 - Package SYS\Forced Air Heater,Oil/Gas fired - FAH | 1018732
09-C1 | 09-C1 Cameron Park | 09-C1-B2033-120-DOR04 | ADA Door - Front Entrance | Horton | NA | Series 7000 | OM00039322 |  | 1st Flr. Front Entrance | NA | NA | NA | NA | 120 | 3.51 | Electric | NA | NA | NA | \Classifications\Building System Class\B20-General Building Exterior\B2030 - Exterior Doors\Door,Automatic-Sliding,Revolving - DOR | 1020520
09-C1 | 09-C1 Cameron Park | 09-C1-B2033-120-DOR05 | ADA Door - Front Exit | Horton | NA | Series 7000 | OM00039321 |  | 1st Flr. Front Exit | NA | NA | NA | NA | 120 | 3.51 | Electric | DNA | NA | NA | \Classifications\Building System Class\B20-General Building Exterior\B2030 - Exterior Doors\Door,Automatic-Sliding,Revolving - DOR | 1020521
09-E1 | 09-E1 Johnson Bldg. | 09-E1-D3041-110-AHU01 | Air Handler MZ2 | Pace | 85-50401-01 | Size A15-FC-SI | OM00003511 | MZ-2 | Penthouse Mechanical Room Above Jail | A6250 | 12- 20x20x2 | DNA | 5.0 | AC | 15.6/7.8 | Electrical | 3 | NA | NA | \Classifications\Building System Class\D30-HVAC Systems\D3040 - Distribution SYS\Air Handling Unit - AHU | EQ-1003762
09-E1 | 09-E1 Johnson Bldg. | 09-E1-D3041-110-AHU03 | Air Handler MZ2 | Carrier | 801196001 | 39EB32 | OM00003518 | MZ-3 | Penthouse Mechanical Room Above Jail | TWO, 3VX500 | 10- 24x24x12 , 2-12x24x2--Pre filters,10-24x24x1 , 2-12x24x1 | DNA | 20 | AC | 200/60 | Electrical | 3 | NA | NA | \Classifications\Building System Class\D30-HVAC Systems\D3040 - Distribution SYS\Air Handling Unit - AHU | EQ-1003764
09-E1 | 09-E1 Johnson Bldg. | 09-E1-D2022-260-HWG01 | Dom Hot Water Heater | Bradford White | DK9777358 | M2XR75S6BN | OM00003514 | Water Heater | Above Jail | NA | NA | NA | NA | NA | NA | Natural Gas | NA | 76,000 | DNA | \Classifications\Building System Class\D20-Plumbing\D2020 - Domestic Water\Domestic Water Heater, Gas - HWG | EQ-1003765
09-E1 | 09-E1 Johnson Bldg. | 09-E1-D3021-130-CTY01 | Gas Fired Hot Water Boiler 01 | Raypak Inc | 9911164260 | H3-0962 | OM00003515 | Boiler # 1 | Penthouse | NA | NA | NA | NA | NA | NA | Natural Gas | NA | 961,700 | 788,594 | \Classifications\Building System Class\D30-HVAC Systems\D3020 - Heat SYS\Boiler,Hot Water,Oil/Gas/Comb. - BLR | EQ-1003767
09-E1 | 09-E1 Johnson Bldg. | 09-E1-D5010-200-ESD01 | Switchboard | GE | DNA | No. A-002223 | OM00004409 |  | Floor 1, Judge's Parking area | NA | NA | NA | DNA | 120/208 | 1200 | Electrical | DNA | NA | NA | \Classifications\Building System Class\D50-Electrical SYS\D5010 - Elec Service & Dist\Electical Service and Distribution - ESD | EQ-1003774
09-E1 | 09-E1 Johnson Bldg. | 09-E1-D1010-100-ELE01 | Elevator, Public ELH01 Conveyance #068129 | Montgomery Elevators | 68129 | 411H | OM00027767 | State ID# 068129 | DNA | NA | NA | NA | DNA | DNA | DNA | Hydraulic | DNA | NA | NA | \Classifications\Building System Class\D10-Conveyance Systems\D1010 - Elevator\Elevator,Hydraulic,Pass/Freight - ELE | EQ-1003776
09-E1 | 09-E1 Johnson Bldg. | 09-E1-D1010-100-ELE02 | Elevator, Staff ELH02 Conveyance # 068130 | Montgomery Elevators | 68130 | 411H | OM00031559 | State ID# 068130¦OM00004107 | DNA | NA | NA | NA | DNA | DNA | DNA | Hydraulic | DNA | NA | NA | \Classifications\Building System Class\D10-Conveyance Systems\D1010 - Elevator\Elevator,Hydraulic,Pass/Freight - ELE | EQ-1003777
09-E1 | 09-E1 Johnson Bldg. | 09-E1-D3050-250-ACU01 | DUCTLESS SPLIT | EnviroAir | DNA | DNA | OM00004105 |  | Floor 1 | NA | NA | R-410A | DNA | 115 | 15 | Electrical | single | NA | NA | \Classifications\Building System Class\D30-HVAC Systems\D3050 - Package SYS\Air Conditioning,Split System - ACU | EQ-1003778
09-E1 | 09-E1 Johnson Bldg. | 09-E1-D2023-100-CTY02 | Fire Backflow (County Asset) | DNA | DNA | DNA | DNA |  | DNA | NA | NA | NA | NA | NA | NA | NA | NA | NA | NA | \Classifications\Building System Class\D20-Plumbing\D2020 - Domestic Water\Backflow Preventer - BFP | EQ-1003779
09-E1 | 09-E1 Johnson Bldg. | 09-E1-D4010-150-FMS01 | Extinguishing System | DNA | DNA | DNA | OM00004109 | DNA | DNA | NA | NA | NA | NA | NA | NA | NA | NA | NA | NA | \Classifications\Building System Class\D40-Fire Protection SYS\D4010 - Sprinkler SYS\Fire Systems, stand pipes - FMS | EQ-1003780
09-E1 | 09-E1 Johnson Bldg. | 09-E1-D5092-250-EML14 | Emergency Exit Lights | Sure Lites | NA | NA | OM00004114 |  | DNA | NA | NA | NA | NA | NA | NA | Electrical | NA | NA | NA | \Classifications\Building System Class\D50-Electrical SYS\D5090 - Elec SYS\Emergency And Exit Lighting - EML | EQ-1003782
09-E1 | 09-E1 Johnson Bldg. | 09-E1-D4031-100-FEX11 | Portable, Hand Held, Fire Extinguisher | Underwriter Labratories | Multiple | Multiple | OM00004116 |  | Throughout Bldg | [10 empty] | \Classifications\Building System Class\D40-Fire Protection SYS\D4030 - FIRE SPEC\Fire Extinguisher - FEX | EQ-1004629
09-E1 | 09-E1 Johnson Bldg. | 09-E1-D2023-100-BFP02 | Domestic Water Backflow Assembly | Febco | R7747 | 825 y - 2INCH Type:RP | OM00004108 | Acct#: 004338 APN/Lot: 4338 | Floor 1, Maintenance office | NA | NA | NA | NA | NA | NA | NA | NA | NA | NA | \Classifications\Building System Class\D20-Plumbing\D2020 - Domestic Water\Backflow Preventer - BFP | EQ-1004652
09-E1 | 09-E1 Johnson Bldg. | 09-E1-B2010-100-BLD01 | Building Structure | NA | NA | NA | OM00004112 | NA | NA | NA | NA | NA | NA | NA | NA | NA | NA | NA | NA | \Classifications\Building System Class\B20-General Building Exterior\B2010 - Exterior Walls\Building - BLD | EQ-1007257
09-E1 | 09-E1 Johnson Bldg. | 09-E1-B3010-100-RUF01 | Roofing Systems | NA | NA | NA | OM00004408 |  | NA | NA | NA | NA | NA | NA | NA | NA | NA | NA | NA | \Classifications\Building System Class\B30-Roofing\B3010 - Roof Types\Roof - RUF | EQ-1007434
09-E1 | 09-E1 Johnson Bldg. | 09-E1-D3031-150-CLR02 | Chiller CLR02 | Carrier | 3610Q74818 | 30RBB06055 | OM00004110 | OM00004110 | Penthouse | NA | NA | R-410A | DNA | 240 | DNA | Electrical | 3 | NA | NA | \Classifications\Building System Class\D30-HVAC Systems\D3030 - Cooling SYS\Chiller,Absorption Unit - CLR | 1010541
09-E1 | 09-E1 Johnson Bldg. | 09-E1-D5092-250-ELT10 | Exterior Lighting | MULTIPLE | MULTIPLE | MULTIPLE | OM00004410 |  | DNA | NA | NA | NA | DNA | DNA | DNA | Electrical | DNA | NA | NA | \Classifications\Building System Class\D50-Electrical SYS\D5090 - Elec SYS\Exterior Lighting - ELT | 1011881
09-E1 | 09-E1 Johnson Bldg. | 09-E1-G2049-300-HSC01 | Exterior Hardscape | NA | NA | NA | OM00004411 |  | DNA | NA | NA | NA | NA | NA | NA | NA | NA | NA | NA | \Classifications\Building System Class\G20-Other Systems\G2040 - Site Development\Hardscape - HSC | 1011882
09-E1 | 09-E1 Johnson Bldg. | 09-E1-D2022-260-HWG03 | Dom Hot Water Heater HWG02 | Bradford & White | JH16959349 | MZXR7556N | OM00027761 |  | Penthouse | [10 empty] | \Classifications\Building System Class\D20-Plumbing\D2020 - Domestic Water\Domestic Water Heater, Gas - HWG | 1015386
09-E1 | 09-E1 Johnson Bldg. | 09-E1-D3041-230-RFN02 | Return Fan for AHU03 (MZ-3) | Electric Motors | 801196002 | 6208-2Z-J/C3 | OM00003517 |  | Penthouse |  |  |  | 2 | Other | 24.3 |  | 3 |  |  | \Classifications\Building System Class\D30-HVAC Systems\D3040 - Distribution SYS\Supply/Exhaust/Return fans- FAN | 1015387
09-E1 | 09-E1 Johnson Bldg. | 09-E1-D3041-230-RFN01 | Return Fan for AHU01 (MZ-2) | Electric Motors |  | U2P2D | OM00027594 |  | Penthouse | A56 |  |  | 2 | Other | 6.8 |  | 3 |  |  | \Classifications\Building System Class\D30-HVAC Systems\D3040 - Distribution SYS\Supply/Exhaust/Return fans- FAN | 1015388
09-E1 | 09-E1 Johnson Bldg. | 09-E1-D3068-100-BAS01 | BAS System | DNA | 2MD237078K | DNA | OM00027595 | NA | Engineers Office | NA | NA | NA | NA | NA | NA | Electric |  | NA | NA | \Classifications\Building System Class\D30-HVAC Systems\D3060 - Control & Inst Air\Building Automation System - BAS | 1015760
09-E1 | 09-E1 Johnson Bldg. | 09-E1-D2023-310-HWP03 | Domestic Hot Water Re-Circ pump | GRUNDFOS | 984889 | Type up15-42F | OM00027762 | NA | Mechanical room | NA | NA | NA | NA | 115 | NA | Electric | NA | NA | NA | \Classifications\Building System Class\D20-Plumbing\D2020 - Domestic Water\Domestic Hot Water Circulating Pump - HWP | 1016239
09-E1 | 09-E1 Johnson Bldg. | 09-E1-D3031-100-PCH01 | Chilled Water Pump | Baldor | 3713101T920H1 | M3305T | OM00004416 | NA | Mechanical room | NA | NA | NA | NA | 480 | 4.6 | Electric | 3 | NA | NA | \Classifications\Building System Class\D30-HVAC Systems\D3030 - Cooling SYS\Chilled Water Pump - PCH | 1016240
09-E1 | 09-E1 Johnson Bldg. | 09-E1-D2023-310-HWP02 | Hot Water Re-Circ Pump | DNA | S057485968 | CF18 | OM00027774 | OM00004414 | Mechanical Room | NA | NA | NA | 3 | 230 | 4.7 | Electric | 3 | NA | NA | \Classifications\Building System Class\D20-Plumbing\D2020 - Domestic Water\Domestic Hot Water Circulating Pump - HWP | 1016242
09-E1 | 09-E1 Johnson Bldg. | 09-E1-D3042-220-EFN01 | Exhaust Fan 01 | US Motors | 156060 | SA55NXXFA | OM00027773 | NA | Roof | 3VX500 | NA | NA |  | 115 | 5.3 | Electric |  | NA | NA | \Classifications\Building System Class\D30-HVAC Systems\D3040 - Distribution SYS\Supply/Exhaust/Return fans- FAN | 1016243
09-E1 | 09-E1 Johnson Bldg. | 09-E1-D4010-150-FMS02 | Dry System | Fire Protection SYS\D4010 | Sprinkler SYS\Fire Systems, stand pipes | FMS | OM00039693 | NA | Technicians Office | NA | NA | NA | NA | NA | NA | NA | NA | NA | NA | \Classifications\Building System Class\D40-Fire Protection SYS\D4010 - Sprinkler SYS\Fire Systems, stand pipes - FMS | 1017125
09-E1 | 09-E1 Johnson Bldg. | 09-E1-D3021-130-BLR03 | Gas Fired Hot Water Boiler 02 | Raypak | 1404377722 | H7-1005A | OM00027764 | PTO# 06-1830 | Penthouse | NA | NA | NA | NA | 120 | 25 | Gas | 1 | 999,000 | 959,040 | \Classifications\Building System Class\D30-HVAC Systems\D3020 - Heat SYS\Boiler,Hot Water,Oil/Gas/Comb. - BLR | 1018025
09-E1 | 09-E1 Johnson Bldg. | 09-E1-D2023-100-BFP03 | Boiler Backflow | Watts | 481365 | 3/4" QT | OM00027763 |  | Penthouse | NA | NA | NA | NA | NA | NA | NA |  | NA | NA | \Classifications\Building System Class\D20-Plumbing\D2020 - Domestic Water\Backflow Preventer - BFP | 1018501
09-E1 | 09-E1 Johnson Bldg. | 09-E1-D2023-310-HWP04 | Hot Water Re-Circ Pump | Paco Pumps | F0908173707 | M3157T | OM00004415 |  | Penhouse Mech Room | NA | NA | NA | 3 | 230 | 4.7 | Electric | 3 | NA | NA | \Classifications\Building System Class\D20-Plumbing\D2020 - Domestic Water\Domestic Hot Water Circulating Pump - HWP | 1018502
09-E1 | 09-E1 Johnson Bldg. | 09-E1-D2023-310-HWP05 | Hot Water Circulating Water Pump #3 | Marathon | B14J80030 | M: 5KC36JN269GX | OM00031558 | OM00004415 | 2nd Flr. Penthouse Mec Room Next to Boiler | NA | NA | NA | 1/2 | 115/208-230 | 7.6 | Electric | 1 | NA | NA | \Classifications\Building System Class\D20-Plumbing\D2020 - Domestic Water\Domestic Hot Water Circulating Pump - HWP | 1020517
09-E1 | 09-E1 Johnson Bldg. | 09-E1-D5037-710-FAP01 | Elevator FAP #1 | Honeywell | ECN # 15-0217 | S3 Series | OM00027766 |  | Flr. 1 Public Lobby near Janitors Closet | NA | NA | NA | NA | 120 | 2.75 | Electric | DNA | NA | NA | \Classifications\Building System Class\D50-Electrical SYS\D5030 - Comm & Security\Fire Alarm Panel - FAP | 1021670
09-E1 | 09-E1 Johnson Bldg. | 09-E1-D5037-710-FAP02 | Elevator FAP #2 | Honeywell | ECN # 09-126 | S3 Series | OM00031560 |  | Flr. 1 Staff Hallway near Elevator | NA | NA | NA | NA | 120 | 2.75 | Electric | DNA | NA | NA | \Classifications\Building System Class\D50-Electrical SYS\D5030 - Comm & Security\Fire Alarm Panel - FAP | 1021671
10-A1 | 10-A1 Fresno County Courthouse | 10-A1-D3041-110-AHU01 | Air Handler 2nd Floor AHU01 | Trane | U67993 | 41 | OM00003336 |  | Mech Room 2ND Floor | (3) CX120 | (15) 20x25 (sock) | NA | 30 | 480 | 37 | NA | 3 Ph, 60Hz | NA | NA | \Classifications\Building System Class\D30-HVAC Systems\D3040 - Distribution SYS\Air Handling Unit - AHU | EQ-1003785
10-A1 | 10-A1 Fresno County Courthouse | 10-A1-D3041-110-AHU02 | Air Handler 4th Floor East AHU02 | Trane | 073598010 | MM214V | OM00003338 |  | Mech Room 4th Floor East | (2) BX75 | (1) 3C (Roll) | NA | 10 | 480 | 14.2 | NA | 3Ph, 60 Hz | NA | NA | \Classifications\Building System Class\D30-HVAC Systems\D3040 - Distribution SYS\Air Handling Unit - AHU | EQ-1003786
10-A1 | 10-A1 Fresno County Courthouse | 10-A1-D3041-110-AHU03 | Air Handler 4th Floor West AHU03 | Trane | U67994 | 25 | OM00003339 |  | Blower Room 4th floor west | (2) C100 | (10) 20X25 (sock) | NA | 25 | 480 | 32 | NA | 3 Ph, 60Hz | NA | NA | \Classifications\Building System Class\D30-HVAC Systems\D3040 - Distribution SYS\Air Handling Unit - AHU | EQ-1003787
10-A1 | 10-A1 Fresno County Courthouse | 10-A1-D3041-110-AHU04 | Air Handler 5th Floor AHU04 | Trane | U67995 | 41 | OM00003340 |  | Blower Room 5th Floor | (3) C1200 | (15) 20x25x2 (sock) | NA | 30 | 480 | 37 | NA | 3 Ph, 60Hz | NA | NA | \Classifications\Building System Class\D30-HVAC Systems\D3040 - Distribution SYS\Air Handling Unit - AHU | EQ-1003788
10-A1 | 10-A1 Fresno County Courthouse | 10-A1-D3041-110-AHU05 | Air Handler 6th Floor AHU05 | Trane | U67996 | 41 | OM00003341 |  | Blower Room 6th floor | (3) CP128 | (15) 20X25x2 (SOCK)) | NA | DNA | 480 | 50 | NA | DNA | NA | NA | \Classifications\Building System Class\D30-HVAC Systems\D3040 - Distribution SYS\Air Handling Unit - AHU | EQ-1003789
10-A1 | 10-A1 Fresno County Courthouse | 10-A1-D3041-110-AHU06 | Air Handler 7th Floor AHU06 | Trane | 7997 | 41 | OM00003342 |  | Blower Room 7th Floor | (3) BP120 | (15) 20x25 (Bag) | NA | DNA | 480 | DNA | NA | DNA | NA | NA | \Classifications\Building System Class\D30-HVAC Systems\D3040 - Distribution SYS\Air Handling Unit - AHU | EQ-1003790
10-A1 | 10-A1 Fresno County Courthouse | 10-A1-D3041-110-AHU07 | Air Handler B-2, B-1 South AHU07 | Trane | No Nameplate | No Nameplate | OM00003346 |  | Blower Room B-2 Floor serving B-1 South | DNA | DNA | DNA | DNA | DNA | DNA | NA | DNA | NA | NA | \Classifications\Building System Class\D30-HVAC Systems\D3040 - Distribution SYS\Air Handling Unit - AHU | EQ-1003791
10-A1 | 10-A1 Fresno County Courthouse | 10-A1-D3041-110-AHU08 | Air Handler 8th Floor AHU08 | Trane | U69078 | T35V | OM00029512 |  | Penthouse Blower Room | (3) CX120 | DNA | DNA | 4 | DNA | 51 | NA | DNA | NA | NA | \Classifications\Building System Class\D30-HVAC Systems\D3040 - Distribution SYS\Air Handling Unit - AHU | EQ-1003792
10-A1 | 10-A1 Fresno County Courthouse | 10-A1-D2023-310-HWP01 | Pump, Booster Domestic Water PMP01 | Paco Pump Controls | S199C18718 | P5000T | OM00003347 |  | Basement, B-211 Mechanical Room | NA | NA | NA | (1) - 7.5, (2) - 15, (3) - 15 | 460 | 53 Max overcurrent | NA | 3 Ph, 60Hz | NA | NA | \Classifications\Building System Class\D20-Plumbing\D2020 - Domestic Water\Domestic Hot Water Circulating Pump - HWP | EQ-1003793
10-A1 | 10-A1 Fresno County Courthouse | 10-A1-D3050-250-ACU03 | Split System Elevator Room 1,2,3 ACU03 | Mitsubishi Electric | 63E00588B | PU30EK | OM00003357 |  | Floor 9 Penthouse at South Elevator Room | NA | NA | R-22 | 1 | 240 | 30 | NA | DNA | NA | NA | \Classifications\Building System Class\D30-HVAC Systems\D3050 - Package SYS\Air Conditioning,Split System - ACU | EQ-1003796
10-A1 | 10-A1 Fresno County Courthouse | 10-A1-D3050-250-ACU04 | Split System Elevator Room 1,2,3 ACU04 | Mitsubishi Electric | 9YE00023A | PUH24EK | OM00003358 |  | Floor 9 Penthouse at Elevator Room South | NA | NA | R-22 | 1 | 240 | 30 | NA | DNA | NA | NA | \Classifications\Building System Class\D30-HVAC Systems\D3050 - Package SYS\Air Conditioning,Split System - ACU | EQ-1003797
10-A1 | 10-A1 Fresno County Courthouse | 10-A1-D3030-110-CTW01 | Cooling Tower CTW01 - North | Baltimore Aircoil | 94201687 | JE-5142NMKS | OM00003356 |  | Floor 9, Penthouse area | (4) 4B133 | NA | NA | 25 | 480 | DNA | Electric | 3 | NA | NA | \Classifications\Building System Class\D30-HVAC Systems\D3030 - Cooling SYS\Cooling Tower - CTW | EQ-1003798
10-A1 | 10-A1 Fresno County Courthouse | 10-A1-D2022-100-HWE03 | Booster Water Heater for Dish Washer | AOSmith | 1225M002266 | DEN40110 | OM00029589 |  | Basement Dining Room | NA | NA | NA | NA | 480 | DNA | Electric | 1 Ph, 50/60 Hz | NA | NA | \Classifications\Building System Class\D20-Plumbing\D2020 - Domestic Water\Domestic Water Heater, Electric - HWE | EQ-1003804
10-A1 | 10-A1 Fresno County Courthouse | 10-A1-D5092-250-EML288 | LIGHT, EMERGENCY, HARDWIRED SYSTEM | Hand Made |  |  | OM00029790 | OM00029620 | Throughout - B-210 is where the transfer switch is located | NA | NA | NA | NA | 277 | DNA | Electric | 1 | NA | NA | \Classifications\Building System Class\D50-Electrical SYS\D5090 - Elec SYS\Emergency And Exit Lighting - EML | EQ-1004581
10-A1 | 10-A1 Fresno County Courthouse | 10-A1-D5037-710-FAP01 | ALARM, FIRE, ANNUNCIATOR SYSTEM | Notifier | DNA | DR-D3 | OM00029139 |  | Sherrif's Office 1st Floor | [10 empty] | \Classifications\Building System Class\D50-Electrical SYS\D5030 - Comm & Security\Fire Alarm Panel - FAP | EQ-1004642
10-A1 | 10-A1 Fresno County Courthouse | 10-A1-D1010-100-ELE01 | Elevator (042721) Passenger #1 230VDC Convenayce # 042721 | Westinghouse | CAR 1 20286 | IMS-SCR | OM00029150 | State ID# 042721 | DNA | NA | NA | NA | 34 | DNA | NA | Electric | 1 | NA | NA | \Classifications\Building System Class\D10-Conveyance Systems\D1010 - Elevator\Elevator,Electric,Pass/Freight - ELE | EQ-1005210
10-A1 | 10-A1 Fresno County Courthouse | 10-A1-D1010-100-ELE02 | Elevator -Passenger # 2 Conveyance # 042722 266VDC | Westinghouse | CAR 2 20287 | IMS-SCR | OM00029149 | State ID# 042722 | DNA | NA | DNA | NA | 34 | DNA | DNA | Electric | 1 | NA | NA | \Classifications\Building System Class\D10-Conveyance Systems\D1010 - Elevator\Elevator,Electric,Pass/Freight - ELE | EQ-1005211
10-A1 | 10-A1 Fresno County Courthouse | 10-A1-D1010-100-ELE03 | Elevator, Passenger # 3, Overhead Traction Conveyance # 042723 266VDC | Westinghouse | CAR 3 20288 | IMS-SCR | OM00029148 | State ID# 042723 |  | NA | NA | NA | 34 | DNA | NA | Electric | 1 | NA | NA | \Classifications\Building System Class\D10-Conveyance Systems\D1010 - Elevator\Elevator,Electric,Pass/Freight - ELE | EQ-1005212
10-A1 | 10-A1 Fresno County Courthouse | 10-A1-D1010-100-ELE04 | Elevator #4 - Inmate Elevator Conveyance # 042724 266VDC | Westinghouse | 3259266 | I-DC-01 | OM00029142 | State ID# 042724 | Floor 8 Veranda Elevator Room | DNA | DNA | NA | DNA | DNA |  | Electric | DNA |  |  | \Classifications\Building System Class\D10-Conveyance Systems\D1010 - Elevator\Elevator,Electric,Pass/Freight - ELE | EQ-1005213
10-A1 | 10-A1 Fresno County Courthouse | 10-A1-D1010-100-ELE05 | Elevator #5 Passenger Conveyance# 061321 230VDC | Westinghouse | DNA | 061321 | OM00029143 | State ID# 061321 | DNA | NA | NA | NA | 50 | Other |  | Electric |  |  |  | \Classifications\Building System Class\D10-Conveyance Systems\D1010 - Elevator\Elevator,Electric,Pass/Freight - ELE | EQ-1005214
10-A1 | 10-A1 Fresno County Courthouse | 10-A1-D1013-310-CTY01 | Elevator - Wheelchair Lift - 104709 | DNA | DNA | DNA | DNA | State ID# 104709 ¦ County Maintained/County Permitted | Law library - County maintained | DNA | DNA | DNA | [7 empty] | \Classifications\Building System Class\D10-Conveyance Systems\D1010 - Elevator\Wheelchair Lift - WCL | EQ-1005215
10-A1 | 10-A1 Fresno County Courthouse | 10-A1-B2010-100-BLD01 | Building Structure | NA | NA | NA | OM00029795 | OM00029555 | NA | NA | NA | NA | NA | NA | NA | NA | NA | NA | NA | \Classifications\Building System Class\B20-General Building Exterior\B2010 - Exterior Walls\Building - BLD | EQ-1007258
10-A1 | 10-A1 Fresno County Courthouse | 10-A1-B3010-100-RUF01 | Roofing Systems, Garland Inspection Due btwn Jun-Oct of 2019 | Garland | DNA | DNA | OM00029794 | OM00029584 | Roof | NA | NA | NA | NA | NA | NA | NA | NA | NA | NA | \Classifications\Building System Class\B30-Roofing\B3010 - Roof Types\Roof - RUF | EQ-1007435
10-A1 | 10-A1 Fresno County Courthouse | 10-A1-D2023-100-CTY02 | Domestic Water Backflow Assembly - BFP02 City does all testing and necessary repairs | Febco | 05897 | 880 - 6 inch | OM00029593 | 05897 | DNA | [10 empty] | \Classifications\Building System Class\D20-Plumbing\D2020 - Domestic Water\Backflow Preventer - BFP | 1009943
10-A1 | 10-A1 Fresno County Courthouse | 10-A1-D2023-100-CTY01 | Domestic Water Backflow Device BFP01 City does all testing and necessary repairs | Febco | 05798 | 880 6 inch | OM00029594 | 05798 | DNA | [10 empty] | \Classifications\Building System Class\D20-Plumbing\D2020 - Domestic Water\Backflow Preventer - BFP | 1009944
10-A1 | 10-A1 Fresno County Courthouse | 10-A1-D3040-600-HES01 | Water heat exchanger Domestic (Shell & Tube Water Heater) HES01 | Thrush Co. Inc. | S10962B-Cl-150/150 | Shell & Tube Heat Exchanger | OM00003872 | Water Heater - Domestic Water Use | Basement, B-211 Mechanical Room | NA | NA | NA | NA | NA | NA | Steam | DNA | NA | NA | \Classifications\Building System Class\D30-HVAC Systems\D3040 - Distribution SYS\Heat Exchanger,Steam - HES | 1010359
10-A1 | 10-A1 Fresno County Courthouse | 10-A1-D3030-110-CTW03 | BAC Water Cooled Cooling Tower CTW03 | BAC | 94201687 | JE-5142NMKS | OM00029145 | Cooling Tower #2 South | Floor 9, Penthouse | (4) 4B133 | NA | DNA | 25 | 480 | DNA | Electric | DNA | NA | NA | \Classifications\Building System Class\D30-HVAC Systems\D3030 - Cooling SYS\Cooling Tower - CTW | 1010416
10-A1 | 10-A1 Fresno County Courthouse | 10-A1-D3031-140-CLR04 | Chiller - South CLR04 | Trane | L09K02186 | CVHE045FE4X0ACK21055BE6NFC0000000PA00070LS00002C100A | OM00029122 | Chiller - South | Basement, Chiller Room | NA | NA | R-123 | DNA | 460 | NA | NA | DNA | NA | NA | \Classifications\Building System Class\D30-HVAC Systems\D3030 - Cooling SYS\Chiller, Air Cooled - CLR | 1010417
10-A1 | 10-A1 Fresno County Courthouse | 10-A1-D3031-140-CLR03 | Chiller - North CLR03 | Trane | L09K02185 | Model: CVHE450 Model #:CVHE045FA4X0PCK21364BE6MFC0000000PA00070L000002C100A | OM00029120 | Chiller - North | Basement, Chiller Room | DNA | DNA | R-123 | DNA | 460 | NA | NA | DNA | NA | NA | \Classifications\Building System Class\D30-HVAC Systems\D3030 - Cooling SYS\Chiller, Air Cooled - CLR | 1010418
10-A1 | 10-A1 Fresno County Courthouse | 10-A1-D3031-100-PCH03 | Pump, Centrifugal Water - 900 GPM - Condenser Water Pump - North CWP01 | Bell & Gossett | QFC66702B01 | Driven by 40 HP motor | OM00029119 | Condenser Water Pump - South | Basement, Chiller Room | NA | NA | NA | 40 | 480 | 46 | Electric | 3 | NA | NA | \Classifications\Building System Class\D30-HVAC Systems\D3030 - Cooling SYS\Chilled Water Pump - PCH | 1010419
10-A1 | 10-A1 Fresno County Courthouse | 10-A1-D3031-100-PCH01 | Pump, Chilled Water - South Chiller - PCH01 | Bell & Gossett | QFC66602B01 | Driven by 40 HP motor | OM00029118 | Chilled Water Supply Pump - South | Basement, Chiller Room | NA | NA | NA | 40 | 480 | 46 | Electric | 3 | NA | NA | \Classifications\Building System Class\D30-HVAC Systems\D3030 - Cooling SYS\Chilled Water Pump - PCH | 1010420
10-A1 | 10-A1 Fresno County Courthouse | 10-A1-D3031-100-PCH04 | Pump, Centrifugal Water - 900 GPM - Condenser Water Pump - South CWP02 | Bell & Gossett | QFC66701B01 | Driven by 40 HP motor | OM00029116 | Condenser Water Pump - South | Basement, Chiller Room | NA | NA | NA | 40 | 480 | 46 | Electric | 3 | NA | NA | \Classifications\Building System Class\D30-HVAC Systems\D3030 - Cooling SYS\Chilled Water Pump - PCH | 1010421
10-A1 | 10-A1 Fresno County Courthouse | 10-A1-D3031-100-PCH02 | Pump, Chilled Water - South Chiller PCH02 | Bell & Gossett | QFC66601B01 | Driven by 40 HP motor | OM00029117 | Chilled Water Supply Pump - South | Basement, Chiller Room | NA | NA | NA | 40 | 480 | 46 | Electric | 3 | NA | NA | \Classifications\Building System Class\D30-HVAC Systems\D3030 - Cooling SYS\Chilled Water Pump - PCH | 1010422
10-A1 | 10-A1 Fresno County Courthouse | 10-A1-D3041-110-AHU11 | Air Handler for Chiller Room AHU11 | Trane | DNA | UV-SVN02B-EN | OM00029110 | Air Handler for Chiller Room | Basement, Chiller Room | DNA | (1) 25x72x1 | NA | DNA | 110 | DNA | Electric | DNA | NA | NA | \Classifications\Building System Class\D30-HVAC Systems\D3040 - Distribution SYS\Air Handling Unit - AHU | 1010423
10-A1 | 10-A1 Fresno County Courthouse | 10-A1-D5010-110-MCC01 | Chiller Controllers, 04-F5-6A-D7-02-00 - MCC01 | Trane | 903000000 | CH530/CH531 Trane Tracer | OM00029108 | Chiller Controllers | Basement, Chiller Room | NA | NA | NA | NA | 120 | DNA | Electric | DNA | NA | NA | \Classifications\Building System Class\D50-Electrical SYS\D5010 - Elec Service & Dist\Chiller Room Electrical Panel - MCC | 1010424
10-A1 | 10-A1 Fresno County Courthouse | 10-A1-D3060-100-RDS01 | Honeywell Control - Refrigerant Alarm & Removal System RDS01 | Honeywell | 508288FBJO | Expansion Module 301EM | OM00029107 | Refrigerant Alarm & Removal System | Basement, Chiller Room | NA | NA | NA | NA | 120 | DNA | Electric | DNA | NA | NA | \Classifications\Building System Class\D30-HVAC Systems\D3060 - Control & Inst Air\Refrigerant Leak Detection System - RDS | 1010425
10-A1 | 10-A1 Fresno County Courthouse | 10-A1-D3050-250-ACU05 | Split System Cooling for Elevator Room ACU05 | Fujitsu | DDN016574 | AOU24CL | OM00029140 | Split Sys. For Elev Room #4 & #5 | Floor 8 Veranda Elevator Room | DNA | DNA | R-410A | DNA | 208/230 | DNA | Electric | DNA | NA | 24200 | \Classifications\Building System Class\D30-HVAC Systems\D3050 - Package SYS\Air Conditioning,Split System - ACU | 1010426
10-A1 | 10-A1 Fresno County Courthouse | 10-A1-D3050-250-ACU06 | Split System Cooling for Elevator Room ACU06 | Fujitsu | DDN016450 | AOU24CL | OM00029141 | Split System Air Conditioner | Floor 9 Elevator Room | DNA | DNA | R-410A | DNA | 208/230 | DNA | Electric | DNA | NA | 24200 | \Classifications\Building System Class\D30-HVAC Systems\D3050 - Package SYS\Air Conditioning,Split System - ACU | 1010427
10-A1 | 10-A1 Fresno County Courthouse | 10-A1-D3050-250-ACU07 | Split System Cooling-UPS Room-ACU07 | Mitsubishi Electric | 855001280 | PU30EK | OM00029126 | Split Sys. For UPS Room B-210 | Basement - Parking Garage - UPS Room | CP129 | (Roll) 3C, 4C | R-22 | DNA | 480 | DNA | Electric | 1 Phase 60 Hertz | NA | NA | \Classifications\Building System Class\D30-HVAC Systems\D3050 - Package SYS\Air Conditioning,Split System - ACU | 1010428
10-A1 | 10-A1 Fresno County Courthouse | 10-A1-D3050-250-ACU08 | Split System Cooling Site Control ACU08 | Carrier | 3497E12328 | 37YCC024310 | OM00029125 | Split Sys. For Sheriff's Site Control | Basement - Parking Garage - Sheriff's Site Control Room | DNA | DNA | R-22 | DNA | 208/230 | DNA | Electric | 1 Phase 60 Hertz | NA | NA | \Classifications\Building System Class\D30-HVAC Systems\D3050 - Package SYS\Air Conditioning,Split System - ACU | 1010429
10-A1 | 10-A1 Fresno County Courthouse | 10-A1-D3050-250-ACU09 | Split System ACU09 3rd floor computer room | Mitsubishi Electric | 51U00032B | PUYA42NHA | OM00029771 | Split System Cooling | Floor 3 - In the Window Cleaning Area outside computer room | DNA | DNA | R-410A | DNA | 208/230 | DNA | Electric | 1 Phase 60 Hertz | NA | NA | \Classifications\Building System Class\D30-HVAC Systems\D3050 - Package SYS\Air Conditioning,Split System - ACU | 1010430
10-A1 | 10-A1 Fresno County Courthouse | 10-A1-D3050-250-ACU10 | Split System ACU10 3rd floor Computer Room | Mitsubishi Electric | 51U00021B | PUYA42NHA | OM00029769 | Split System Cooling | Floor 3 - In the Window Cleaning Area outside bldg | DNA | DNA | R-410A | DNA | 208/230 | DNA | Electric | 1 Phase 60 Hertz | NA | NA | \Classifications\Building System Class\D30-HVAC Systems\D3050 - Package SYS\Air Conditioning,Split System - ACU | 1010431
10-A1 | 10-A1 Fresno County Courthouse | 10-A1-D3050-250-ACU11 | Split System ACU11 3rd floor Computer Room | Mitsubishi Electric | 11900965C | MXZ30TN | OM00029770 | Split System Cooling | 3rd floor - In the Window Cleaning Area - outside | DNA | DNA | R-22 | DNA | 208/230 | DNA | Electric | 3 Phase 60 Hertz | NA | NA | \Classifications\Building System Class\D30-HVAC Systems\D3050 - Package SYS\Air Conditioning,Split System - ACU | 1010432
10-A1 | 10-A1 Fresno County Courthouse | 10-A1-D2040-100-PSU01 | Sump Pump to remove water in air intake sump PSU01 | Zoeller | 140-0012-0501 | N140-B | OM00029106 | Sump Pump - Air Intake Sump | Basement, B-211 Mechanical Room | NA | NA | NA | 1 HP | 115 | 15 | Electric | 1 Phase 60 Hertz | NA | NA | \Classifications\Building System Class\D20-Plumbing\D2040 - Rain Drain\Sump Pump - PSU | 1010433
10-A1 | 10-A1 Fresno County Courthouse | 10-A1-D3041-110-AHU09 | Air Handler B-1 AHU09 | Trane | U67988 | 41 | OM00003876 | Air Handler B-1 | Basement, B-211 Mechanical Room | (4) CP-128 | roll | NA | DNA | 480 | DNA | Electric | DNA | NA | NA | \Classifications\Building System Class\D30-HVAC Systems\D3040 - Distribution SYS\Air Handling Unit - AHU | 1010434
10-A1 | 10-A1 Fresno County Courthouse | 10-A1-D3041-110-AHU10 | Air Handler B-2 AHU10 | Trane | U67989 | 41 | OM00029105 | Air Handler B-2 | Basement, B-211 Mechanical Room | (4) CP-115 | roll | NA | DNA | 480 | DNA | Electrical | DNA | NA | NA | \Classifications\Building System Class\D30-HVAC Systems\D3040 - Distribution SYS\Air Handling Unit - AHU | 1010435
10-A1 | 10-A1 Fresno County Courthouse | 10-A1-D3044-125-PHW03 | water circulation pump - Heated Water - HVAC | Peerless | 707416 | Peerless | OM00003857 | Water Pump - HVAC heated water circulation Pump | Basement, B-211 Mechanical Room | NA | NA | NA | 15 | 208-230/480 | DNA | Electrical | DNA | NA | NA | \Classifications\Building System Class\D30-HVAC Systems\D3040 - Distribution SYS\Hot Water Pump - PHW | 1010437
10-A1 | 10-A1 Fresno County Courthouse | 10-A1-D3042-220-EFN03 | Exhaust Fan EFN03 | Cook | 116926-1TNCR&R | CVB24-8B | OM00003860 | Exhaust Fan - Mechanical Room | Basement, B-211 Mechanical Room | DNA | DNA | NA | 1.5 | 220/440 | DNA | Electric | 3 Phase 60 Hertz | NA | NA | \Classifications\Building System Class\D30-HVAC Systems\D3040 - Distribution SYS\Supply/Exhaust/Return fans- FAN | 1010438
10-A1 | 10-A1 Fresno County Courthouse | 10-A1-D3042-240-SEF01 | Emergency Refrigerant Removal Exhaust Fan SEF01 | Loren Cook | 142SD2337-000000701 | 150 ton | OM00003861 | Refrigerant Exhaust Fan - Chiller Room | Basement, Mechanical Room | NA | NA | NA | 1 HP - 1750 RPM | 460 | DNA | Electric | 3 Phase 60 Hertz | NA | NA | \Classifications\Building System Class\D30-HVAC Systems\D3040 - Distribution SYS\Supply/Exhaust/Return fans- FAN | 1010439
10-A1 | 10-A1 Fresno County Courthouse | 10-A1-D2030-410-PMS02 | Sewer Ejector Pump PMS02 | Gorman Rupp | 467537N | T3A3B | OM00003805 | Sewer Ejector Pump - Centrifugal | Mechanical Room |  |  |  | 7.5 HP | 460 |  |  | 3 Phase 60 Hertz |  |  | \Classifications\Building System Class\D20-Plumbing\D2030 - Sani Waste\Sewage Ejector Pump - PMS | 1010441
10-A1 | 10-A1 Fresno County Courthouse | 10-A1-D3090-220-CMD01 | Compressor, Refrigerated Air Dryer CMD01 | Ingersoll Rand | 2826050003 | DS3542493528 - 115 | OM00003875 | Refrigerated Air Dryer - Dry Star | Basement, B-211 Mechanical Room | NA | NA | R-134a | NA | 115 | DNA | Electrical | DNA | NA | NA | \Classifications\Building System Class\D30-HVAC Systems\D3090 - Other HVAC Systems and Equipment\Compressed Air Dryer - CMD | 1010556
10-A1 | 10-A1 Fresno County Courthouse | 10-A1-D3040-600-HES02 | Tube & Shell Water Heater HES02 | Ace Behler Inc | 37138 | Tube & Shell SWU2-205 | OM00003859 | Heat Exchanger - HVAC Heating System | Basement, B-211 Mechanical Room | NA | NA | NA | DNA | DNA | DNA | NA | DNA | NA | NA | \Classifications\Building System Class\D30-HVAC Systems\D3040 - Distribution SYS\Heat Exchanger,Steam - HES | 1010557
10-A1 | 10-A1 Fresno County Courthouse | 10-A1-D4031-100-FEX83 | Hand Held Fire Extinguishers | Ansul & Amerex | MK-072844 | SY-1014 | OM00029789 | OM00029570 | Every 75 ft. apart in hall cabinets | NA | NA | NA | NA | NA | NA | NA |  | NA | NA | \Classifications\Building System Class\D40-Fire Protection SYS\D4030 - FIRE SPEC\Fire Extinguisher - FEX | 1010631
10-A1 | 10-A1 Fresno County Courthouse | 10-A1-D3041-110-AHU12 | Air Handler 3rd Floor AHU 12 | no nameplate found | no nameplate found | no nameplate found | OM00029583 |  | Blower Room 3rd Floor | (5) B68 main blower | "(9) 20x25 | NA | NA | 480 | 37 | Electric | 3 Ph, 60 Hz | NA | NA | \Classifications\Building System Class\D30-HVAC Systems\D3040 - Distribution SYS\Air Handling Unit - AHU | 1010939
10-A1 | 10-A1 Fresno County Courthouse | 10-A1-D4010-150-FMS01 | System Extinguishing,Wet Pipe Tagged in Tech Office | DNA | DNA | DNA | OM00031409 |  | Servers the entire Bldg. tagged on common sheet in Tech's office B-202 | NA | NA | NA | NA | NA | NA | NA | NA | NA | NA | \Classifications\Building System Class\D40-Fire Protection SYS\D4010 - Sprinkler SYS\Fire Systems, stand pipes - FMS | 1011045
10-A1 | 10-A1 Fresno County Courthouse | 10-A1-D1091-100-DMW01 | Lift, Dumbwaiter #047558 | Sedwick | 22967 | DNA | OM00029617 | State ID# 047558 | Floor 9, Penthouse | [10 empty] | \Classifications\Building System Class\D10-Conveyance Systems\D1090 - Other Conveyance Systems\Dumbwaiter - DMW | 1011554
10-A1 | 10-A1 Fresno County Courthouse | 10-A1-B2033-120-DOR01 | Door, Automatic - Sliding Electric | Horton Automatics | DNA | DNA | OM00029609 |  | B-1 hallway to Exterior | NA | NA | NA | DNA | DNA | DNA | electrical | DNA |  |  | \Classifications\Building System Class\B20-General Building Exterior\B2030 - Exterior Doors\Door,Automatic-Sliding,Revolving - DOR | 1011883
10-A1 | 10-A1 Fresno County Courthouse | 10-A1-C1020-110-FRD03 | Fire Door Sliding B-2 | Underwriter Laboratories | C912286 | 12654 | OM00029554 |  | DNA | NA | NA | NA | DNA | DNA | DNA | DNA | DNA | DNA | DNA | \Classifications\Building System Class\C10-General Building Interior\C1020 - Fire Doors\Fire Doors - FRD | 1011884
10-A1 | 10-A1 Fresno County Courthouse | 10-A1-C1020-110-FRD02 | Fire Door, Overhead Roll-up | Wayne Dalton | DNA | Akbar | OM00029556 |  | Basement B-2 from parking garage | NA | NA | NA | DNA | NA | NA | NA | NA | NA | NA | \Classifications\Building System Class\C10-General Building Interior\C1020 - Fire Doors\Fire Doors - FRD | 1011885
10-A1 | 10-A1 Fresno County Courthouse | 10-A1-D1092-120-PTS01 | Pneumatic Tube System 2nd Floor | NA | NA | NA | OM00029625 |  | Blower Room 2nd Floor | NA | NA | NA | NA | NA | NA | NA | NA | NA | NA | \Classifications\Building System Class\D10-Conveyance Systems\D1090 - Other Conveyance Systems\Pneumatic Tube System -PTS | 1011886
10-A1 | 10-A1 Fresno County Courthouse | 10-A1-D1092-120-PTS02 | Pneumatic Tube System 3rd floor | NA | NA | NA | OM00029626 |  | Blower Room 3rd Floor | NA | NA | NA | NA | NA | NA | NA | NA | NA | NA | \Classifications\Building System Class\D10-Conveyance Systems\D1090 - Other Conveyance Systems\Pneumatic Tube System -PTS | 1011887
10-A1 | 10-A1 Fresno County Courthouse | 10-A1-D1092-120-PTS03 | Pneumatic Tube System 4th floor East | NA | NA | NA | OM00029627 |  | Blower room 4th East | NA | NA | NA | NA | NA | NA | NA | NA | NA | NA | \Classifications\Building System Class\D10-Conveyance Systems\D1090 - Other Conveyance Systems\Pneumatic Tube System -PTS | 1011888
10-A1 | 10-A1 Fresno County Courthouse | 10-A1-D1092-120-PTS04 | Pneumatic Tube System 4th floor West | NA | NA | NA | OM00029628 |  | DNA | NA | NA | NA | NA | NA | NA | NA | NA | NA | NA | \Classifications\Building System Class\D10-Conveyance Systems\D1090 - Other Conveyance Systems\Pneumatic Tube System -PTS | 1011889
10-A1 | 10-A1 Fresno County Courthouse | 10-A1-D1092-120-PTS05 | Pneumatic Tube System 5th floor | NA | NA | NA | OM00029629 |  | DNA | NA | NA | NA | NA | NA | NA | NA | NA | NA | NA | \Classifications\Building System Class\D10-Conveyance Systems\D1090 - Other Conveyance Systems\Pneumatic Tube System -PTS | 1011890
10-A1 | 10-A1 Fresno County Courthouse | 10-A1-D1092-120-PTS06 | Pneumatic Tube System 6th Floor | NA | NA | NA | OM00029630 |  | DNA | NA | NA | NA | NA | NA | NA | NA | NA | NA | NA | \Classifications\Building System Class\D10-Conveyance Systems\D1090 - Other Conveyance Systems\Pneumatic Tube System -PTS | 1011891
10-A1 | 10-A1 Fresno County Courthouse | 10-A1-D1092-120-PTS07 | Pneumatic Tube System 7th floor | NA | NA | NA | OM00029631 |  | Blower Room 7th floor | NA | NA | NA | NA | NA | NA | NA | NA | NA | NA | \Classifications\Building System Class\D10-Conveyance Systems\D1090 - Other Conveyance Systems\Pneumatic Tube System -PTS | 1011892
10-A1 | 10-A1 Fresno County Courthouse | 10-A1-D1092-120-PTS08 | Pneumatic Tube System 8th floor | NA | NA | NA | OM00029632 |  | Penthouse | NA | NA | NA | NA | NA | NA | NA | NA | NA | NA | \Classifications\Building System Class\D10-Conveyance Systems\D1090 - Other Conveyance Systems\Pneumatic Tube System -PTS | 1011893
10-A1 | 10-A1 Fresno County Courthouse | 10-A1-D1092-120-PTS09 | Pneumatic Tube System B-1 South | NA | NA | NA | OM00029623 |  | Blower Room B-2 | NA | NA | NA | NA | NA | NA | NA | NA | NA | NA | \Classifications\Building System Class\D10-Conveyance Systems\D1090 - Other Conveyance Systems\Pneumatic Tube System -PTS | 1011894
10-A1 | 10-A1 Fresno County Courthouse | 10-A1-D1092-120-PTS10 | Pneumatic Tube System B-2 | NA | NA | NA | OM00029624 |  | Basement Mechanical Room B211 | NA | NA | NA | DNA | DNA | DNA | DNA | DNA | NA | NA | \Classifications\Building System Class\D10-Conveyance Systems\D1090 - Other Conveyance Systems\Pneumatic Tube System -PTS | 1011895
10-A1 | 10-A1 Fresno County Courthouse | 10-A1-D2017-100-SHW01 | Eye Wash, Emergency | Haws | NA | NA | OM00029608 |  | Chiller Room | NA | NA | NA | NA | NA | NA | NA | NA | NA | NA | \Classifications\Building System Class\D20-Plumbing\D2010 - Plumb Fix\Showers - SHW | 1011896
10-A1 | 10-A1 Fresno County Courthouse | 10-A1-D3020-100-HET01 | Expansion Tank, Heated Water - HVAC | NA | NA | NA | OM00029618 |  | Penthouse | NA | NA | NA | NA | NA | NA | NA | NA | DNA | NA | \Classifications\Building System Class\D30-HVAC Systems\D3020 - Heat SYS\Heater Water Expansion Tank - HET | 1011897
10-A1 | 10-A1 Fresno County Courthouse | 10-A1-D2090-230-WIP01 | Biocide Controler | Walchem | 1102161693 | WCT410-1N2U | OM00029607 |  | Chiller Room | NA | NA | NA | DNA | 100-240 | DNA | electrical | DNA | NA | NA | \Classifications\Building System Class\D20-Plumbing\D2090 - Other Plumbing SYS\Water Treatment Inhibitor Pump - WIP | 1011899
10-A1 | 10-A1 Fresno County Courthouse | 10-A1-D3041-230-RFN02 | Fan, Return 2nd Floor | Trane | DNA | DNA | OM00029610 |  | 2nd Floor Blower Room | (2) BX105 | NA | NA | DNA | DNA | DNA | Electrical | DNA | NA | NA | \Classifications\Building System Class\D30-HVAC Systems\D3040 - Distribution SYS\Supply/Exhaust/Return fans- FAN | 1011900
10-A1 | 10-A1 Fresno County Courthouse | 10-A1-D3041-230-RFN03 | Fan, Return 3rd Floor | Trane | DNA | DNA | OM00029611 |  | 3rd Floor Blower Room | (2) BP72(2) BP72 | NA | NA | DNA | DNA | DNA | Electrical | DNA | NA | NA | \Classifications\Building System Class\D30-HVAC Systems\D3040 - Distribution SYS\Supply/Exhaust/Return fans- FAN | 1011901
10-A1 | 10-A1 Fresno County Courthouse | 10-A1-D3041-230-RFN04 | Fan, Return 4th West | Trane | DNA | DNA | OM00029613 |  | 4th Blower Room West | (2) BP75 | NA | NA | DNA | 480 | DNA | Electrical | DNA | NA | NA | \Classifications\Building System Class\D30-HVAC Systems\D3040 - Distribution SYS\Supply/Exhaust/Return fans- FAN | 1011902
10-A1 | 10-A1 Fresno County Courthouse | 10-A1-D3041-230-RFN05 | Fan, Return 5th Floor | Trane | DNA | DNA | OM00029614 |  | DNA | (2) B105 | NA | NA | DNA | DNA | DNA | Electrical | DNA | NA | NA | \Classifications\Building System Class\D30-HVAC Systems\D3040 - Distribution SYS\Supply/Exhaust/Return fans- FAN | 1011903
10-A1 | 10-A1 Fresno County Courthouse | 10-A1-D3041-230-RFN06 | Fan, Return 6th Floor | Trane | DNA | DNA | OM00029615 |  | DNA | (2) BP108 | NA | NA | DNA | DNA | DNA | Electrical | DNA | NA | NA | \Classifications\Building System Class\D30-HVAC Systems\D3040 - Distribution SYS\Supply/Exhaust/Return fans- FAN | 1011904
10-A1 | 10-A1 Fresno County Courthouse | 10-A1-D3041-230-RFN07 | Fan, Return 7th Floor | Trane | U69079 | 41 | OM00029616 |  | DNA | (2) BX105 | NA | NA | DNA | DNA | DNA | Electrical | DNA | NA | NA | \Classifications\Building System Class\D30-HVAC Systems\D3040 - Distribution SYS\Supply/Exhaust/Return fans- FAN | 1011905
10-A1 | 10-A1 Fresno County Courthouse | 10-A1-D3041-230-RFN08 | Fan, Return 8th Floor | Trane | 969078 | P35V | OM00003355 |  | Penthouse | BP90 | NA | NA | 15 | 480 | 21 | Electrical | 3 | NA | NA | \Classifications\Building System Class\D30-HVAC Systems\D3040 - Distribution SYS\Supply/Exhaust/Return fans- FAN | 1011906
10-A1 | 10-A1 Fresno County Courthouse | 10-A1-D3041-230-RFN09 | Fan, Return 4th Floor East | Trane | DNA | DNA | OM00029612 |  | 4th Floor Blower Room East | (1)A55 | NA | NA | DNA | DNA | DNA | Electrical | DNA | NA | NA | \Classifications\Building System Class\D30-HVAC Systems\D3040 - Distribution SYS\Supply/Exhaust/Return fans- FAN | 1011907
10-A1 | 10-A1 Fresno County Courthouse | 10-A1-D3041-230-RFN10 | Fan, Return Air from B-1 | Trane | U67981 | 41 | OM00029601 |  | B-211 | (2) BP108 | NA | NA | 7.5 | 208/230 | DNA | Electrical | DNA | NA | NA | \Classifications\Building System Class\D30-HVAC Systems\D3040 - Distribution SYS\Supply/Exhaust/Return fans- FAN | 1011908
10-A1 | 10-A1 Fresno County Courthouse | 10-A1-D3041-230-RFN11 | Fan, Return Air from B-2 | Trane | U67982 | 41 | OM00029600 |  | B-211 | (2) BP105 | NA | NA | 7.5 | 208/230 | DNA | Electrical | DNA | NA | NA | \Classifications\Building System Class\D30-HVAC Systems\D3040 - Distribution SYS\Supply/Exhaust/Return fans- FAN | 1011909
10-A1 | 10-A1 Fresno County Courthouse | 10-A1-D3041-230-RFN12 | Fan, Return B-1 South | Trane | DNA | DNA | OM00029619 |  | B-2 Blower Room South | (1) 4C (1) 3C | NA | NA | DNA | DNA | DNA | Electrical | DNA | NA | NA | \Classifications\Building System Class\D30-HVAC Systems\D3040 - Distribution SYS\Supply/Exhaust/Return fans- FAN | 1011910
10-A1 | 10-A1 Fresno County Courthouse | 10-A1-D3068-100-BAS01 | Building Automation System Computer | DELL | Optiplex 480 | 2ZV9HN1 | OM00029797 |  | Maintenance Office | NA | NA | NA | DNA | DNA | DNA | Electrical | DNA | NA | NA | \Classifications\Building System Class\D30-HVAC Systems\D3060 - Control & Inst Air\Building Automation System - BAS | 1011911
10-A1 | 10-A1 Fresno County Courthouse | 10-A1-D4095-230-HBL01 | Exhaust Hood, Kitchen, Wet Chemical | Hand Made | DNA | DNA | OM00029133 |  | B-200 Kitchen Area | NA | NA | NA | NA | DNA | DNA | DNA | DNA | NA | NA | \Classifications\Building System Class\D40-Fire Protection SYS\D4090 - Other Fire Protection Systems\Hood and Blower - HBL | 1011913
10-A1 | 10-A1 Fresno County Courthouse | 10-A1-D5038-810-ITA01 | Intrusion Vidio Recorder | Pelco | DNA | 8100 Series | OM00029511 |  | B-210 | NA | NA | NA | DNA | DNA | DNA | electrical | DNA | NA | NA | \Classifications\Building System Class\D50-Electrical SYS\D5030 - Comm & Security\Intrusion Alarm - ITA | 1011918
10-A1 | 10-A1 Fresno County Courthouse | 10-A1-D5038-810-ITA02 | Intrusion Video System Controller | Pelco | DNA | CM9500 | OM00029622 |  | B-210 UPS Room | NA | NA | NA | DNA | DNA | DNA | electrical | DNA | NA | NA | \Classifications\Building System Class\D50-Electrical SYS\D5030 - Comm & Security\Intrusion Alarm - ITA | 1011919
10-A1 | 10-A1 Fresno County Courthouse | 10-A1-D5092-100-UPS01 | Uninterruptible Power Supply | American Power Conversion | QD1020260368 | Symmetra LX Model SYAF8KT | OM00003853 |  | UPS Room B-210 | NA | NA | NA | DNA | 240 | Total Power 16 KVA or 12.8 KW | Electric and lead-sulfuric acid | DNA | DNA | DNA | \Classifications\Building System Class\D50-Electrical SYS\D5090 - Elec SYS\Uninterruptible Power System - UPS | 1011920
10-A1 | 10-A1 Fresno County Courthouse | 10-A1-G2050-200-LSC01 | Landscaping in the mote | NA | NA | NA | OM00029792 |  | Exterior Landscape | NA | NA | NA | NA | NA | NA | NA | NA | NA | NA | \Classifications\Building System Class\G20-Other Systems\G2050 - Landscaping\Landscaping - LSC | 1011921
10-A1 | 10-A1 Fresno County Courthouse | 10-A1-D5092-250-ELT01 | Exterior Lighting | MULTIPLE | MULTIPLE | MULTIPLE | OM00029791 |  | Exterior | NA | NA | NA | DNA | DNA | DNA | Electrical | DNA | NA | NA | \Classifications\Building System Class\D50-Electrical SYS\D5090 - Elec SYS\Exterior Lighting - ELT | 1011922
10-A1 | 10-A1 Fresno County Courthouse | 10-A1-G2049-300-HSC01 | Hardscape | NA | NA | NA | OM00029793 |  | Exterior | NA | NA | NA | NA | NA | NA | NA | NA | NA | NA | \Classifications\Building System Class\G20-Other Systems\G2040 - Site Development\Hardscape - HSC | 1011923
10-A1 | 10-A1 Fresno County Courthouse | 10-A1-D2023-100-CTY03 | Backflow Preventer at the cooling towers - City does all testing and necessary repairs | Febco |  | 825Y RPA | DNA - tag given was duplicate to another asset |  | Floor 9 Penthouse | [10 empty] | \Classifications\Building System Class\D20-Plumbing\D2020 - Domestic Water\Backflow Preventer - BFP | 1014886
10-A1 | 10-A1 Fresno County Courthouse | 10-A1-D3090-114-CMP04 | Air Compressor #1 | Quincy | QU1207190128 | 325QRB | OM00029585 | State ID# A003507-12¦OM00029796 | Basement, B211, Mechanical Room | [10 empty] | \Classifications\Building System Class\D30-HVAC Systems\D3090 - Other HVAC Systems and Equipment\Air Compressor - CMP | 1015370
10-A1 | 10-A1 Fresno County Courthouse | 10-A1-D3090-114-CMP05 | Air Compressor #2 | Quincy | QU1207190129 | 325QRB | OM00029586 |  | Basement B-211 Mechanical Room | [10 empty] | \Classifications\Building System Class\D30-HVAC Systems\D3090 - Other HVAC Systems and Equipment\Air Compressor - CMP | 1015371
10-A1 | 10-A1 Fresno County Courthouse | 10-A1-D3090-114-CST03 | Air Tank #3 | NA | 1292157 | 300827.1 | OM00029587 |  | Floor B-2 | [10 empty] | \Classifications\Building System Class\D30-HVAC Systems\D3090 - Other HVAC Systems and Equipment\Tank, Control Air Compressor Storage - CST | 1015372
10-A1 | 10-A1 Fresno County Courthouse | 10-A1-D2030-410-PMS03 | Sewer Lift Pump #1 | Gorman-Rupp | 1501715 | T3A3s-B | OM00029588 |  | Basement B-211 | NA | NA | NA | DNA | DNA | DNA | DNA | DNA | NA | NA | \Classifications\Building System Class\D20-Plumbing\D2030 - Sani Waste\Sewage Ejector Pump - PMS | 1015379
10-A1 | 10-A1 Fresno County Courthouse | 10-A1-D2023-100-BFP03 | Backflow Preventer at the cooling towers | Febco | J00804 | LF825Y | OM00029590 |  | 9th Floor, Penthouse | NA | NA | NA | NA | NA | NA | NA | NA | NA | NA | \Classifications\Building System Class\D20-Plumbing\D2020 - Domestic Water\Backflow Preventer - BFP | 1015380
10-A1 | 10-A1 Fresno County Courthouse | 10-A1-D3042-220-EFN04 | Exhaust Fan ( Belt Driven ) | Loren Cook | 1367-1 | Mark 4 Model 16CVB | OM00029592 |  | It is in the Mote | AP 41 | NA | NA | 1 | 208 | DNA | Electric | 1 | NA | NA | \Classifications\Building System Class\D30-HVAC Systems\D3040 - Distribution SYS\Supply/Exhaust/Return fans- FAN | 1016727
10-A1 | 10-A1 Fresno County Courthouse | 10-A1-D3050-250-ACU13 | Server Room Air Conditioning System- Evaporator # 2 and Condenser #2 | Liebert | Evaporator C13F8E0091 Condenser C13G8F7701 | Network Power Evaporator VS053ADA0E19265 Condenser DCDT409-AS4046 | OM00029596 |  | B-2 Server Room | NA | (6) 10x25x4 | R-407C | .5 | 480 | 52 | Electric | 3 | NA | NA | \Classifications\Building System Class\D30-HVAC Systems\D3050 - Package SYS\Air Conditioning,Split System - ACU | 1017305
10-A1 | 10-A1 Fresno County Courthouse | 10-A1-D3050-250-ACU12 | Server Room Air Conditioning System - Evaporator # 1 and Condenser #1 | Liebert | Evaporator C13F8E0090 Condenser C13F8F7658 | Network Power Evaporator VS053ADA0E19265 Condenser DCDT409-AS4046 | OM00029595 |  | B-2 Server Room | NA | (6) 10x25x4 | R-407C | .5 | 480 | 52 | Electric | 3 | NA | NA | \Classifications\Building System Class\D30-HVAC Systems\D3050 - Package SYS\Air Conditioning,Split System - ACU | 1017304
10-A1 | 10-A1 Fresno County Courthouse | 10-A1-D3060-100-RDS02 | Refrigerant leak Detection System for refrigerant R-407 | Honeywell | 5340RFS06140061 | Analytics - 301-EM-RFSA | OM00031405 |  | B-2 Server Room | NA | NA | NA | NA | 110 | 6.5 | Electric | 1 | NA | NA | \Classifications\Building System Class\D30-HVAC Systems\D3060 - Control & Inst Air\Refrigerant Leak Detection System - RDS | 1017306
10-A1 | 10-A1 Fresno County Courthouse | 10-A1-D4094-450-SFM05 | Novec Fire Extinguishing System using 3M Novec 1230 Fire Protection Fluid | "Tank 1: Project #1071SO, Order #631769 | Tank 1: Project #1071SO, Order #631769 | MX 1230 Fire Extinguishing System | OM00031407 |  | B-2 Server Room | NA | NA | NA | NA | NA | NA | NA |  | NA | NA | \Classifications\Building System Class\D40-Fire Protection SYS\D4090 - Other Fire Protection Systems\Fire Suppression, Gaseous - SFM | 1017307
10-A1 | 10-A1 Fresno County Courthouse | 10-A1-D3031-210-CDR01 | North 8 ton Condenser In Mote for Electric Room - tied to N/E and S/W FCU's | Daikin | 150614479 | Heat Pump RXYQ96TYDN | OM00031422 |  | Basement - B-1 in the mote | NA | NA | R-410A | NA | 480 | 10.2 | Electric | 3 | NA | NA | \Classifications\Building System Class\D30-HVAC Systems\D3030 - Cooling SYS\Condensing Unit (Air and/or Water) - CDR | 1019823
10-A1 | 10-A1 Fresno County Courthouse | 10-A1-D3031-210-CDR02 | South 8 ton Condenser In Mote for Electric Room - tied to N/W and S/E FCU's | Daikin | 15006686815 | Heat Pump RXYQ96PBYD | OM00031423 |  | Basement - B-1 in the mote | NA | NA | R-410A | NA | 480 | 10.2 | Electric | 3 | NA | NA | \Classifications\Building System Class\D30-HVAC Systems\D3030 - Cooling SYS\Condensing Unit (Air and/or Water) - CDR | 1019829
10-A1 | 10-A1 Fresno County Courthouse | 10-A1-D3040-120-FCU01 | Indoor ducted fan coil 4 ton S/W Corner connected to N. CDR | Daikin | E001839 | FXMQ48PAVJU-VRV-IV | OM00031415 |  | RM. 210 New Electrical RM. South/West Corner | NA | NA | R410A | NA | 208/230 | 3.4 | Electric | 1 | NA |  | \Classifications\Building System Class\D30-HVAC Systems\D3040 - Distribution SYS\Fan Coil Unit - FCU | 1019832
10-A1 | 10-A1 Fresno County Courthouse | 10-A1-D3040-120-FCU02 | Indoor ducted fan coil 4 ton S/E Corner connected to N. CDR | Daikin | E001808 | FXMQ48PAVJU-VRV-IV | OM00031414 |  | B-1 RM. 210 New Electrical RM. South/East Corner | NA | NA | R410A | NA | 208/230 | 3.4 | Electric | 1 | NA | NA | \Classifications\Building System Class\D30-HVAC Systems\D3040 - Distribution SYS\Fan Coil Unit - FCU | 1019834
10-A1 | 10-A1 Fresno County Courthouse | 10-A1-D3040-120-FCU03 | Indoor ducted fan coil 4 ton N/W Corner connected to S. CDR | Daikin | E001841 | FXMQ48PAVJU-VRV-IV | OM00031413 |  | B-1 RM. 210 New Electrical RM. North/West Corner | NA | NA | R410A | NA | 208/230 | 3.4 | Electric | 1 | NA | NA | \Classifications\Building System Class\D30-HVAC Systems\D3040 - Distribution SYS\Fan Coil Unit - FCU | 1019835
10-A1 | 10-A1 Fresno County Courthouse | 10-A1-D3040-120-FCU04 | Indoor ducted fan coil 4 ton N/E Corner connected to S. CDR | Daikin | E001840 | FXMQ48PAVJU-VRV-IV | OM00031412 |  | B-1 RM. 210 New Electrical RM. North/East Corner | NA | NA | R410A | NA | 208/230 | 3.4 | Electric | 1 | NA | NA | \Classifications\Building System Class\D30-HVAC Systems\D3040 - Distribution SYS\Fan Coil Unit - FCU | 1019836
10-A1 | 10-A1 Fresno County Courthouse | 10-A1-D5010-200-ESD03 | Main Breader - Porcel Line by Westinghouse | Westinghouse | NA | Housing Number: 10V54449 | OM00031416 | OM00003869 | B-1 Electric Vault | NA | NA | NA | NA | 2400 | 1200 | Electric | 3 | NA | NA | \Classifications\Building System Class\D50-Electrical SYS\D5010 - Elec Service & Dist\Electical Service and Distribution - ESD | 1019839
10-A1 | 10-A1 Fresno County Courthouse | 10-A1-D5092-210-GEN02 | Cummings QSX15 Industrial and Power Generator - 500KW | Cummins | G150854011 | DFEK - 1513547 | OM00031410 | OM00003348 | Basement - B-1 Ramp to the Garage - Generator RM. | NA | NA | NA | 755 | 480 | 500KW | Diesel | 3 | NA | NA | \Classifications\Building System Class\D50-Electrical SYS\D5090 - Elec SYS\Emergency Generator - GEN | 1019842
10-A1 | 10-A1 Fresno County Courthouse | 10-A1-D5011-240-TRN03 | B-210 GE Transformer - North | General Electric | P115530-TX02377001 | GEP05500255779 | OM00031418 | OM00029605 | Basement - B-2 - B-210 Electric RM. | NA | NA | NA | NA | 2400 | 642 | Electric | 3 | NA | NA | \Classifications\Building System Class\D50-Electrical SYS\D5010 - Elec Service & Dist\Transformer - TRN | 1019847
10-A1 | 10-A1 Fresno County Courthouse | 10-A1-D5011-240-TRN04 | B-210 GE Transformer - South | General Electric | P115529-TX02376001 | GEP05500255779 | OM00031419 | OM00029604 | Basement - B-2 - B-210 Electric RM. | NA | NA | NA | NA | 2400 | 642 | Electric | 3 | NA | NA | \Classifications\Building System Class\D50-Electrical SYS\D5010 - Elec Service & Dist\Transformer - TRN | 1019848
10-A1 | 10-A1 Fresno County Courthouse | 10-A1-D5010-234-ATS02 | Cummins Power Command Transfer Switch | Cummins Power | D15M851652 | BTPCD-153546 | OM00031417 | OM00003862 | Basement - B-210 - Electrical Room | NA | NA | NA | NA | 480 | 1000 | Electric | 3 | NA | NA | \Classifications\Building System Class\D50-Electrical SYS\D5010 - Elec Service & Dist\Automatic Transfer Switch - ATS | 1019852
10-A1 | 10-A1 Fresno County Courthouse | 10-A1-D5010-200-ESD01 | 3000 AMP - Circuit Breaker, Switchboard 480 Volt | General Electric | 611000022299001 | SSF30G330 | OM00031420 |  | Basement - B210 - Electric Rm | NA | NA | NA | NA | 480 | 3000 | NA | 3 | NA | NA | \Classifications\Building System Class\D50-Electrical SYS\D5010 - Elec Service & Dist\Electical Service and Distribution - ESD | 1019853
10-A1 | 10-A1 Fresno County Courthouse | 10-A1-D5010-200-ESD02 | 3000 AMP - Circuit Breaker, Switchboard 480 Volt | General Electric | P24000682200103 | SSF30G330 | OM00031421 |  | Basement - B210 - Electric Rm | NA | NA | NA | NA | 480 | 3000 | NA | 3 | NA | NA | \Classifications\Building System Class\D50-Electrical SYS\D5010 - Elec Service & Dist\Electical Service and Distribution - ESD | 1019854
10-A1 | 10-A1 Fresno County Courthouse | 10-A1-C1020-110-FRD01 | Generator RM. Rollup Fire Door | Cookson Rolling Doors | NA | AA19016065R1 | OM00031411 |  | Basement - B-1 Ramp to the Garage - Generator RM. | NA | NA | NA | NA | NA | NA | NA | NA | NA | NA | \Classifications\Building System Class\C10-General Building Interior\C1020 - Fire Doors\Fire Doors - FRD | 1019855
10-A1 | 10-A1 Fresno County Courthouse | 10-A1-D3044-125-PHW04 | HOT WATER PUMP PHW04 | PEERLESS | 1815642 | C1220AMBF | OM00031441 |  | Room B-211 | NA | NA | NA | 15 | 230-460 | 36 / 18 | Electric | 3 | NA | NA | \Classifications\Building System Class\D30-HVAC Systems\D3040 - Distribution SYS\Hot Water Pump - PHW | 1022637
10-A1 | 10-A1 Fresno County Courthouse | 10-A1-D2090-230-WIP03 | Water Treatment Chemical Pump WIP03 | LMI | 17094366671-3 | B121-398SI | OM00029591 |  | Basement 2 Chiller Room | NA | NA | NA | NA | 120 | DNA | Electric | 1 | NA | NA | \Classifications\Building System Class\D20-Plumbing\D2090 - Other Plumbing SYS\Water Treatment Inhibitor Pump - WIP | 1022739
10-A1 | 10-A1 Fresno County Courthouse | 10-A1-D3044-125-PHW06 | HOT WATER PUMP PHW06 | SKIDMORE | 112348-R2 | VJS-45 P/MTR | OM00003873 |  | B-211 | NA | NA | NA | 3/4 AND 1/2 | 230 / 460 | 3.6 / 1.8 AND 3.3 / 1.65 | Electric | 3 | NA | NA | \Classifications\Building System Class\D30-HVAC Systems\D3040 - Distribution SYS\Hot Water Pump - PHW | 1022845
10-F1 | 10-F1 Reedley Court | 10-F1-D5010-200-ESD01 | Switchgear | Square D | SA26PSR | 424QR | OM00029788 | Switchgear | SW Corner | NA | NA | NA | NA | 480 | DNA | NA | DNA | NA | NA | \Classifications\Building System Class\D50-Electrical SYS\D5010 - Elec Service & Dist\Electical Service and Distribution - ESD | EQ-1003807
10-F1 | 10-F1 Reedley Court | 10-F1-D3050-210-PKU01 | Package Unit #1 | Trane | 239101293L | YHC092A3ELA0WD00000000000-D (Mfr Date - 9/2002 | OM00003326 | Package Unit #1 | Roof Top | A34 | 4-20x25x2 | R-22 | Cond Fan - 0.7HP Evap Std Fan - 2.0 HP | 208-230 | 50 Max HACR | Natural Gas | 3 Ph, 60hz | 120,000 | 96,000 | \Classifications\Building System Class\D30-HVAC Systems\D3050 - Package SYS\Package Unit - PKU | EQ-1003808
10-F1 | 10-F1 Reedley Court | 10-F1-D3050-210-PKU02 | Package Unit #2 | Trane | 240100634L | YHC060A3ELA10D20000000000-B (Mfr date - 9/2002) | OM00003327 | Package Unit #2 | Roof Top | (1) AX26 | (2) 20x30x2 | R-22 | Cond Fan - 0.33 HP Evap Fan (std) - 1.00 HP | 208-230 | 45.5 Max HACR | Natural Gas | 3 Ph, 60 Hz | 60,000 | 48,000 | \Classifications\Building System Class\D30-HVAC Systems\D3050 - Package SYS\Package Unit - PKU | EQ-1003809
10-F1 | 10-F1 Reedley Court | 10-F1-D3050-210-PKU03 | Package Unit #3 | Trane | 240100540L | YHC048A3ELA0XD200000000000-A (Mfr date - 9/2002) | OM00003328 | Package Unit #3 | Roof Top | (1) A26 | (2) 20x25x2 | R-22 | % Cond Fan -0.33 HP, Evap Fan (Std) - 1.00 HP | 208-230 | 35 Max HACR | Natural Gas | 3 Ph, 60Hz | 60,000 | 48,000 | \Classifications\Building System Class\D30-HVAC Systems\D3050 - Package SYS\Package Unit - PKU | EQ-1003810
10-F1 | 10-F1 Reedley Court | 10-F1-D3050-210-PKU04 | Package Unit #4 | Trane | 240100550L | YHC060A3ELA10D2000-00000000-B (Mfr date - 9/2002 | OM00003329 | Package Unit #4 | W Roof | (1) A26 | 2-20x30x2 | R-22 | Cond fan - 0.33 HP, Evap fan (std) - 1.00 HP | 208-230 | 45 Max HACR | Natural Gas | 3 Ph, 60Hz | 60,000 | 48,000 | \Classifications\Building System Class\D30-HVAC Systems\D3050 - Package SYS\Package Unit - PKU | EQ-1003811
10-F1 | 10-F1 Reedley Court | 10-F1-D4031-100-FEX03 | Portable, Hand Held, Fire Extinguisher | Multiple | Multiple | Multiple | OM00004262 |  | Throughout Courthouse | NA | NA | NA | NA | NA | NA | NA | NA | NA | NA | \Classifications\Building System Class\D40-Fire Protection SYS\D4030 - FIRE SPEC\Fire Extinguisher - FEX | EQ-1004583
10-F1 | 10-F1 Reedley Court | 10-F1-D2023-100-BFP01 | Backflow Prevention Assembly BFP01 | Febco | 9805211327 | 860- 4inch | OM00004043 | ID#:9805211327 | In Back of Courthouse | NA | NA | NA | NA | NA | NA | NA | NA | NA | NA | \Classifications\Building System Class\D20-Plumbing\D2020 - Domestic Water\Backflow Preventer - BFP | EQ-1004640
10-F1 | 10-F1 Reedley Court | 10-F1-D2023-310-HWP01 | Domestic Hot Water Circ. Pump | Grundfus | 9607 | UP15-42SU | OM00004039 | Circ. Pump | Mech Closet | DNA | DNA | DNA | DNA | 115 | DNA |  | 1ph 60hz | DNA | DNA | \Classifications\Building System Class\D20-Plumbing\D2020 - Domestic Water\Domestic Hot Water Circulating Pump - HWP | EQ-1005217
10-F1 | 10-F1 Reedley Court | 10-F1-B2010-100-BLD01 | Building Structure | NA | NA | NA | OM00029830 | OM00004261 | Roof Top | NA | NA | NA | NA | NA | NA | NA | NA | NA | NA | \Classifications\Building System Class\B20-General Building Exterior\B2010 - Exterior Walls\Building - BLD | EQ-1007259
10-F1 | 10-F1 Reedley Court | 10-F1-B3010-100-RUF01 | Roofing Systems | DNA | DNA | DNA | OM00029831 | OM00004263 | Roof Top | NA | NA | NA | NA | NA | NA | NA | NA | NA | NA | \Classifications\Building System Class\B30-Roofing\B3010 - Roof Types\Roof - RUF | EQ-1007436
10-F1 | 10-F1 Reedley Court | 10-F1-G2050-200-LSC01 | Landscaping | DNA | DNA | DNA | OM00029833 |  | Exterior Landscape | NA | NA | NA | NA | NA | NA | NA | NA | NA | NA | \Classifications\Building System Class\G20-Other Systems\G2050 - Landscaping\Landscaping - LSC | 1011925
10-F1 | 10-F1 Reedley Court | 10-F1-D5092-250-ELT06 | Exterior Lighting | MULTIPLE | MULTIPLE | MULTIPLE | OM00029832 |  | DNA | NA | NA | NA | NA | 110 | DNA | Electrical | DNA | NA | NA | \Classifications\Building System Class\D50-Electrical SYS\D5090 - Elec SYS\Exterior Lighting - ELT | 1011926
10-F1 | 10-F1 Reedley Court | 10-F1-G2049-300-HSC01 | Hardscape | DNA | DNA | DNA | OM00029834 |  | DNA | NA | NA | NA | NA | NA | NA | NA | NA | NA | NA | \Classifications\Building System Class\G20-Other Systems\G2040 - Site Development\Hardscape - HSC | 1011927
10-F1 | 10-F1 Reedley Court | 10-F1-D2022-260-HWG02 | Water Heater - 40 Gallon | AOSmith | 1239T477698 | GNR 40 200 | OM00031396 |  | Mech Closet | NA | NA | NA | NA | DNA | DNA | Gas | DNA | 40,000 | NA | \Classifications\Building System Class\D20-Plumbing\D2020 - Domestic Water\Domestic Water Heater, Gas - HWG | 1022740
10-F1 | 10-F1 Reedley Court | 10-F1-D2022-260-HWG03 | Water Heater | AO Smith | 190911394203 | GUC-40 400 | OM00031443 |  | Janitorial Closet | NA | NA | NA | NA | NA | NA | Gas | NA |  |  | \Classifications\Building System Class\D20-Plumbing\D2020 - Domestic Water\Domestic Water Heater, Gas - HWG | 1022900
10-G1 | 10-G1 Clovis Court | 10-G1-D3050-210-PKU01 | Package Unit PKU01 | Rheem | 2G7285ADAAF 310709679 | RRNA-B030JK06X | OM00003330 |  | Roof | Direct drive | 24x24x2 | R-22 | fan - 1/3 HP blower - 1/2 HP | 208/230 | 35 max HACR | Natural gas | 1 ph, 60 Hz | 60,000 | 47,000 | \Classifications\Building System Class\D30-HVAC Systems\D3050 - Package SYS\Package Unit - PKU | EQ-1003812
10-G1 | 10-G1 Clovis Court | 10-G1-D5010-200-ESD01 | Switch gear SBR01 | Cutler Hammer | CS5066B44 | CS5 | OM00003335 |  | Mech Closet | NA | NA | NA | NA | 277/480V | 600 | NA | 3 PH, 60Hz | NA | NA | \Classifications\Building System Class\D50-Electrical SYS\D5010 - Elec Service & Dist\Electical Service and Distribution - ESD | EQ-1003817
10-G1 | 10-G1 Clovis Court | 10-G1-D4031-100-FEX02 | Portable, Hand Held, Fire Extinguisher | Sentry/Ansul Company | Multiple | Multiple | OM00031369 |  | Throughout Courthouse | [10 empty] | \Classifications\Building System Class\D40-Fire Protection SYS\D4030 - FIRE SPEC\Fire Extinguisher - FEX | EQ-1004584
10-G1 | 10-G1 Clovis Court | 10-G1-D5092-250-EML06 | LIGHT, EMERGENCY, HARDWIRED SYSTEM | Multiple | Multiple | Multiple | OM00029836 | OM00029786 | MAIN HALLWAYS | NA | NA | NA | NA | DNA | DNA | Electric | DNA | NA | NA | \Classifications\Building System Class\D50-Electrical SYS\D5090 - Elec SYS\Emergency And Exit Lighting - EML | EQ-1004586
10-G1 | 10-G1 Clovis Court | 10-G1-D2023-310-HWP01 | Domestic Hot Water Circ. Pump | Ball & Gossett | 106197 | Series 100 BNF1 CX | OM00029785 |  | DNA | NA | NA | NA | DNA | 120 | DNA | Electric | DNA | NA | NA | \Classifications\Building System Class\D20-Plumbing\D2020 - Domestic Water\Domestic Hot Water Circulating Pump - HWP | EQ-1005218
10-G1 | 10-G1 Clovis Court | 10-G1-D2023-100-BFP01 | Backflow Prevention Device BFP01 | Febco | 5881 | 825Y 2.5" Type:RP | OM00029784 | A006680 | DNA | NA | NA | NA | NA | NA | NA | NA | NA | NA | NA | \Classifications\Building System Class\D20-Plumbing\D2020 - Domestic Water\Backflow Preventer - BFP | EQ-1005219
10-G1 | 10-G1 Clovis Court | 10-G1-B2010-100-BLD01 | Building Structure | NA | NA | NA | OM00029835 | OM00004295 | NA | NA | NA | NA | NA | NA | NA | NA | NA | NA | NA | \Classifications\Building System Class\B20-General Building Exterior\B2010 - Exterior Walls\Building - BLD | EQ-1007260
10-G1 | 10-G1 Clovis Court | 10-G1-B3010-100-RUF01 | Roofing Systems | DNA | DNA | DNA | OM00031370 | OM00004296 | NA | NA | NA | NA | NA | NA | NA | NA | NA | NA | NA | \Classifications\Building System Class\B30-Roofing\B3010 - Roof Types\Roof - RUF | EQ-1007437
10-G1 | 10-G1 Clovis Court | 10-G1-D3050-210-PKU02 | Package Unit | Carrier | 2209G50282 | 48TCDD08A2GA0A0A0 | OM00003808 |  | Roof top | AX51 | (4) 16x20x2 | R-410A | NA | 480 | 20.5 | Gas | 3 | 125000 | 10300 | \Classifications\Building System Class\D30-HVAC Systems\D3050 - Package SYS\Package Unit - PKU | 1011515
10-G1 | 10-G1 Clovis Court | 10-G1-D3050-210-PKU03 | Package Unit | Carrier | 2209G20226 | 48TCLA06A2A6A0A0A0 | OM00003807 |  | Roof top | AX38 | (2) 16X25X2 | R-410A | NA | 480 | 20.5 | Gas | 3 | 60000 | 50000 | \Classifications\Building System Class\D30-HVAC Systems\D3050 - Package SYS\Package Unit - PKU | 1011516
10-G1 | 10-G1 Clovis Court | 10-G1-D3050-210-PKU04 | Package Unit | Carrier | 2209G20224 | 48TCLA06A2A6A0A0A0 | OM00003809 |  | Roof top | AX38 | (2) 16X25X2 | R-410A |  | 480 | 20.5 | Gas | 3 | 60000 | 50000 | \Classifications\Building System Class\D30-HVAC Systems\D3050 - Package SYS\Package Unit - PKU | 1011517
10-G1 | 10-G1 Clovis Court | 10-G1-D5092-250-ELT08 | Exterior Lighting | MULTIPLE | MULTIPLE | MULTIPLE | OM00031371 |  | DNA | NA | NA | NA | DNA | 115 | DNA | Electrical | DNA | NA | NA | \Classifications\Building System Class\D50-Electrical SYS\D5090 - Elec SYS\Exterior Lighting - ELT | 1011929
10-G1 | 10-G1 Clovis Court | 10-G1-G2049-300-HSC01 | Hardscape | NA | NA | NA | OM00031372 |  | Exterior Hardscape | NA | NA | NA | NA | NA | NA | NA | NA | NA | NA | \Classifications\Building System Class\G20-Other Systems\G2040 - Site Development\Hardscape - HSC | 1011930
10-G1 | 10-G1 Clovis Court | 10-G1-D2022-100-HWE01 | Water Heater - 30 gallon | AOSmith | 898-J-80-07194 | PEC30 | OM00003334 |  | Mech Closet | NA | NA | NA | NA | DNA | DNA | Electric | DNA | NA |  | \Classifications\Building System Class\D20-Plumbing\D2020 - Domestic Water\Domestic Water Heater, Electric - HWE | 1022741
10-O1 | 10-O1 B.F. Sisk Federal Courthouse | 10-O1-B3010-100-RUF01 | Building Roof - RUF01 | DNA | NA | NA | OM00029637 |  | Roof | [10 empty] | \Classifications\Building System Class\B30-Roofing\B3010 - Roof Types\Roof - RUF | 1010221
10-O1 | 10-O1 B.F. Sisk Federal Courthouse | 10-O1-D3031-100-PCH01 | Condensate Water/Tower Pump PCH01 | Paco | YJ94C1098803-A | 11-40127-18A6201 | OM00029523 | CWP - 1 | Chiller Room | NA | NA | NA | DNA | DNA | DNA | DNA | DNA | NA | NA | \Classifications\Building System Class\D30-HVAC Systems\D3030 - Cooling SYS\Chilled Water Pump - PCH | 1010318
10-O1 | 10-O1 B.F. Sisk Federal Courthouse | 10-O1-D3031-100-PCH02 | Condensate Water/Tower Pump PCH02 | Paco | YJ94C1098803-B | 11-40127-18A6201 | OM00029524 | CWP - 2 | Chiller Room | NA | NA | NA | DNA | DNA | DNA | DNA | DNA | NA | NA | \Classifications\Building System Class\D30-HVAC Systems\D3030 - Cooling SYS\Chilled Water Pump - PCH | 1010319
10-O1 | 10-O1 B.F. Sisk Federal Courthouse | 10-O1-D2040-100-PSU01 | Storm Water Submersible Duplex Pump System (1 Control Panel and 2 Pumps) | DNA | DNA | DNA | OM00029573 | SP - 1 | Parking Divider - North | [10 empty] | \Classifications\Building System Class\D20-Plumbing\D2040 - Rain Drain\Sump Pump - PSU | 1010320
10-O1 | 10-O1 B.F. Sisk Federal Courthouse | 10-O1-D2040-100-PSU03 | Storm Water Submersible Duplex Pump PSU03 (1 Controller and 2 Pumps) | DNA | DNA | DNA | OM00029575 | SP - 3 | Parking Divider - South | [10 empty] | \Classifications\Building System Class\D20-Plumbing\D2040 - Rain Drain\Sump Pump - PSU | 1010322
10-O1 | 10-O1 B.F. Sisk Federal Courthouse | 10-O1-D2040-100-PSU05 | Storm Water Submersible Duplex Pump PSU05 (1 Controller and 2 Pumps) | DNA | DNA | DNA | OM00029577 | SP - 5 | Areaway - South | [10 empty] | \Classifications\Building System Class\D20-Plumbing\D2040 - Rain Drain\Sump Pump - PSU | 1010324
10-O1 | 10-O1 B.F. Sisk Federal Courthouse | 10-O1-D2040-100-PSU07 | Storm Water Submersible Duplex Pump PSU07 (1 Controller and 2 Pumps) | DNA | DNA | DNA | OM00029579 | SP - 7 | Areaway - North | [10 empty] | \Classifications\Building System Class\D20-Plumbing\D2040 - Rain Drain\Sump Pump - PSU | 1010326
10-O1 | 10-O1 B.F. Sisk Federal Courthouse | 10-O1-D3042-220-EFN01 | 5th floor toilet exhaust fan EFN01 | Greenheck |  | GB-141-7 | OM00039032 | EF - 1 ¦ OM00029531 | 5th floor exhaust | (1) 4L220 | DNA | NA | DNA | DNA | DNA | Electric | DNA | NA | NA | \Classifications\Building System Class\D30-HVAC Systems\D3040 - Distribution SYS\Supply/Exhaust/Return fans- FAN | 1010328
10-O1 | 10-O1 B.F. Sisk Federal Courthouse | 10-O1-D3042-220-EFN02 | Chiller Room Exhaust Fan EFN02 - above ceiling tile | Greenheck |  | 18348-2 | OM00029739 | EF - 2 | Chiller Room | DNA | DNA | NA | DNA | DNA | DNA | Electric | DNA | NA | NA | \Classifications\Building System Class\D30-HVAC Systems\D3040 - Distribution SYS\Supply/Exhaust/Return fans- FAN | 1010329
10-O1 | 10-O1 B.F. Sisk Federal Courthouse | 10-O1-D3042-220-EFN33 | 1st Floor Cafeteria Exhaust Fan EFN05 | Greenheck | DNA | CUBE-220HP-30 | OM00029547 | EF - 4 | Exterior on wall outside of kitchen | NA | NA | NA | DNA | DNA | DNA | Electric | DNA | NA | NA | \Classifications\Building System Class\D30-HVAC Systems\D3040 - Distribution SYS\Supply/Exhaust/Return fans- FAN | 1010330
10-O1 | 10-O1 B.F. Sisk Federal Courthouse | 10-O1-D3042-220-EFN15 | Jury Assembly Toilet Exhaust Fan EFN15 | Greenheck | DNA | BSQ-140HP-3 | OM00029466 | EF - 15 | Basement HVAC Room | DNA | DNA | NA | DNA | DNA | DNA | Electric | DNA | NA | NA | \Classifications\Building System Class\D30-HVAC Systems\D3040 - Distribution SYS\Supply/Exhaust/Return fans- FAN | 1010332
10-O1 | 10-O1 B.F. Sisk Federal Courthouse | 10-O1-D3042-220-EFN16 | Staff Toilet Exhaust Fan EFN16 | Greenheck | 11828682-0908 | BSQ-140-4 | OM00031366 | EF - 16 | Basement HVAC Room | 4L480R | NA | NA | 1/3 | 115 | DNA | Electric | DNA | NA | NA | \Classifications\Building System Class\D30-HVAC Systems\D3040 - Distribution SYS\Supply/Exhaust/Return fans- FAN | 1010333
10-O1 | 10-O1 B.F. Sisk Federal Courthouse | 10-O1-D3042-240-SEF17 | Exhaust Fan -5th Floor IDF SEF17 | Greenheck | DNA | SP-A125 | OM00031357 | EF - 17 | Floor 5, IDF Closet | DNA | DNA | NA | DNA | DNA | DNA | Electric | DNA | NA | NA | \Classifications\Building System Class\D30-HVAC Systems\D3040 - Distribution SYS\Supply/Exhaust/Return fans- FAN | 1010334
10-O1 | 10-O1 B.F. Sisk Federal Courthouse | 10-O1-D3042-240-SEF18 | Exhaust Fan -1st Floor IDF SEF18 | Greenheck | DNA | BSQ-90-4 | OM00031358 | EF - 18 | Floor 1, IDF Room | DNA | DNA | NA | DNA | DNA | DNA | Electric | DNA | NA | NA | \Classifications\Building System Class\D30-HVAC Systems\D3040 - Distribution SYS\Supply/Exhaust/Return fans- FAN | 1010335
10-O1 | 10-O1 B.F. Sisk Federal Courthouse | 10-O1-D3042-240-SEF19 | Exhaust Fan -2nd Floor IDF SEF19 | Greenheck | DNA | BSQ-90-4 | OM00031359 | EF - 19 | Floor 2, IDF Room | DNA | DNA | NA | DNA | DNA | DNA | Electric | DNA | NA | NA | \Classifications\Building System Class\D30-HVAC Systems\D3040 - Distribution SYS\Supply/Exhaust/Return fans- FAN | 1010336
10-O1 | 10-O1 B.F. Sisk Federal Courthouse | 10-O1-D3042-240-SEF20 | Exhaust Fan -3rd Floor IDF SEF20 | Greenheck | DNA | BSQ-90-4 | OM00031360 | EF - 20 | Floor 3, IDF Room | DNA | DNA | NA | DNA | DNA | DNA | Electric | DNA | NA | NA | \Classifications\Building System Class\D30-HVAC Systems\D3040 - Distribution SYS\Supply/Exhaust/Return fans- FAN | 1010337
10-O1 | 10-O1 B.F. Sisk Federal Courthouse | 10-O1-D3042-240-SEF21 | Exhaust Fan -4th Floor IDF SEF21 | Greenheck | DNA | BSQ-90-4 | OM00031361 | EF - 21 | Floor 4, IDF Room | DNA | DNA | NA | DNA | DNA | DNA | Electric | DNA | NA | NA | \Classifications\Building System Class\D30-HVAC Systems\D3040 - Distribution SYS\Supply/Exhaust/Return fans- FAN | 1010338
10-O1 | 10-O1 B.F. Sisk Federal Courthouse | 10-O1-D3042-240-SEF22 | Exhaust Fan -5th Floor IDF SEF22 | Greenheck | DNA | SP-A125 | OM00031362 | EF - 22 | IDF Closet | DNA | DNA | NA | DNA | DNA | DNA | Electric | DNA | NA | NA | \Classifications\Building System Class\D30-HVAC Systems\D3040 - Distribution SYS\Supply/Exhaust/Return fans- FAN | 1010339
10-O1 | 10-O1 B.F. Sisk Federal Courthouse | 10-O1-D3042-240-SEF23 | Exhaust Fan -5th Floor IDF SEF23 | Greenheck | DNA | SP-A125 | OM00031363 | EF - 23 | IDF Closet | DNA | DNA | NA | DNA | DNA | DNA | Electric | DNA | NA | NA | \Classifications\Building System Class\D30-HVAC Systems\D3040 - Distribution SYS\Supply/Exhaust/Return fans- FAN | 1010340
10-O1 | 10-O1 B.F. Sisk Federal Courthouse | 10-O1-D3042-240-SEF24 | Exhaust Fan -5th Floor IDF SEF24 | Greenheck | DNA | SP-A125 | OM00031364 | EF - 24 | IDF Closet | DNA | DNA | NA | DNA | DNA | DNA | Electric | DNA | NA | NA | \Classifications\Building System Class\D30-HVAC Systems\D3040 - Distribution SYS\Supply/Exhaust/Return fans- FAN | 1010341
10-O1 | 10-O1 B.F. Sisk Federal Courthouse | 10-O1-D3042-240-SEF25 | Exhaust Fan -5th Floor IDF SEF25 | Greenheck | DNA | CSP-150 | OM00031254 | EF - 25 | IT Closet | DNA | DNA | NA | DNA | DNA | DNA | Electric | DNA | NA | NA | \Classifications\Building System Class\D30-HVAC Systems\D3040 - Distribution SYS\Supply/Exhaust/Return fans- FAN | 1010342
10-O1 | 10-O1 B.F. Sisk Federal Courthouse | 10-O1-D5037-710-FAP01 | Fire Alarm Panel - Site Control Master Alarm Panel | Honeywell by Tri-Signal | DNA | Notifier | OM00029633 |  | Site control room |  |  |  |  | 110 | 5 |  | DNA |  |  | \Classifications\Building System Class\D50-Electrical SYS\D5030 - Comm & Security\Fire Alarm Panel - FAP | 1010350
10-O1 | 10-O1 B.F. Sisk Federal Courthouse | 10-O1-D3068-100-BAS01 | BAS Panel TCP-1 BAS01 (Tagged at BAS computer) | Servi-tech | Panel made for job F09002 | custom panel installed by Servi-tech | OM00029729 |  | Chiller Room | NA | NA | NA | DNA | 208/120 | DNA | Electric | 3 Phase | DNA | DNA | \Classifications\Building System Class\D30-HVAC Systems\D3060 - Control & Inst Air\Building Automation System - BAS | 1010357
10-O1 | 10-O1 B.F. Sisk Federal Courthouse | 10-O1-B2010-100-BLD01 | Building Exterior System BLD01 | NA | NA | NA | OM00029638 | PT001918/PR0065915 | DNA | NA | NA | NA | NA | NA | NA | NA | NA | NA | NA | \Classifications\Building System Class\B20-General Building Exterior\B2010 - Exterior Walls\Building - BLD | 1010442
10-O1 | 10-O1 B.F. Sisk Federal Courthouse | 10-O1-D3050-250-ACU01 | Stand Alone A/C Unit #1 - ACU01 Split System Tagged at CU-1 | Data Aire | 2009-1054-A | DAPA-834-A0 | OM00029024 | SAC - 1 ¦ OM00029063 | MPOE/IDF | DNA | (2) 20x25x4 | R-407C | 3 HP Blower | 460 volts entered | 20 | Electric | 3 | NA | NA | \Classifications\Building System Class\D30-HVAC Systems\D3050 - Package SYS\Air Conditioning,Split System - ACU | 1010443
10-O1 | 10-O1 B.F. Sisk Federal Courthouse | 10-O1-D3050-250-ACU02 | Stand Alone A/C Unit #2 - ACU02 Split System Tagged at CU-2 | Data Aire | 2009-1056-A | DAPA-534-A0 | OM00029025 | SAC - 2 ¦ OM00029506 | Electrical Room | DNA | DNA | R-407C | 2 HP Blower | 460 volts entered | 15 | Electric | 3 | NA | NA | \Classifications\Building System Class\D30-HVAC Systems\D3050 - Package SYS\Air Conditioning,Split System - ACU | 1010444
10-O1 | 10-O1 B.F. Sisk Federal Courthouse | 10-O1-D3050-250-ACU03 | Stand-Alone A/C Unit # 3 - ACU03 Split System Tagged at CU-03 | Data Aire | 2009-1057-A | DAPA-534-A0 | OM00029639 | SAC - 3 | Server Room - Ceiling | DNA | DNA | R-407C | 2 HP Blower | 460 | 15 | Electric | 3 | NA | NA | \Classifications\Building System Class\D30-HVAC Systems\D3050 - Package SYS\Air Conditioning,Split System - ACU | 1010445
10-O1 | 10-O1 B.F. Sisk Federal Courthouse | 10-O1-D3050-250-ACU04 | Stand-Alone A/C Unit # 4 - ACU04 Split System Tagged a CU-04 | Data Aire | 2009-1058-A | DAPA-534-A0 | OM00003900 | SAC - 4 | Basement North Area Walkway | DNA | DNA | R-407C | 2 HP Blower | 460 | 15 | Electric | 3 | NA | NA | \Classifications\Building System Class\D30-HVAC Systems\D3050 - Package SYS\Air Conditioning,Split System - ACU | 1010446
10-O1 | 10-O1 B.F. Sisk Federal Courthouse | 10-O1-D3050-250-ACU05 | Stand Alone A/C Unit #5 - ACU05 Split System Tagged at CU-5 | Data Aire | 2009-1059-A | DAPA-534-A0 | OM00029041 | SAC - 5 ¦ OM00029505 | Attorney Conference - Above Ceiling | DNA | DNA | R-407C | 2 HP Blower | 460 | 15 | Electric | 3 | NA | NA | \Classifications\Building System Class\D30-HVAC Systems\D3050 - Package SYS\Air Conditioning,Split System - ACU | 1010447
10-O1 | 10-O1 B.F. Sisk Federal Courthouse | 10-O1-D3050-250-ACU06 | Stand Alone A/C Unit #6 - ACU06 Split System Tagged at CU-6 | Data Aire | 2009-1060-A | DAPA-534-A0 | OM00029042 | SAC - 6 ¦ OM00029504 | Lobby Plenum | DNA | DNA | R-407C | 2 HP Blower | 460 | 15 | Electric | 3 | NA | NA | \Classifications\Building System Class\D30-HVAC Systems\D3050 - Package SYS\Air Conditioning,Split System - ACU | 1010448
10-O1 | 10-O1 B.F. Sisk Federal Courthouse | 10-O1-D3050-250-ACU07 | Stand Alone A/C Unit #7 - ACU07 Split System Tagged at CU-7 | Data Aire | 2009-1061-A | DAPA-534-A0 | OM00029043 | SAC - 7 ¦ OM00029503 | Lobby Plenum | DNA | DNA | R-407C | 2 HP Blower | 460 | 15 | Electric | 3 | NA | NA | \Classifications\Building System Class\D30-HVAC Systems\D3050 - Package SYS\Air Conditioning,Split System - ACU | 1010449
10-O1 | 10-O1 B.F. Sisk Federal Courthouse | 10-O1-D3050-250-ACU08 | Stand Alone A/C Unit #8 - ACU08 Split System Tagged at CU-8 | Data Aire | 2009-1071-A | DAPA-312-A0 | OM00029026 | OM00029508 | Electrical Room | DNA | DNA | R-407C | 3/4 HP Blower | 208 | 15 | Electric | 1 | NA | NA | \Classifications\Building System Class\D30-HVAC Systems\D3050 - Package SYS\Air Conditioning,Split System - ACU | 1010450
10-O1 | 10-O1 B.F. Sisk Federal Courthouse | 10-O1-D3050-250-ACU09 | Stand Alone A/C Unit #9 - ACU09 Split System Tagged at CU-9 | Data Aire | 2009-1059-A | DAPA-534-A0 | OM00003852 | SAC - 9 ¦OM00029072 | Server Room | DNA | DNA | R-407C | 2 HP Blower | 460 | 15 | Electric | 3 | NA | NA | \Classifications\Building System Class\D30-HVAC Systems\D3050 - Package SYS\Air Conditioning,Split System - ACU | 1010451
10-O1 | 10-O1 B.F. Sisk Federal Courthouse | 10-O1-D3050-250-ACU10 | Stand-Alone A/C Unit # 10 - ACU10 Split System Tagged at CU-10 | Data Aire | 2009-1072-A | DAPA-312-A0 | OM00029059 | SAC - 10 | Exterior Judges Parking Lot | NA | DNA | R-407C | 3/4 HP Blower | 208 | 5.3 | Electric | 1 | NA | NA | \Classifications\Building System Class\D30-HVAC Systems\D3050 - Package SYS\Air Conditioning,Split System - ACU | 1010452
10-O1 | 10-O1 B.F. Sisk Federal Courthouse | 10-O1-D3050-250-ACU11 | Stand-Alone A/C Unit # 11 - ACU11 Split System Tagged at CU-11 | Data Aire | 2009-1073-A | DAPA-312-A0 | OM00029060 | SAC - 11 | Exterior Judges Parking Lot | NA | DNA | R-407C | 3/4 HP Blower | 208 | 5.3 | Electric | 1 | NA | NA | \Classifications\Building System Class\D30-HVAC Systems\D3050 - Package SYS\Air Conditioning,Split System - ACU | 1010453
10-O1 | 10-O1 B.F. Sisk Federal Courthouse | 10-O1-D3050-250-ACU12 | Stand-Alone A/C Unit # 12 - ACU12 Split System Tagged at CU-12 | Data Aire | 2009-1074-A | DAPA-312-A0 | OM00029016 | SAC - 12 | Exterior Judges Parking Lot | DNA | DNA | R-407C | 3/4 HP Blower | 208 | 5.3 | Electric | 1 | NA | NA | \Classifications\Building System Class\D30-HVAC Systems\D3050 - Package SYS\Air Conditioning,Split System - ACU | 1010454
10-O1 | 10-O1 B.F. Sisk Federal Courthouse | 10-O1-D3050-250-ACU13 | Stand Alone A/C Unit #13 - ACU13 Split System Tagged at CU-13 | Data Aire | 2009-1075-A | DAPA-312-A0 | OM00003850 | SAC - 13 ¦ OM00029561 | Basement North Area Walkway | DNA | DNA | R-407C | 3/4 HP Blower | 208 | 15 | Electric | 3 | NA | NA | \Classifications\Building System Class\D30-HVAC Systems\D3050 - Package SYS\Air Conditioning,Split System - ACU | 1010455
10-O1 | 10-O1 B.F. Sisk Federal Courthouse | 10-O1-D3041-110-AHU01 | Air Handling Unit # 1 - AHU01 | Temtrol | T000877-001-00 | WF-DHRE38 | OM00003833 | AHU - 1 | HVAC Room | Sply (4) BX112 Rtrn (2) BX130 | (15) 24X24X12, (5) 24X24X12, (15) 24X24X2, (5) 24X12X2 | NA | 25 HP / 15 HP | 460 volts entered | 48.5 | Electric | 3 | NA | NA | \Classifications\Building System Class\D30-HVAC Systems\D3040 - Distribution SYS\Air Handling Unit - AHU | 1010469
10-O1 | 10-O1 B.F. Sisk Federal Courthouse | 10-O1-D3041-110-AHU02 | Air Handling Unit # 2 - AHU02 | Temtrol | T000877-002-00 | WF-DHRE65 | OM00003834 | AHU - 2 | HVAC Room | Sply (4) BX144 Rtrn (3) BX124 | (20) 24x24x12, (4) 24x12x12, (20) 24x24x2, (4) 24x12x2 | NA | 20 HP / 20 HP | 460 volts entered | 70 | Electric | 3 | NA | NA | \Classifications\Building System Class\D30-HVAC Systems\D3040 - Distribution SYS\Air Handling Unit - AHU | 1010470
10-O1 | 10-O1 B.F. Sisk Federal Courthouse | 10-O1-D3041-110-AHU03 | Air Handling Unit # 3 - AHU03 | Temtrol | T000877-003-00 | WF-DHRE67 | OM00003835 | AHU - 3 | HVAC Room | Sply (4) BX144 Rtrn (3) BX124 | (20) 24x24x12, (4) 24x12x12, (20) 24x24x2, (4) 24x12x2 | NA | 40 HP / 20 HP | 460 volts entered | 70 | Electric | 3 | NA | NA | \Classifications\Building System Class\D30-HVAC Systems\D3040 - Distribution SYS\Air Handling Unit - AHU | 1010471
10-O1 | 10-O1 B.F. Sisk Federal Courthouse | 10-O1-D3041-110-AHU04 | Air Handling Unit # 4 - AHU04 | Temtrol | T000877-004-00 | WF-DHRE52 | OM00003836 | AHU - 4 | HVAC Room | Sply (3) SVX1230 Rtrn BX133 | (15) 24x24x12, (5) 24x12x12, (15 24x24x2, (5) 24x12x2 | NA | 40 HP / 15 HP | 460 volts entered | 64.5 | Electric | 3 | NA | NA | \Classifications\Building System Class\D30-HVAC Systems\D3040 - Distribution SYS\Air Handling Unit - AHU | 1010472
10-O1 | 10-O1 B.F. Sisk Federal Courthouse | 10-O1-D3041-110-AHU05 | Air Handling Unit # 5 - AHU05 | Temtrol | T000877-005-00 | FC-DH286 | OM00039026 | AHU - 5 ¦ OM00029012 | Boiler Room | Sply (2) BX68 Rtrn (2) BX60 | (2) 8x42x2 | NA | 5 HP | 460 volts entered | 6.5 | Electric | 3 | NA | NA | \Classifications\Building System Class\D30-HVAC Systems\D3040 - Distribution SYS\Air Handling Unit - AHU | 1010473
10-O1 | 10-O1 B.F. Sisk Federal Courthouse | 10-O1-D3041-110-AHU06 | Air Handling Unit # 6 - AHU6 | Temtrol | T000877-006-00 | WF-DHRE13 | OM00003837 | AHU - 6 | HVAC Room | Sply (2) BX68 Rtrn (2) BX60 | (4) 24x24x12, (2) 24x12x12, (4) 24x24x2, (2) 24x12x2 | NA | 10 HP / 5 HP | 460 volts entered | 19 | Electric | 3 | NA | NA | \Classifications\Building System Class\D30-HVAC Systems\D3040 - Distribution SYS\Air Handling Unit - AHU | 1010474
10-O1 | 10-O1 B.F. Sisk Federal Courthouse | 10-O1-D3041-110-AHU07 | Air Handling Unit # 7 - AHU7 | Temtrol | T000877-007-00 | WF-DH30 | OM00029017 | AHU - 7 | Archive | Sply (3) BX72 | (9) 24x24x12, (3) 24x12x12, (9) 24x24x2, (3) 24x12x2 | NA | 20 HP | 460 volts entered | 24 | Electric | 3 | NA | NA | \Classifications\Building System Class\D30-HVAC Systems\D3040 - Distribution SYS\Air Handling Unit - AHU | 1010475
10-O1 | 10-O1 B.F. Sisk Federal Courthouse | 10-O1-D3041-110-AHU08 | Air Handling Unit # 8 - AHU08 | Temtrol | T002762-004-00 | WF-DHRE49 | OM00003841 | AHU - 8 | Fan Room | Sply (4) BX93 Rtrn (2) 5VX830 | (9) 24x24x12, (3) 24x12x12, (9) 24x24x2, (3) 24x12x2 | NA | DNA | DNA | DNA | Electric | DNA | NA | NA | \Classifications\Building System Class\D30-HVAC Systems\D3040 - Distribution SYS\Air Handling Unit - AHU | 1010476
10-O1 | 10-O1 B.F. Sisk Federal Courthouse | 10-O1-D3041-110-AHU09 | Air Handling Unit # 9 - AHU09 | Temtrol | T002762-001-00 | WF-DHRE8 | OM00003842 | AHU - 9 | Fan Room | Sply (2) BX53 Rtrn(2) BX55 | (15) 24x24x12, (5) 24x12x12, (15) 24x24x2, (5) 24x12x2 | NA | DNA | DNA | DNA | Electric | DNA | NA | NA | \Classifications\Building System Class\D30-HVAC Systems\D3040 - Distribution SYS\Air Handling Unit - AHU | 1010477
10-O1 | 10-O1 B.F. Sisk Federal Courthouse | 10-O1-D3041-110-AHU10 | Air Handling Unit # 10 - AHU10 | Temtrol | T002762-002-00 | WF-DHRE14 | OM00003839 | AHU - 10 | Fan Room | Sply (2) BX53 Rtrn(2) BX55 | (2) 24x24x12, (2) 24x12x12, (2) 24x24x2, (2) 24x12x2 | NA | 5 HP / 3 HP | 460 volts entered | 10.6 | Electric | 3 | NA | NA | \Classifications\Building System Class\D30-HVAC Systems\D3040 - Distribution SYS\Air Handling Unit - AHU | 1010478
10-O1 | 10-O1 B.F. Sisk Federal Courthouse | 10-O1-D3041-110-AHU11 | Air Handling Unit # 11 - AHU11 | Temtrol | T002762-003-00 | WF-DHRE14 | OM00003840 | AHU - 11 | Fan Room | Sply (2) BX53 Rtrn(2) BX55 | (2) 24x24x12, (2) 24x12x12, (2) 24x24x2, (2) 24x12x2 | NA | 5 HP / 3 HP | 460 volts entered | 10.6 | Electric | 3 | NA | NA | \Classifications\Building System Class\D30-HVAC Systems\D3040 - Distribution SYS\Air Handling Unit - AHU | 1010479
10-O1 | 10-O1 B.F. Sisk Federal Courthouse | 10-O1-D2022-260-HWG01 | 250 gal. Domestic Water Heater, Gas HWG01 | PVI | 209126494 | 560N250A-PVL | OM00003848 | WH - 1 | Boiler Room | NA | NA | NA | 1/3 HP (2) | 120 volts | 15 | Natural gas | 1 | 399,000 |  | \Classifications\Building System Class\D20-Plumbing\D2020 - Domestic Water\Domestic Water Heater, Gas - HWG | 1010480
10-O1 | 10-O1 B.F. Sisk Federal Courthouse | 10-O1-D2023-310-WBS01 | Domestic Water Booster System WBS01 | Bell & Gossett | PH006861-A | 70VS Junior | OM00003843 | BP - 1 | HVAC Room | NA | NA | NA | 3 HP | 480 | 5 |  | 3 |  |  | \Classifications\Building System Class\D20-Plumbing\D2020 - Domestic Water\Domestic Water Booster System - WBS | 1010481
10-O1 | 10-O1 B.F. Sisk Federal Courthouse | 10-O1-D2023-310-WBS02 | Domestic Water Booster Pump #2 | Bell & Gossett | PH006861-B | 70VS Junior | OM00003844 | BP - 2 | HVAC Room | [10 empty] | \Classifications\Building System Class\D20-Plumbing\D2020 - Domestic Water\Domestic Water Booster System - WBS | 1010482
10-O1 | 10-O1 B.F. Sisk Federal Courthouse | 10-O1-D3021-130-BLR01 | Benchmark 2.0 Boiler, Hot Water, Gas BLR01 | Aerco International, Inc. | G-09-178 | BMK 2.0 | OM00003830 | NA | Boiler Room | NA | NA | NA | NA | 208/120 VAC | 10 | Natural gas | DNA | 2,000,000 | 1,720,000 | \Classifications\Building System Class\D30-HVAC Systems\D3020 - Heat SYS\Boiler,Hot Water,Oil/Gas/Comb. - BLR | 1010485
10-O1 | 10-O1 B.F. Sisk Federal Courthouse | 10-O1-D3021-130-BLR02 | Benchmark 2.0 Boiler, Hot Water, Gas BLR02 | Aerco International, Inc. | G-09-180 | BMK 2.0 | OM00003831 | NA | Boiler Room | NA | NA | NA | NA | 208/120 VAC | 10 | Natural gas | DNA | 2,000,000 | 1,720,000 | \Classifications\Building System Class\D30-HVAC Systems\D3020 - Heat SYS\Boiler,Hot Water,Oil/Gas/Comb. - BLR | 1010486
10-O1 | 10-O1 B.F. Sisk Federal Courthouse | 10-O1-D3021-130-BLR03 | Benchmark 2.0 Boiler, Hot Water, Gas BLR03 | Aerco International, Inc. | G-09-179 | BMK 2.0 | OM00003832 | NA | Boiler Room | NA | NA | NA | NA | 208/120 VAC | 10 | Natural gas | DNA | 2,000,000 | 1,720,000 | \Classifications\Building System Class\D30-HVAC Systems\D3020 - Heat SYS\Boiler,Hot Water,Oil/Gas/Comb. - BLR | 1010487
10-O1 | 10-O1 B.F. Sisk Federal Courthouse | 10-O1-D3044-125-PHW01 | Heating Hot Water Supply Pump PHW01 | Bell & Gossett | C0088170-01F90 | 1510BF | OM00003845 | HHWP -1 | Boiler Room | NA | NA | NA | 15 HP | 480 | 20 | Electric | 3 | NA | NA | \Classifications\Building System Class\D30-HVAC Systems\D3040 - Distribution SYS\Hot Water Pump - PHW | 1010488
10-O1 | 10-O1 B.F. Sisk Federal Courthouse | 10-O1-D3044-125-PHW02 | Heating Hot Water Supply Pump PHW02 | Bell & Gossett | C0088170-02F90 | 1510BF | OM00003846 | HHWP - 2 | Boiler Room | NA | NA | NA | 15 HP | 480 | 20 | Electric | 3 | NA | NA | \Classifications\Building System Class\D30-HVAC Systems\D3040 - Distribution SYS\Hot Water Pump - PHW | 1010489
10-O1 | 10-O1 B.F. Sisk Federal Courthouse | 10-O1-D3020-100-HET01 | 75 gal. Air Separator (Deaerator) Tank DTK01 | Bell & Gossett | 194343 | B400/5G | OM00029056 | ET - 1 | N. Fan Room | NA | NA | NA | DNA | DNA | DNA | DNA | DNA | NA | NA | \Classifications\Building System Class\D30-HVAC Systems\D3020 - Heat SYS\Heater Water Expansion Tank - HET | 1010490
10-O1 | 10-O1 B.F. Sisk Federal Courthouse | 10-O1-D3020-100-HET02 | Air Separator (Deaerator) Tank HET01 - Attached to ceiling | Amtrol | DNA | DNA | OM00029726 | AS - 1 | Boiler Room | NA | NA | NA | DNA | DNA | DNA | DNA | DNA | NA | NA | \Classifications\Building System Class\D30-HVAC Systems\D3020 - Heat SYS\Heater Water Expansion Tank - HET | 1010491
10-O1 | 10-O1 B.F. Sisk Federal Courthouse | 10-O1-D3030-110-CTW01 | Cooling Tower #1 CTW01 | Evapco | 947820W | AT12724B | OM00029044 | CT - 1 | West Side | 6B148 | DNA | DNA | DNA | DNA | DNA | DNA | DNA | NA | NA | \Classifications\Building System Class\D30-HVAC Systems\D3030 - Cooling SYS\Cooling Tower - CTW | 1010492
10-O1 | 10-O1 B.F. Sisk Federal Courthouse | 10-O1-D2017-100-SHW01 | Eyewash & Emergency Showers SHW01 | Haws | DNA | DNA | OM00003847 | EW | Boiler Room | [10 empty] | \Classifications\Building System Class\D20-Plumbing\D2010 - Plumb Fix\Showers - SHW | 1010493
10-O1 | 10-O1 B.F. Sisk Federal Courthouse | 10-O1-D2030-410-PMS01 | Sewage Ejector Pump System, 1 Control Panel and 2 Pumps | Paco | 1971033851-A | 50-48011-44110-1623 | OM00029088 | SE - 1 ¦OM00029011 | Sewage Ejector Room | NA | NA |  | 3 HP | 480 | 4.8 |  | 3 |  |  | \Classifications\Building System Class\D20-Plumbing\D2030 - Sani Waste\Sewage Ejector Pump - PMS | 1010494
10-O1 | 10-O1 B.F. Sisk Federal Courthouse | 10-O1-D4022-210-FSG01 | Pump, Fire, Electric Motor Driven FGS01 | Metron | PA-10N43551-11 | MP400-75-480C MTS | OM00029009 | FSG - 1 | HVAC Room | NA | NA | NA | 75 HP | 480 | 150 | Electrical | 3 | NA | NA | \Classifications\Building System Class\D40-Fire Protection SYS\D4020 - Stand Pipe\Pump,Fire,Electric Motor Driven - FSG | 1010496
10-O1 | 10-O1 B.F. Sisk Federal Courthouse | 10-O1-D5092-210-GEN01 | Energency Standby Generator GEN01 | Caterpillar | 8ER03434 | Model 3406 | OM00003829 | GEN - 1 ¦ Permit #C-3891-2-0 | Emergency Generator Room |  |  |  | 599 | 480 | 527 | Diesel |  |  |  | \Classifications\Building System Class\D50-Electrical SYS\D5090 - Elec SYS\Emergency Generator - GEN | 1010498
10-O1 | 10-O1 B.F. Sisk Federal Courthouse | 10-O1-D3042-220-EFN29 | Generator Room Exhaust Fan - EFN | DNA | DNA | DNA | OM00029013 | F - 1 | Emergency Generator Room | (1) BX60 | NA | NA | 5 | 460 volts entered | 8 | Electric | 3 | NA | NA | \Classifications\Building System Class\D30-HVAC Systems\D3040 - Distribution SYS\Supply/Exhaust/Return fans- FAN | 1010499
10-O1 | 10-O1 B.F. Sisk Federal Courthouse | 10-O1-D5010-234-ATS01 | Automatic Transfer Switch ATS01 | Russ Electric | 28425-2A | 2000 | OM00003849 | ATS - 1 | Emergency Generator Room |  |  |  | NA | Other | 800 |  |  |  |  | \Classifications\Building System Class\D50-Electrical SYS\D5010 - Elec Service & Dist\Automatic Transfer Switch - ATS | 1010500
10-O1 | 10-O1 B.F. Sisk Federal Courthouse | 10-O1-G3063-100-DAT01 | Diesel Fuel Tank - 1000 gal. | Enviro-Vault | MH17565 | EV-1000 | OM00003851 | FSA - 1 | DNA | [6 empty] | Diesel |  |  |  | \Classifications\Building System Class\G30-Site Mechanical Utilities\G3060 - Fuel Distribution\Tank, Fuel Storage Day - DAT | 1010501
10-O1 | 10-O1 B.F. Sisk Federal Courthouse | 10-O1-D5092-100-UPS01 | Uninterruptable Power Switch 1 UPS01 | Eaton | EC304CAB01 | Model 80 | OM00029014 | UPS - 1 | Electrical Room |  |  |  |  | 480 |  | Electric and lead-sulfuric acid | 3 |  |  | \Classifications\Building System Class\D50-Electrical SYS\D5090 - Elec SYS\Uninterruptible Power System - UPS | 1010502
10-O1 | 10-O1 B.F. Sisk Federal Courthouse | 10-O1-D5092-100-UPS02 | Uninterruptable Power Switch 2 UPS02 | Eaton | EC304CAB20 | Model 80 | OM00029565 | UPS - 2 | Electrical Room |  |  |  |  | 480 |  | Electric and lead-sulfuric acid | 3 |  |  | \Classifications\Building System Class\D50-Electrical SYS\D5090 - Elec SYS\Uninterruptible Power System - UPS | 1010503
10-O1 | 10-O1 B.F. Sisk Federal Courthouse | 10-O1-D1010-100-ELE01 | Elevator 1, Passenger - EPDPLA-4 - ELE01, | Montgomery | C19068 | SIZE 210E | OM00029021 | State ID# 156374 ¦ Pass # 1 | Penthouse Hoist Room |  |  | NA | 30 | Other |  | Electric | 3 |  |  | \Classifications\Building System Class\D10-Conveyance Systems\D1010 - Elevator\Elevator,Electric,Pass/Freight - ELE | 1010504
10-O1 | 10-O1 B.F. Sisk Federal Courthouse | 10-O1-D1010-100-ELE02 | Elevator 2, Passenger - EPDPLA-5 - ELE02, | Montgomery | C19069 | SIZE 210E | OM00029022 | State ID# 156375 ¦ Pass # 2 | Penthouse Hoist Room | NA | NA | NA | 30 | Other | DNA | Electric | 3 | NA | NA | \Classifications\Building System Class\D10-Conveyance Systems\D1010 - Elevator\Elevator,Electric,Pass/Freight - ELE | 1010505
10-O1 | 10-O1 B.F. Sisk Federal Courthouse | 10-O1-D1010-100-ELE03 | Elevator 3, Passenger - EPDPLA-6 - ELE03, | Montgomery | C19070 | SIZE 214E | OM00029023 | State ID# 152745¦ Pass | Penthouse Hoist Room | NA | NA | NA | 40 | Other | DNA | Electric | 3 | NA | NA | \Classifications\Building System Class\D10-Conveyance Systems\D1010 - Elevator\Elevator,Electric,Pass/Freight - ELE | 1010506
10-O1 | 10-O1 B.F. Sisk Federal Courthouse | 10-O1-D1010-100-ELE04 | Elevator 4, Passenger - Hydraulic Unit - ELE04, | Motion Control Engr | 3374955 | HMC-2000 | OM00003814 | State ID# 156376¦ Pass # 4 | Basement HVAC Room B84 | NA | NA | NA | NA | Other | DNA | Hydraulic | 3 | NA | NA | \Classifications\Building System Class\D10-Conveyance Systems\D1010 - Elevator\Elevator,Hydraulic,Pass/Freight - ELE | 1010507
10-O1 | 10-O1 B.F. Sisk Federal Courthouse | 10-O1-D1010-100-ELE05 | Elevator 5 - Inmate, Hydraulic Unit ELE05, | Motion Control Engr | 3374956 | HMC-2000 | OM00003815 | State ID# 156377¦ Prsn # 5 | DNA | NA | NA | NA | NA | DNA | DNA | Hydraulic | DNA | NA | NA | \Classifications\Building System Class\D10-Conveyance Systems\D1010 - Elevator\Elevator,Hydraulic,Pass/Freight - ELE | 1010508
10-O1 | 10-O1 B.F. Sisk Federal Courthouse | 10-O1-D1010-100-ELE06 | Elevator 6 - Inmate - Sallyport to Basement - ELE06 | Motion Control Engr | 3374957 | HMC-2000 | OM00029566 | State ID# 156378¦ Pris # 6 | Basement HVAC Room B84 | NA | NA | NA | NA | DNA | DNA | Hydraulic | DNA | NA | NA | \Classifications\Building System Class\D10-Conveyance Systems\D1010 - Elevator\Elevator,Hydraulic,Pass/Freight - ELE | 1010509
10-O1 | 10-O1 B.F. Sisk Federal Courthouse | 10-O1-B2034-400-DOH01 | Cornell roll-up door controller DOH01 | Cornell | 39820 | MGHL 33 43 | OM00029551 |  | Entry/exit to secured lot | [10 empty] | \Classifications\Building System Class\B20-General Building Exterior\B2030 - Exterior Doors\Door,Overhead-Shutter,Manual,Elec,Roll-up - DOH | 1010513
10-O1 | 10-O1 B.F. Sisk Federal Courthouse | 10-O1-B2034-400-DOH02 | South entry to secured lot DOH02 | Door Master | 552348 | MODEL 472E | OM00029550 |  | South entry to secured lot | [10 empty] | \Classifications\Building System Class\B20-General Building Exterior\B2030 - Exterior Doors\Door,Overhead-Shutter,Manual,Elec,Roll-up - DOH | 1010514
10-O1 | 10-O1 B.F. Sisk Federal Courthouse | 10-O1-B2034-400-DOH03 | North entry to secured lot DOH03 | Door Master | 552356 | MODEL 472E | OM00029553 |  | North entry to secured lot | [10 empty] | \Classifications\Building System Class\B20-General Building Exterior\B2030 - Exterior Doors\Door,Overhead-Shutter,Manual,Elec,Roll-up - DOH | 1010515
10-O1 | 10-O1 B.F. Sisk Federal Courthouse | 10-O1-D5011-240-TRN01 | Transformer - TRN01 | Eaton | 48M28F12CUEEPOS | J09B05898 | OM00029080 |  | Transformer Room |  |  |  |  | 480 |  |  | 3 |  |  | \Classifications\Building System Class\D50-Electrical SYS\D5010 - Elec Service & Dist\Transformer - TRN | 1010516
10-O1 | 10-O1 B.F. Sisk Federal Courthouse | 10-O1-D5092-250-EML21 | Emergency And Exit Lighting - EML21 | NA | NA | NA | OM00029975 |  | DNA | NA | NA | NA | NA | DNA | DNA | Electric | DNA | NA | NA | \Classifications\Building System Class\D50-Electrical SYS\D5090 - Elec SYS\Emergency And Exit Lighting - EML | 1010517
10-O1 | 10-O1 B.F. Sisk Federal Courthouse | 10-O1-G2050-200-LSC01 | Landscaping - LSC01 | Ittritrol | 103506 | MC24E | OM00029560 |  | DNA | [10 empty] | \Classifications\Building System Class\G20-Other Systems\G2050 - Landscaping\Landscaping - LSC | 1010518
10-O1 | 10-O1 B.F. Sisk Federal Courthouse | 10-O1-D4010-150-FMS01 | System Extinguishing,Wet Pipe - SEW01 | DNA | NA | NA | OM00043054 |  | 1st. Flr. Stairwell 2 | [10 empty] | \Classifications\Building System Class\D40-Fire Protection SYS\D4010 - Sprinkler SYS\Fire Systems, stand pipes - FMS | 1010519
10-O1 | 10-O1 B.F. Sisk Federal Courthouse | 10-O1-D2023-100-BFP01 | Backflow Preventer, Fed Bldg, 1 of 2 - BFP01 | Febco | 7572 | 825YD-4"" | OM00029727 | ID # 03187 | Location Map S:01 | NA | NA | NA | NA | NA | NA | NA | NA | NA | NA | \Classifications\Building System Class\D20-Plumbing\D2020 - Domestic Water\Backflow Preventer - BFP | 1010520
10-O1 | 10-O1 B.F. Sisk Federal Courthouse | 10-O1-D2023-100-BFP02 | Backflow Preventer, Fed Bldg, 2 of 2 - BFP02 | Febco | 20120 | 825YD-3"" | OM00029728 | ID # 03186 | Location Map S:01 | NA | NA | NA | NA | NA | NA | NA | NA | NA | NA | \Classifications\Building System Class\D20-Plumbing\D2020 - Domestic Water\Backflow Preventer - BFP | 1010521
10-O1 | 10-O1 B.F. Sisk Federal Courthouse | 10-O1-D3042-220-EFN32 | Basement Sheriff Exhaust Fan/ Staff EFN03 | Greenheck | 11829602-0908 | QEI-22-1 | OM00029015 | EF - 3 | Basement Sheriff / Staff | DNA | DNA | NA | DNA | DNA | DNA | Electric | DNA | NA | NA | \Classifications\Building System Class\D30-HVAC Systems\D3040 - Distribution SYS\Supply/Exhaust/Return fans- FAN | 1010522
10-O1 | 10-O1 B.F. Sisk Federal Courthouse | 10-O1-D3042-220-EFN07 | 5th floor toilet Exhaust Fan EFN07 | Greenheck | 11827906-0908 | GB-081-4 | OM00029045 | EF - 7 | Roof | (1) 3L210 | DNA | NA | DNA | DNA | DNA | Electric | DNA | NA | NA | \Classifications\Building System Class\D30-HVAC Systems\D3040 - Distribution SYS\Supply/Exhaust/Return fans- FAN | 1010524
10-O1 | 10-O1 B.F. Sisk Federal Courthouse | 10-O1-D3042-220-EFN08 | 5th floor judge toilet exhaust FAN EFN08 | Greenheck | 11827907-0908 | GB-071-4 | OM00029050 | EF - 8 | Roof | (1) 3L210 | DNA | NA | DNA | DNA | DNA | Electric | DNA | NA | NA | \Classifications\Building System Class\D30-HVAC Systems\D3040 - Distribution SYS\Supply/Exhaust/Return fans- FAN | 1010525
10-O1 | 10-O1 B.F. Sisk Federal Courthouse | 10-O1-D3042-220-EFN09 | Exhaust Fan -Judges Chambers Toilets- (West) EFN09 | Greenheck | 11828170-0908 | CUBE-141HP-7 | OM00029048 | EF - 9 | Roof | (2) 3L220 | DNA | NA | DNA | DNA | DNA | Electric | DNA | NA | NA | \Classifications\Building System Class\D30-HVAC Systems\D3040 - Distribution SYS\Supply/Exhaust/Return fans- FAN | 1010526
10-O1 | 10-O1 B.F. Sisk Federal Courthouse | 10-O1-D3042-220-EFN10 | Exhaust Fan -Judges Chambers Toilets - (East) EFN10 | Greenheck | 11828171-0908 | CUBE-141HP-7 | OM00029051 | EF - 10 | Roof | (1) 3L220 | DNA | NA | DNA | DNA | DNA | Electric | DNA | NA | NA | \Classifications\Building System Class\D30-HVAC Systems\D3040 - Distribution SYS\Supply/Exhaust/Return fans- FAN | 1010527
10-O1 | 10-O1 B.F. Sisk Federal Courthouse | 10-O1-D3042-220-EFN11 | Exhaust Fan -Judges Chambers (Center) EFN11 | Greenheck | 11828172-0908 | CUBE-161HP | OM00029049 | EF - 11 | Roof | (2) 3L220 | DNA | NA | DNA | DNA | DNA | Electric | DNA | NA | NA | \Classifications\Building System Class\D30-HVAC Systems\D3040 - Distribution SYS\Supply/Exhaust/Return fans- FAN | 1010528
10-O1 | 10-O1 B.F. Sisk Federal Courthouse | 10-O1-D3042-220-EFN30 | Jury Deliberation Toilets Exhaust Fan-(West) | Greenheck | 11828173-0908 | CUBE-141HP-5 | OM00029046 | EF - 12 | Roof for 2nd Flr. Jury Delibration (west) | (1) 3L220 | DNA | NA | DNA | DNA | DNA | Electric | DNA | NA | NA | \Classifications\Building System Class\D30-HVAC Systems\D3040 - Distribution SYS\Supply/Exhaust/Return fans- FAN | 1010529
10-O1 | 10-O1 B.F. Sisk Federal Courthouse | 10-O1-D3042-220-EFN31 | Jury Deliberation Toilets Exhaust Fan-(East) | Greenheck | 00828174-0908 | CUBE-141HP-7 | OM00029052 | EF - 13 | Roof for 2nd Flr. Jury Delibration (east) | (1) 3L220 | DNA | NA | DNA | DNA | DNA | Electric | DNA | NA | NA | \Classifications\Building System Class\D30-HVAC Systems\D3040 - Distribution SYS\Supply/Exhaust/Return fans- FAN | 1010531
10-O1 | 10-O1 B.F. Sisk Federal Courthouse | 10-O1-D3042-220-EFN14 | Exhaust Fan -Jury Toilet Exhaust EFN14 | Greenheck | 11827910-0908 | CB-071-6 | OM00029053 | EF - 14 ¦ OM00029054 | Roof | (1) 3L210 | DNA | NA | DNA | DNA | DNA | Electric | DNA | NA | NA | \Classifications\Building System Class\D30-HVAC Systems\D3040 - Distribution SYS\Supply/Exhaust/Return fans- FAN | 1010532
10-O1 | 10-O1 B.F. Sisk Federal Courthouse | 10-O1-D3042-220-EFN26 | Exhaust Fan -Jury Toilet Exhaust EFN26 | Greenheck | 11827911 | CB-071-6 | OM00029054 | EF - 26 ¦ OM00029053 | Roof | (1) 3L220 | DNA | NA | DNA | DNA | DNA | Electric | DNA | NA | NA | \Classifications\Building System Class\D30-HVAC Systems\D3040 - Distribution SYS\Supply/Exhaust/Return fans- FAN | 1010533
10-O1 | 10-O1 B.F. Sisk Federal Courthouse | 10-O1-D3042-220-EFN27 | Exhaust Fan -5th floor judge toilet EFN27 | Greenheck | 11827903-0908 | GB-071-4 | OM00029047 | EF - 27 | Roof | (1) 3L210 | DNA | NA | DNA | DNA | DNA | Electric | DNA | NA | NA | \Classifications\Building System Class\D30-HVAC Systems\D3040 - Distribution SYS\Supply/Exhaust/Return fans- FAN | 1010534
10-O1 | 10-O1 B.F. Sisk Federal Courthouse | 10-O1-D3042-220-EFN28 | Exhaust Fan -5th floor judge toilet EFN28 | Greenheck | 11827909-0908 | GB-071-4 | OM00029055 | EF - 28 | Roof | (1) 3L210 | DNA | NA | DNA | DNA | DNA | Electric | DNA | NA | NA | \Classifications\Building System Class\D30-HVAC Systems\D3040 - Distribution SYS\Supply/Exhaust/Return fans- FAN | 1010535
10-O1 | 10-O1 B.F. Sisk Federal Courthouse | 10-O1-D5010-200-ESD11 | GE AV Line Switch Board - 1200 A, 480 v | GE | 5F176 | AV-1 Switchboard | OM00029075 |  | Chiller Room | [10 empty] | \Classifications\Building System Class\D50-Electrical SYS\D5010 - Elec Service & Dist\Electical Service and Distribution - ESD | 1010544
10-O1 | 10-O1 B.F. Sisk Federal Courthouse | 10-O1-D5011-240-TRN02 | 112.5 KVA Transformer 480 to 208/120 v Y TRN02 | Eaton | J09B05898 | X48M28F12CUEEPOS | OM00029100 |  | First Floor Room 786 | [10 empty] | \Classifications\Building System Class\D50-Electrical SYS\D5010 - Elec Service & Dist\Transformer - TRN | 1010545
10-O1 | 10-O1 B.F. Sisk Federal Courthouse | 10-O1-D3050-250-ACU14 | Rooftop Elevator Room Cooling/Split System | EMI | 1-01-L-4629-45 | SCC36DF0000AA0A | OM00029717 | SAC - 14 | Penthouse Elevator Mechanical Room |  |  | R-22 |  | 480 | 20 | Electrical | 3 |  |  | \Classifications\Building System Class\D30-HVAC Systems\D3050 - Package SYS\Air Conditioning,Split System - ACU | 1011024
10-O1 | 10-O1 B.F. Sisk Federal Courthouse | 10-O1-D3050-250-ACU15 | Rooftop Elevator Room Cooling/Split System ACU15 | EMI | 1-01-L-4629-45 | SCC36DF0000AA0A | OM00029718 | SAC - 15 | P85 - Rooftop | DNA | DNA | R-22 | DNA | 480 | 20 | Electrical | 3 | NA | NA | \Classifications\Building System Class\D30-HVAC Systems\D3050 - Package SYS\Air Conditioning,Split System - ACU | 1011025
10-O1 | 10-O1 B.F. Sisk Federal Courthouse | 10-O1-D4031-100-FEX106 | Fire Extinguishers - FEX106 |  |  |  | OM00029976 |  | DNA | [10 empty] | \Classifications\Building System Class\D40-Fire Protection SYS\D4030 - FIRE SPEC\Fire Extinguisher - FEX | 1011036
10-O1 | 10-O1 B.F. Sisk Federal Courthouse | 10-O1-G2023-150-PEG04 | O St. vehicle gate opener/controller PEG04 | Door King | 757 | 9150 | OM00029972 |  | Parking lot - Corner of O and Fresno Streets |  |  |  | 1 | 110 | [5 empty] | \Classifications\Building System Class\G20-Other Systems\G2020 - Parking Lots\Secured Parking Gate - PEG | 1011041
10-O1 | 10-O1 B.F. Sisk Federal Courthouse | 10-O1-G2023-150-PEG05 | P St. vehicle gate opener/controller - PEG05 | Door King | 758 | 9150 | OM00029973 |  | Parking Lot Corner of P and Fresno Street |  |  |  | 1 | 110 | [5 empty] | \Classifications\Building System Class\G20-Other Systems\G2020 - Parking Lots\Secured Parking Gate - PEG | 1011042
10-O1 | 10-O1 B.F. Sisk Federal Courthouse | 10-O1-D4022-210-JPM02 | Jockey Pump | Grundfos | 9008 | CR 2 UH | OM00029970 |  | At Fire Sprinkler pump |  |  |  | 2 | 480 | [5 empty] | \Classifications\Building System Class\D40-Fire Protection SYS\D4020 - Stand Pipe\Jockey Pump - JPM | 1011047
10-O1 | 10-O1 B.F. Sisk Federal Courthouse | 10-O1-G2023-150-PEG06 | P St. CustodyParkinglot gate opener/controller PEG06 | Door King | 759 | 9150 | OM00029974 |  | Southeast corner of the employees parking lot |  |  |  | 1 | 110 | [5 empty] | \Classifications\Building System Class\G20-Other Systems\G2020 - Parking Lots\Secured Parking Gate - PEG | 1011048
10-O1 | 10-O1 B.F. Sisk Federal Courthouse | 10-O1-B2033-120-DOR01 | Handicap Entry Door, Automatic | GE | DNA | PRO-SWING | OM00031333 |  | Lobby 1st Floor Public Entrance | NA | NA | NA | DNA | 120VAC | 8AMP | electrical | Single |  |  | \Classifications\Building System Class\B20-General Building Exterior\B2030 - Exterior Doors\Door,Automatic-Sliding,Revolving - DOR | 1011941
10-O1 | 10-O1 B.F. Sisk Federal Courthouse | 10-O1-C1020-110-FRD01 | Fire Curtain Elevator 1 1st Floor Public Lobby | Vertical Solutions | 6003560 | DNA | OM00030000 | Fire Curtain Elevator 1 1st Floor Public Elevator Lobby | 1st Floor Public Elevator Lobby | NA | NA | NA | DNA | DNA | DNA | DNA | DNA | DNA | DNA | \Classifications\Building System Class\C10-General Building Interior\C1020 - Fire Doors\Fire Doors - FRD | 1011942
10-O1 | 10-O1 B.F. Sisk Federal Courthouse | 10-O1-C1020-110-FRD02 | Fire Curtain Elevator 2 1st Floor Public Lobby | Vertical Solutions | 6003839 | DNA | OM00029999 |  | 1st Floor Public Elevator Lobby | NA | NA | NA | DNA | DNA | DNA | DNA | DNA | DNA | DNA | \Classifications\Building System Class\C10-General Building Interior\C1020 - Fire Doors\Fire Doors - FRD | 1011943
10-O1 | 10-O1 B.F. Sisk Federal Courthouse | 10-O1-C1020-110-FRD03 | Fire Curtain Elevator 3 1st Floor Public Lobby | Vertical Solutions | 6003562 | DNA | OM00029998 |  | 1st Floor Ppblic Elevator Lobby | NA | NA | NA | DNA | DNA | DNA | DNA | DNA | DNA | DNA | \Classifications\Building System Class\C10-General Building Interior\C1020 - Fire Doors\Fire Doors - FRD | 1011944
10-O1 | 10-O1 B.F. Sisk Federal Courthouse | 10-O1-C1020-110-FRD04 | Fire Curtain Elevator 1 2nd Floor Public Lobby | Vertical Solutions | 6003561 | DNA | OM00029997 |  | 2nd Floor Public Elevator Lobby | NA | NA | NA | DNA | DNA | DNA | DNA | DNA | DNA | DNA | \Classifications\Building System Class\C10-General Building Interior\C1020 - Fire Doors\Fire Doors - FRD | 1011945
10-O1 | 10-O1 B.F. Sisk Federal Courthouse | 10-O1-C1020-110-FRD05 | Fire Curtain Elevator 2 2nd Floor Pubic lobby | Vertical Solutions | 6003559 | DNA | OM00029996 |  | 2nd Floor Public Elevator Lobby | NA | NA | NA | DNA | DNA | DNA | DNA | DNA | DNA | DNA | \Classifications\Building System Class\C10-General Building Interior\C1020 - Fire Doors\Fire Doors - FRD | 1011946
10-O1 | 10-O1 B.F. Sisk Federal Courthouse | 10-O1-C1020-110-FRD06 | Fire Curtain Elevator 3 2nd floor Public Lobby | Vertical Solutions | 6003837 | DNA | OM00029995 |  | 2nd Floor Public Elevator Lobby | NA | NA | NA | DNA | DNA | DNA | DNA | DNA | DNA | DNA | \Classifications\Building System Class\C10-General Building Interior\C1020 - Fire Doors\Fire Doors - FRD | 1011947
10-O1 | 10-O1 B.F. Sisk Federal Courthouse | 10-O1-C1020-110-FRD07 | Fire Curtain Elevator 1 3rd Floor Public Lobby | Vertical Solutions | 6003840 | DNA | OM00029994 |  | 3rd Floor Public Elevator Lobby | NA | NA | NA | DNA | DNA | DNA | DNA | DNA | DNA | DNA | \Classifications\Building System Class\C10-General Building Interior\C1020 - Fire Doors\Fire Doors - FRD | 1011948
10-O1 | 10-O1 B.F. Sisk Federal Courthouse | 10-O1-C1020-110-FRD08 | Fire Curtain Elevator 2 3rd Floor Pubic Lobby | Vertical Solutions | 6003838 | DNA | OM00029993 |  | 3rd Floor Public Elevator Lobby | NA | NA | NA | DNA | DNA | DNA | DNA | DNA | DNA | DNA | \Classifications\Building System Class\C10-General Building Interior\C1020 - Fire Doors\Fire Doors - FRD | 1011949
10-O1 | 10-O1 B.F. Sisk Federal Courthouse | 10-O1-C1020-110-FRD09 | Fire Curtain Elevator 3 3rd Floor Public Lobby | Vertical Solutions | 6003841 | DNA | OM00029992 |  | 3rd Floor Public Elevator Lobby | NA | NA | NA | DNA | DNA | DNA | DNA | DNA | DNA | DNA | \Classifications\Building System Class\C10-General Building Interior\C1020 - Fire Doors\Fire Doors - FRD | 1011950
10-O1 | 10-O1 B.F. Sisk Federal Courthouse | 10-O1-C1020-110-FRD10 | Fire Curtain Elevator 1 4th Floor Public Lobby | Vertical Solutions | 6003842 | DNA | OM00029991 |  | 4th Floor Public Elevator Lobby | NA | NA | NA | DNA | DNA | DNA | DNA | DNA | DNA | DNA | \Classifications\Building System Class\C10-General Building Interior\C1020 - Fire Doors\Fire Doors - FRD | 1011951
10-O1 | 10-O1 B.F. Sisk Federal Courthouse | 10-O1-C1020-110-FRD11 | Fire Curtain Elevator 2 4th Floor Public Lobby | Vertical Solutions | 6003556 | DNA | OM00029990 |  | 4th Floor Public Elevator Lobby | NA | NA | NA | DNA | DNA | DNA | DNA | DNA | DNA | DNA | \Classifications\Building System Class\C10-General Building Interior\C1020 - Fire Doors\Fire Doors - FRD | 1011952
10-O1 | 10-O1 B.F. Sisk Federal Courthouse | 10-O1-C1020-110-FRD12 | Fire Curtain Elevator 3 4th Floor Public Lobby | Vertical Solutions | 6003557 | DNA | OM00029989 |  | 4th Floor Public Elevator Lobby | NA | NA | NA | DNA | DNA | DNA | DNA | DNA | DNA | DNA | \Classifications\Building System Class\C10-General Building Interior\C1020 - Fire Doors\Fire Doors - FRD | 1011953
10-O1 | 10-O1 B.F. Sisk Federal Courthouse | 10-O1-C1020-110-FRD13 | Fire Curtain Elevator 1 5th Floor Public Lobby | Vertical Solutions | 6003836 | DNA | OM00029988 |  | 5th Floor Public Elevator Lobby | NA | NA | NA | DNA | DNA | DNA | DNA | DNA | DNA | DNA | \Classifications\Building System Class\C10-General Building Interior\C1020 - Fire Doors\Fire Doors - FRD | 1011954
10-O1 | 10-O1 B.F. Sisk Federal Courthouse | 10-O1-C1020-110-FRD14 | Fire Curtain Elevator 2 5th Floor Public Lobby | Vertical Solutions | 6003558 | DNA | OM00029987 |  | 5th Floor Public Elevator Lobby | NA | NA | NA | DNA | DNA | DNA | DNA | DNA | DNA | DNA | \Classifications\Building System Class\C10-General Building Interior\C1020 - Fire Doors\Fire Doors - FRD | 1011955
10-O1 | 10-O1 B.F. Sisk Federal Courthouse | 10-O1-C1020-110-FRD15 | Fire Curtain Elevator 3 5th Floor Public Lobby | Vertical Solutions | 6003835 | DNA | OM00029986 |  | 5th Floor Public Elevator Lobby | NA | NA | NA | DNA | DNA | DNA | DNA | DNA | DNA | DNA | \Classifications\Building System Class\C10-General Building Interior\C1020 - Fire Doors\Fire Doors - FRD | 1011956
10-O1 | 10-O1 B.F. Sisk Federal Courthouse | 10-O1-C1020-110-FRD16 | Fire Curtain Elevator 3 5th Floor Secure Lobby | Vertical Solutions | 6003876 | DNA | OM00029985 |  | 5th Floor Judges' Secure Elevator Lobby | NA | NA | NA | DNA | DNA | DNA | DNA | DNA | DNA | DNA | \Classifications\Building System Class\C10-General Building Interior\C1020 - Fire Doors\Fire Doors - FRD | 1011957
10-O1 | 10-O1 B.F. Sisk Federal Courthouse | 10-O1-C1020-110-FRD17 | Fire Curtain Inmate Elevator 4 Basement Level | Vertical Solutions | 6003665 | DNA | OM00029984 |  | Basement Custody Elevator Hallway | NA | NA | NA | DNA | DNA | DNA | DNA | DNA | DNA | DNA | \Classifications\Building System Class\C10-General Building Interior\C1020 - Fire Doors\Fire Doors - FRD | 1011958
10-O1 | 10-O1 B.F. Sisk Federal Courthouse | 10-O1-C1020-110-FRD18 | Fire Curtain Inmate Elevator 5 Basement Level | Vertical Solutions | 6003564 | DNA | OM00029983 |  | Basement Custody Elevator Hallway | NA | NA | NA | DNA | DNA | DNA | DNA | DNA | DNA | DNA | \Classifications\Building System Class\C10-General Building Interior\C1020 - Fire Doors\Fire Doors - FRD | 1011959
10-O1 | 10-O1 B.F. Sisk Federal Courthouse | 10-O1-C1020-110-FRD19 | Fire Curtain Sally Port Elevator 6 Basement Level | Vertical Solutions | 6003844 | DNA | OM00029982 |  | Basement Sally Port Elevator Hallway | NA | NA | NA | DNA | DNA | DNA | DNA | DNA | DNA | DNA | \Classifications\Building System Class\C10-General Building Interior\C1020 - Fire Doors\Fire Doors - FRD | 1011960
10-O1 | 10-O1 B.F. Sisk Federal Courthouse | 10-O1-D2017-100-SHW02 | Chiller Room Eye Wash Station and Emergency shower | Haws | DNA | DNA | OM00029564 |  | Chiller Room | NA | NA | NA | NA | NA | NA | NA | NA | NA | NA | \Classifications\Building System Class\D20-Plumbing\D2010 - Plumb Fix\Showers - SHW | 1011961
10-O1 | 10-O1 B.F. Sisk Federal Courthouse | 10-O1-D2090-230-WIP01 | Water Treatment Pump Rust inhibitor | Roytronic LMI | 09112867356-2 | A15-92851 | OM00029735 |  | Chiller Room | NA | NA | NA | DNA | 120VAC | 1AMP | DNA | DNA | NA | NA | \Classifications\Building System Class\D20-Plumbing\D2090 - Other Plumbing SYS\Water Treatment Inhibitor Pump - WIP | 1011964
10-O1 | 10-O1 B.F. Sisk Federal Courthouse | 10-O1-D2090-230-WIP02 | Water Treatment Pump Biocide | Roytronic LMI | 09112867355-2 | A15-92851 | OM00029736 |  | Chiller Room | NA | NA | NA | DNA | 120VAC | 1AMP | DNA | DNA | NA | NA | \Classifications\Building System Class\D20-Plumbing\D2090 - Other Plumbing SYS\Water Treatment Inhibitor Pump - WIP | 1011965
10-O1 | 10-O1 B.F. Sisk Federal Courthouse | 10-O1-D2090-230-WIP03 | Biocide Controller | Walchem | 0911181599 | WCT410-142U | OM00029734 |  | Chiller Room | NA | NA | NA | DNA | 120vac | 8 amp | electrical | single | NA | NA | \Classifications\Building System Class\D20-Plumbing\D2090 - Other Plumbing SYS\Water Treatment Inhibitor Pump - WIP | 1011966
10-O1 | 10-O1 B.F. Sisk Federal Courthouse | 10-O1-D3030-110-CTW02 | Cooling Tower #2 CTW02 | Evapco | DNA | AT12724B | OM00029740 | CT-2 | Westside of Roof | NA | NA | NA | 15HP | 480V AC | 20 AMP | electrical | 3 | NA | NA | \Classifications\Building System Class\D30-HVAC Systems\D3030 - Cooling SYS\Cooling Tower - CTW | 1011967
10-O1 | 10-O1 B.F. Sisk Federal Courthouse | 10-O1-D3031-130-CLR03 | Chiller #1 350ton | York | SFXM-961300 | YMC2-S1231AA | OM00029730 | OM00029514 | Chiller Room | DNA | DNA | R-134a | DNA | 480V AC | 400 AMP | DNA | 3 | NA | NA | \Classifications\Building System Class\D30-HVAC Systems\D3030 - Cooling SYS\Chiller, Water Cooled - CLR | 1011968
10-O1 | 10-O1 B.F. Sisk Federal Courthouse | 10-O1-D3031-130-CLR04 | Chiller #2 350ton | York | SFXM-961420 | YMC2-S1231AA | OM00029731 | OM00029515 | Chiller Room | DNA | DNA | R-134a | DNA | 480V AC | 400 AMP | DNA | 3 | NA | NA | \Classifications\Building System Class\D30-HVAC Systems\D3030 - Cooling SYS\Chiller, Water Cooled - CLR | 1011969
10-O1 | 10-O1 B.F. Sisk Federal Courthouse | 10-O1-D3031-100-PCH03 | Chill water pump 3 | Paco | YJ94C1098802A | 11-30125-1A6201 | OM00029518 |  | Chiller room | NA | NA | NA | 15 hp | 480V AC | 20 FLA |  | 3 |  |  | \Classifications\Building System Class\D30-HVAC Systems\D3030 - Cooling SYS\Chilled Water Pump - PCH | 1011970
10-O1 | 10-O1 B.F. Sisk Federal Courthouse | 10-O1-D3031-100-PCH04 | Chill water pump 4 | Paco | YJ94C1098802B | 11-30125-1A6201 | OM00029517 |  | Chiller Room | NA | NA | NA | 15 HP | 480V AC | 20 FLA |  | 3 |  |  | \Classifications\Building System Class\D30-HVAC Systems\D3030 - Cooling SYS\Chilled Water Pump - PCH | 1011971
10-O1 | 10-O1 B.F. Sisk Federal Courthouse | 10-O1-D3031-100-PCH05 | CHWP-1 Chill water pump 1 | Paco | YJ94C1098801A | 11-40957-146201 | OM00029520 |  | Chiller Room | NA | NA | NA | 15 hp | 480 v A/C | 20 FLA |  | Three |  |  | \Classifications\Building System Class\D30-HVAC Systems\D3030 - Cooling SYS\Chilled Water Pump - PCH | 1011972
10-O1 | 10-O1 B.F. Sisk Federal Courthouse | 10-O1-D3031-100-PCH06 | Chill water pump 2 | Paco | YJ94C1098801B | 11-40957-146201 | OM00029519 |  | Chiller Room | NA | NA | NA | 15 hp | 480V AC | 20 FLA |  | 3 |  |  | \Classifications\Building System Class\D30-HVAC Systems\D3030 - Cooling SYS\Chilled Water Pump - PCH | 1011973
10-O1 | 10-O1 B.F. Sisk Federal Courthouse | 10-O1-D4013-114-FAC01 | Penthouse Fire Sprinkler System Air Compressor | Gast | C07J140357 | LAA10M100X | OM00031337 |  | Penthouse Corridor | NA | NA | NA | DNA | 120VAC | 10AMP | electrical | Single | NA | NA | \Classifications\Building System Class\D40-Fire Protection SYS\D4010 - Sprinkler SYS\Air Compressor (Dry) Used w/ Fire S - FAC | 1011976
10-O1 | 10-O1 B.F. Sisk Federal Courthouse | 10-O1-D3060-100-RDS01 | Refrigeration Detection System | Servi-Tech | DNA | DNA | OM00029733 |  | Chiller Room | DNA | DNA | DNA | DNA | DNA | DNA | DNA | DNA | DNA | DNA | \Classifications\Building System Class\D30-HVAC Systems\D3060 - Control & Inst Air\Refrigerant Leak Detection System - RDS | 1011977
10-O1 | 10-O1 B.F. Sisk Federal Courthouse | 10-O1-D5038-810-ITA01 | Intrusion Alarm Server for the Hirsch System | Dell | 19QK5M | Power Edge T610 Server | OM00029721 |  | Secured Server Room | NA | NA | NA | DNA | 120VAC | 15AMP | electrical | Single | NA | NA | \Classifications\Building System Class\D50-Electrical SYS\D5030 - Comm & Security\Intrusion Alarm - ITA | 1011979
10-O1 | 10-O1 B.F. Sisk Federal Courthouse | 10-O1-D5038-810-ITA02 | Intrusion Alarm Network Video Recorder NVR Server | Vicon Industries | 324410 | VN-NVR-8050-R-960606 | OM00031353 |  | Secured Server Room | NA | NA | NA | DNA | 120VAC | 10AMP | electrical |  | NA | NA | \Classifications\Building System Class\D50-Electrical SYS\D5030 - Comm & Security\Intrusion Alarm - ITA | 1011980
10-O1 | 10-O1 B.F. Sisk Federal Courthouse | 10-O1-D5038-810-ITA03 | Intrusion Alarm Network Video Recorder #1 NVR | Vicon Industries | 323584 | VN-NVR-SANV5-R-960609 | OM00031354 |  | Secured Server Room | NA | NA | NA | DNA | 120VAC | 10AMP | electrical | Single | NA | NA | \Classifications\Building System Class\D50-Electrical SYS\D5030 - Comm & Security\Intrusion Alarm - ITA | 1011981
10-O1 | 10-O1 B.F. Sisk Federal Courthouse | 10-O1-D5038-810-ITA04 | Intrusion Alarm Network Video Recorder #2 NVR | Vicon Industries | 298346 | VN-NVR-SANV5-R-960609 | OM00031355 |  | Basement Secured Server Room | NA | NA | NA | DNA | 120VAC | 10Amp | electrical | Single | NA | NA | \Classifications\Building System Class\D50-Electrical SYS\D5030 - Comm & Security\Intrusion Alarm - ITA | 1011982
10-O1 | 10-O1 B.F. Sisk Federal Courthouse | 10-O1-D5038-810-ITA05 | Intrusion Alarm Network Video Recorder #3 NVR | Vicon Industries | 298390 | VN-NVR-SANV5-R-960617 | OM00031356 |  | Basement Secured Server Room | NA | NA | NA | DNA | 120VAC | 10Amp | electrical | Single | NA | NA | \Classifications\Building System Class\D50-Electrical SYS\D5030 - Comm & Security\Intrusion Alarm - ITA | 1011983
10-O1 | 10-O1 B.F. Sisk Federal Courthouse | 10-O1-E1033-310-HLF01 | Loading Dock Leveler | DNA | DNA | QT009-1ﾺ PRZ 175 | OM00031344 |  | Loading Dock | NA | NA | NA | DNA | NONE | DNA | DNA | DNA | NA | NA | \Classifications\Building System Class\E10-Equipment\E1030 - Vehicular Equipment\Hydraulic Lift,Loading Dock - HLF | 1011984
10-O1 | 10-O1 B.F. Sisk Federal Courthouse | 10-O1-D5092-250-ELT67 | Exterior Building and Parking Area Lighting | Slyvania | MULTIPLE | MULTIPLE | OM00029737 |  | Building Exterior | NA | NA | NA | DNA | 277V AC |  | Electrical |  | NA | NA | \Classifications\Building System Class\D50-Electrical SYS\D5090 - Elec SYS\Exterior Lighting - ELT | 1011986
10-O1 | 10-O1 B.F. Sisk Federal Courthouse | 10-O1-G2049-300-HSC01 | Hardscape Equipment for the B.F. Sisk Courthouse | Turner construction | NA | NA | OM00029738 |  | DNA | NA | NA | NA | NA | NA | NA | NA | NA | NA | NA | \Classifications\Building System Class\G20-Other Systems\G2040 - Site Development\Hardscape - HSC | 1011987
10-O1 | 10-O1 B.F. Sisk Federal Courthouse | 10-O1-D2017-100-SHW03 | Cooling Tower Eye Wash Station | Guardian | DNA | Wall-mount eye/face wash w/hinged dust cover | OM00029981 |  | S E side of cooling tower | [10 empty] | \Classifications\Building System Class\D20-Plumbing\D2010 - Plumb Fix\Showers - SHW | 1015385
10-O1 | 10-O1 B.F. Sisk Federal Courthouse | 10-O1-D4094-450-SFM01 | Server Room Deluge Type Fire Extingushing System | Viking | NA | Total Pac2 | OM00029078 |  | Basement IDF Room | NA | NA | NA | NA | NA | NA | DNA | NA | NA | NA | \Classifications\Building System Class\D40-Fire Protection SYS\D4090 - Other Fire Protection Systems\Fire Suppression, Gaseous - SFM | 1015682
10-O1 | 10-O1 B.F. Sisk Federal Courthouse | 10-O1-G3010-210-PWT01 | Water Pressure Booster Tank | DNA | DNA | FX300V | OM00029971 | NA | Basement, Air Handler Room | NA | NA | NA | NA | NA | NA | NA | NA | NA | NA | \Classifications\Building System Class\G30-Site Mechanical Utilities\G3010 - Water Supply\Potable Water Storage Tank - PWT | 1016043
10-O1 | 10-O1 B.F. Sisk Federal Courthouse | 10-O1-D5010-200-ESD01 | Main Electrical Panel | CUTTLER HAMER | ESN 10803508419 | PGE 1004577071 | OM00029552 |  | NA | NA | NA | NA | NA | 480 | DNA | Electric | 3 | NA | NA | \Classifications\Building System Class\D50-Electrical SYS\D5010 - Elec Service & Dist\Electical Service and Distribution - ESD | 1016045
10-O1 | 10-O1 B.F. Sisk Federal Courthouse | 10-O1-D3040-120-FCU01 | Fan Coil Unit #1 - above ceiling tile in Engineers Office | Data Aire | 2009-1070-A | DAMC - 1 - 512 | OM00037213 |  | Basement in Engineers Office | DNA | DNA | NA | 1/2 | 208 | 60 | Electric | 1 | NA | NA | \Classifications\Building System Class\D30-HVAC Systems\D3040 - Distribution SYS\Fan Coil Unit - FCU | 1018031
10-O1 | 10-O1 B.F. Sisk Federal Courthouse | 10-O1-D4010-150-FMS02 | Dry Standpipe System FMS02 | NA | NA | NA | OM00031338 | NA | Tagged at 5th Flr. | NA | NA | NA | NA | NA | NA | NA | NA | NA | NA | \Classifications\Building System Class\D40-Fire Protection SYS\D4010 - Sprinkler SYS\Fire Systems, stand pipes - FMS | 1019499
10-O1 | 10-O1 B.F. Sisk Federal Courthouse | 10-O1-D4013-200-PRE01 | Fire Preaction System PRE01 | NA | NA | NA | OM00039028 | NA | Tagged at 5th Flr. | NA | NA | NA | NA | NA | NA | NA | NA | NA | NA | \Classifications\Building System Class\D40-Fire Protection SYS\D4010 - Sprinkler SYS\Fire Systems, Preaction System - PRE | 1019500
10-O1 | 10-O1 B.F. Sisk Federal Courthouse | 10-O1-D5010-110-MCC01 | Motor Control Center MCCD | Zinsco | NA | NA | OM00029536 |  | 5th Flr. Mech Penthouse | NA | NA | NA | NA | 480 | NA | Electric | 3 | NA | NA | \Classifications\Building System Class\D50-Electrical SYS\D5010 - Elec Service & Dist\Chiller Room Electrical Panel - MCC | 1019501
10-O1 | 10-O1 B.F. Sisk Federal Courthouse | 10-O1-D3042-220-EFN04 | Exhaust Fan - EF-04 | Greenheck | 1168281670908 | Cube 220HP 30-X | OM00039031 |  | Roof by cooling towers | DNA | NA | NA | NA | NA | NA | Electric | 1 | NA | NA | \Classifications\Building System Class\D30-HVAC Systems\D3040 - Distribution SYS\Supply/Exhaust/Return fans- FAN | 1019502
10-O1 | 10-O1 B.F. Sisk Federal Courthouse | 10-O1-D3042-220-EFN06 | Exhaust Fan - EF-06 | Greenheck | 118281690908 | 6B-200-20-X | OM00037321 |  | Roof | DNA | NA | NA | NA | NA | NA | Electric | 1 | NA | NA | \Classifications\Building System Class\D30-HVAC Systems\D3040 - Distribution SYS\Supply/Exhaust/Return fans- FAN | 1019503
10-O1 | 10-O1 B.F. Sisk Federal Courthouse | 10-O1-D5010-200-ESD12 | PRL4 Electrical Sub Panel Board | EATON | LSR05017-74 | BX3673 | OM00029065 |  | Basement HVAC Room | NA | NA | NA | NA | 480 | 600 | Electric | 3 | NA | NA | \Classifications\Building System Class\D50-Electrical SYS\D5010 - Elec Service & Dist\Electical Service and Distribution - ESD | 1019504
10-O1 | 10-O1 B.F. Sisk Federal Courthouse | 10-O1-D5010-200-ESD03 | EBLA 480/277V 3Ph 4W Electrical Sub Panel | NA | NA | NA | OM00029067 |  | Basement Generator Room | NA | NA | NA | NA | 480 | NA | Electric | 3 | NA | NA | \Classifications\Building System Class\D50-Electrical SYS\D5010 - Elec Service & Dist\Electical Service and Distribution - ESD | 1019505
10-O1 | 10-O1 B.F. Sisk Federal Courthouse | 10-O1-D5010-200-ESD04 | BLC 480Y/277V 3Ph 4W Electrical Sub Panel | NA | NA | NA | OM00029070 |  | Basement Boiler Room | NA | NA | NA | NA | 480 | NA | Electric | 3 | NA | NA | \Classifications\Building System Class\D50-Electrical SYS\D5010 - Elec Service & Dist\Electical Service and Distribution - ESD | 1019506
10-O1 | 10-O1 B.F. Sisk Federal Courthouse | 10-O1-D5010-200-ESD05 | BLA 480Y/277V 3Ph 4W Electrical Sub Panel | NA | NA | NA | OM00029082 |  | Basement Electrical Room | NA | NA | NA | NA | 480 | NA | Electric | 3 | NA | NA | \Classifications\Building System Class\D50-Electrical SYS\D5010 - Elec Service & Dist\Electical Service and Distribution - ESD | 1019507
10-O1 | 10-O1 B.F. Sisk Federal Courthouse | 10-O1-D5010-200-ESD06 | EBLAI 480/277V 3Ph 3W Electrical Sub Panel | EATON | NA | NA | OM00039027 |  | Basement Electrical Room | NA | NA | NA | NA | 480 | NA | Electric | 3 | NA | NA | \Classifications\Building System Class\D50-Electrical SYS\D5010 - Elec Service & Dist\Electical Service and Distribution - ESD | 1019508
10-O1 | 10-O1 B.F. Sisk Federal Courthouse | 10-O1-D5010-200-ESD07 | PDPL 480V 3Ph 3W Electrical Sub Panel | EATON | NA | NA | OM00039029 |  | S. Penthouse Fan Room | NA | NA | NA | NA | 480 | NA | Electric | 3 | NA | NA | \Classifications\Building System Class\D50-Electrical SYS\D5010 - Elec Service & Dist\Electical Service and Distribution - ESD | 1019509
10-O1 | 10-O1 B.F. Sisk Federal Courthouse | 10-O1-D5010-200-ESD08 | EPDPLA 480/277V 3Ph 4W Electrical Sub Panel | EATON | NA | NA | OM00039030 |  | 5th Flr S. Penthouse Fan Room | NA | NA | NA | NA | 480 | NA | Electric | 3 | NA | NA | \Classifications\Building System Class\D50-Electrical SYS\D5010 - Elec Service & Dist\Electical Service and Distribution - ESD | 1019510
10-O1 | 10-O1 B.F. Sisk Federal Courthouse | 10-O1-D5010-200-ESD09 | EBDPL Electrical Sub Panel | GE | 47721292TS | 178PP66934 | OM00029066 |  | 5th Flr S. Penthouse Fan Room | NA | NA | NA | NA | 480 | NA | Electric | 3 | NA | NA | \Classifications\Building System Class\D50-Electrical SYS\D5010 - Elec Service & Dist\Electical Service and Distribution - ESD | 1019511
10-O1 | 10-O1 B.F. Sisk Federal Courthouse | 10-O1-D5010-200-ESD10 | PPA E1-39 Electrical Sub Panel | Zinsco | NA | NA | OM00029533 |  | 5th Flr. Mech. Penthouse | NA | NA | NA | NA | 480 | NA | Electric | 3 | NA | NA | \Classifications\Building System Class\D50-Electrical SYS\D5010 - Elec Service & Dist\Electical Service and Distribution - ESD | 1019512
10-O1 | 10-O1 B.F. Sisk Federal Courthouse | 10-O1-D5010-200-ESD02 | Main Electrical Panel - Basement | EATON | 679941 | LSR05017 | OM00029083 |  | Basement Electrical Room | NA | NA | NA | NA | 480 | 4000 | Electric | 3 | NA | NA | \Classifications\Building System Class\D50-Electrical SYS\D5010 - Elec Service & Dist\Electical Service and Distribution - ESD | 1019513
10-O1 | 10-O1 B.F. Sisk Federal Courthouse | 10-O1-D5011-240-TRN03 | Panel EBRA Transformer TRN03 | GE | NA | 9T23B3872 | OM00029069 |  | Basement Generator Room | NA | NA | NA | NA | 480 | NA | Electric | 3 | NA | NA | \Classifications\Building System Class\D50-Electrical SYS\D5010 - Elec Service & Dist\Transformer - TRN | 1019514
10-O1 | 10-O1 B.F. Sisk Federal Courthouse | 10-O1-D5011-240-TRN04 | Transformer 30 KVA | Zinsco | NA | 302-415-7H | OM00029534 |  | 5th Flr. Mech Penthouse | NA | NA | NA | NA | 480 | NA | Electric | 3 | NA | NA | \Classifications\Building System Class\D50-Electrical SYS\D5010 - Elec Service & Dist\Transformer - TRN | 1019515
10-O1 | 10-O1 B.F. Sisk Federal Courthouse | 10-O1-D5011-240-TRN05 | Panel EPRA Transformer TRN05 | EATON | J09B06084 | X30002 | OM00029544 |  | 5th Flr S. Penthouse Fan Room | NA | NA | NA | NA | 480 | NA | Electric | 3 | NA | NA | \Classifications\Building System Class\D50-Electrical SYS\D5010 - Elec Service & Dist\Transformer - TRN | 1019516
10-O1 | 10-O1 B.F. Sisk Federal Courthouse | 10-O1-D5011-240-TRN06 | Elevator Transformer | Hammond | ME01H-02 | 162184 | OM00037322 |  | Penthouse Hoist Room | NA | NA | NA | NA | 480 | NA | Electric | 3 | NA | NA | \Classifications\Building System Class\D50-Electrical SYS\D5010 - Elec Service & Dist\Transformer - TRN | 1019517
10-O1 | 10-O1 B.F. Sisk Federal Courthouse | 10-O1-D5011-240-TRN07 | Elevator Transformer | Hammond | ME01H-01 | 162183 | OM00037323 |  | Penthouse Hoist Room | NA | NA | NA | NA | 480 | NA | Electric | 3 | NA | NA | \Classifications\Building System Class\D50-Electrical SYS\D5010 - Elec Service & Dist\Transformer - TRN | 1019518
10-O1 | 10-O1 B.F. Sisk Federal Courthouse | 10-O1-D5011-240-TRN08 | Elevator Transformer | Hammond | ME01H | 162186 | OM00037324 |  | Penthouse Hoist Room | NA | NA | NA | NA | 480 | NA | Electric | 3 | NA | NA | \Classifications\Building System Class\D50-Electrical SYS\D5010 - Elec Service & Dist\Transformer - TRN | 1019519
10-O1 | 10-O1 B.F. Sisk Federal Courthouse | 10-O1-D5011-240-TRN09 | 2nd. Flr. Transformer 480V 15 KVA | EATON | J09B05608 | X48M28F1SCUEEP0S | OM00029525 |  | 2nd. Flr. Electrical Room | NA | NA | NA | NA | 480 | NA | Electric | 3 | NA | NA | \Classifications\Building System Class\D50-Electrical SYS\D5010 - Elec Service & Dist\Transformer - TRN | 1019520
10-O1 | 10-O1 B.F. Sisk Federal Courthouse | 10-O1-D5011-240-TRN10 | 3rd. Flr. Transformer 480V 150 KVA | EATON | J09B05763 | X48M28F49CUEEP0S | OM00004215 |  | 3rd. Flr. Electrical Room | NA | NA | NA | NA | 480 | NA | Electric | 3 | NA | NA | \Classifications\Building System Class\D50-Electrical SYS\D5010 - Elec Service & Dist\Transformer - TRN | 1019521
10-O1 | 10-O1 B.F. Sisk Federal Courthouse | 10-O1-D5011-240-TRN11 | 4th Flr. Transformer 480V 15 KVA | EATON | J09B05615 | X48M28F15CUEEP0S | OM00029493 |  | 4th. Flr. Electical Room (484) | NA | NA | NA | NA | 480 | NA | Electric | 3 | NA | NA | \Classifications\Building System Class\D50-Electrical SYS\D5010 - Elec Service & Dist\Transformer - TRN | 1019522
10-O1 | 10-O1 B.F. Sisk Federal Courthouse | 10-O1-D5011-240-TRN12 | 4th Flr. 480V 225KVA Stepdown Transformer | EATON | J09B05778 | X48M28F22CUEEP0S | OM00029485 |  | 4th. Flr. Electical Room (484) | NA | NA | NA | NA | 480 | NA | Electric | 3 | NA | NA | \Classifications\Building System Class\D50-Electrical SYS\D5010 - Elec Service & Dist\Transformer - TRN | 1019523
10-O1 | 10-O1 B.F. Sisk Federal Courthouse | 10-O1-C1020-110-FRD20 | 1st. Flr. Mag Fire Double Doors for 104 Family Law Entrance | Stiles | NA | NA | OM00037215 |  | 1st. Flr. Rm. 104 Family Law Entrance | NA | NA | NA | NA | NA | NA | NA | NA | NA | NA | \Classifications\Building System Class\C10-General Building Interior\C1020 - Fire Doors\Fire Doors - FRD | 1019565
10-O1 | 10-O1 B.F. Sisk Federal Courthouse | 10-O1-C1020-110-FRD21 | 1st. Flr. Mag Fire Double Doors for Jury Assembly Law Entrance | Stiles | NA | NA | OM00037214 |  | 1st. Flr. Rm. Jurry Assembly Room Entrance | NA | NA | NA | NA | NA | NA | NA | NA | NA | NA | \Classifications\Building System Class\C10-General Building Interior\C1020 - Fire Doors\Fire Doors - FRD | 1019566
10-O1 | 10-O1 B.F. Sisk Federal Courthouse | 10-O1-C1020-110-FRD22 | 2nd. Flr Mag Fire Double Doors for South Secured Hallway | Stiles | NA | NA | OM00037152 |  | 2nd. Flr. South Secured Hallway | [10 empty] | \Classifications\Building System Class\C10-General Building Interior\C1020 - Fire Doors\Fire Doors - FRD | 1019567
10-O1 | 10-O1 B.F. Sisk Federal Courthouse | 10-O1-C1020-110-FRD23 | 2nd. Flr Mag Fire Double Doors for 200 Family Law Public Entrance | Stiles | NA | NA | OM00037151 |  | 2nd. Flr. 200 Public Family Law Entrance | NA | NA | NA | NA | NA | NA | NA | NA | NA | NA | \Classifications\Building System Class\C10-General Building Interior\C1020 - Fire Doors\Fire Doors - FRD | 1019568
10-O1 | 10-O1 B.F. Sisk Federal Courthouse | 10-O1-C1020-110-FRD24 | 2nd. Flr. Mag Fire Double Doors for North Secured Hallway | Stiles | NA | NA | OM00037150 |  | 2nd. Flr. North Secured Hallway | NA | NA | NA | NA | NA | NA | NA | NA | NA | NA | \Classifications\Building System Class\C10-General Building Interior\C1020 - Fire Doors\Fire Doors - FRD | 1019569
10-O1 | 10-O1 B.F. Sisk Federal Courthouse | 10-O1-C1020-110-FRD25 | 3rd. Flr. Mag Fire Double Doors for South Secured Hallway | Stiles | NA | NA | OM00037149 |  | 3rd. Flr. South Secured Hallway | NA | NA | NA | NA | NA | NA | NA | NA | NA | NA | \Classifications\Building System Class\C10-General Building Interior\C1020 - Fire Doors\Fire Doors - FRD | 1019570
10-O1 | 10-O1 B.F. Sisk Federal Courthouse | 10-O1-C1020-110-FRD26 | 3rd. Flr. Mag Fire Double Doors for North Secured Hallway | Stiles | NA | NA | OM00037148 |  | 3rd. Flr. North Secured Hallway | NA | NA | NA | NA | NA | NA | NA | NA | NA | NA | \Classifications\Building System Class\C10-General Building Interior\C1020 - Fire Doors\Fire Doors - FRD | 1019571
10-O1 | 10-O1 B.F. Sisk Federal Courthouse | 10-O1-C1020-110-FRD27 | 3rd. Flr. Mag Fire Double Doors for 335 Child Support Service Entrance | Stiles | NA | NA | OM00037147 |  | 3rd. Flr. 335 Child Support Service Entrance | NA | NA | NA | NA | NA | NA | NA | NA | NA | NA | \Classifications\Building System Class\C10-General Building Interior\C1020 - Fire Doors\Fire Doors - FRD | 1019572
10-O1 | 10-O1 B.F. Sisk Federal Courthouse | 10-O1-C1020-110-FRD28 | 4th. Flr. Mag Fire Double Doors for South Secured Hallway | Stiles | NA | NA | OM00037146 |  | 4th. Flr. North Secured Hallway | NA | NA | NA | NA | NA | NA | NA | NA | NA | NA | \Classifications\Building System Class\C10-General Building Interior\C1020 - Fire Doors\Fire Doors - FRD | 1019573
10-O1 | 10-O1 B.F. Sisk Federal Courthouse | 10-O1-C1020-110-FRD29 | 4th. Flr. Mag Fire Double Doors for South Secured Hallway | Stiles | NA | NA | OM00037145 |  | 4th. Flr. South Secured Hallway | NA | NA | NA | NA | NA | NA | NA | NA | NA | NA | \Classifications\Building System Class\C10-General Building Interior\C1020 - Fire Doors\Fire Doors - FRD | 1019574
10-O1 | 10-O1 B.F. Sisk Federal Courthouse | 10-O1-C1020-110-FRD30 | 4th. Flr. Mag Fire Double Doors for 400 Civil Public Entrance | Stiles | NA | NA | OM00037144 |  | 4th. Flr. 400 Civil Public Entrance | NA | NA | NA | NA | NA | NA | NA | NA | NA | NA | \Classifications\Building System Class\C10-General Building Interior\C1020 - Fire Doors\Fire Doors - FRD | 1019575
10-O1 | 10-O1 B.F. Sisk Federal Courthouse | 10-O1-C1020-110-FRD31 | 5th. Flr. Mag Fire Double Doors for Secured Hallway near Mens Restroom | Stiles | NA | NA | OM00037143 |  | 5th. Flr. Secured Hallway near Mens Restroom | NA | NA | NA | NA | NA | NA | NA | NA | NA | NA | \Classifications\Building System Class\C10-General Building Interior\C1020 - Fire Doors\Fire Doors - FRD | 1019576
10-O1 | 10-O1 B.F. Sisk Federal Courthouse | 10-O1-C1020-110-FRD32 | 5th. Flr. Mag Fire Double Doors for North Secured Hallway | Stiles | NA | NA | OM00037142 |  | 5th. Flr. North Secured Hallway | NA | NA | NA | NA | NA | NA | NA | NA | NA | NA | \Classifications\Building System Class\C10-General Building Interior\C1020 - Fire Doors\Fire Doors - FRD | 1019577
10-O1 | 10-O1 B.F. Sisk Federal Courthouse | 10-O1-C1020-110-FRD33 | 5th. Flr. Mag Fire Double Doors for Public Hallway by elevators | Stiles | NA | NA | OM00037141 |  | 5th. Flr. Public Hallway by elevator | NA | NA | NA | NA | NA | NA | NA | NA | NA | NA | \Classifications\Building System Class\C10-General Building Interior\C1020 - Fire Doors\Fire Doors - FRD | 1019578
10-O1 | 10-O1 B.F. Sisk Federal Courthouse | 10-O1-C1020-110-FRD34 | 5th. Flr. Mag Fire Double Doors for South Secured Hallway | Stiles | NA | NA | OM00043055 |  | 5th Flr. South Secured Hallway | NA | NA | NA | NA | NA | NA | NA | NA | NA | NA | \Classifications\Building System Class\C10-General Building Interior\C1020 - Fire Doors\Fire Doors - FRD | 1019776
10-O1 | 10-O1 B.F. Sisk Courthouse | 10-O1-D2023-310-HWP06 | HOT WATER PUMP HWP06 | GRUNDFOS | DNA | 96402736 | OM00031657 |  | BOILER RM | NA | NA | NA | NA | 208-230 | 1.96 | Electric | 3 | NA | NA | \Classifications\Building System Class\D20-Plumbing\D2020 - Domestic Water\Domestic Hot Water Circulating Pump - HWP | 1022635
10-O1 | 10-O1 B.F. Sisk Courthouse | 10-O1-D2023-310-HWP05 | HOT WATER PUMP HWP05 | GRUNDFOS | DNA | 96402736 | OM00031658 |  | BOILER RM | NA | NA | NA | NA | 208-230 | 1.96 | Electric | 3 | NA | NA | \Classifications\Building System Class\D20-Plumbing\D2020 - Domestic Water\Domestic Hot Water Circulating Pump - HWP | 1022636
10-P1 | 10-P1 JJC Delinquency Court | 10-P1-D1010-100-ELE01 | Elevator #1, Passenger. State ID# 152881 | ThyssenKrupp Elevator | EX2143 | EP12540 | OM00029772 | State ID# 152881 | 1st Floor, Elevator Room | NA | NA | NA | NA | 480 | DNA | Hydraulic | DNA | NA | NA | \Classifications\Building System Class\D10-Conveyance Systems\D1010 - Elevator\Elevator,Electric,Pass/Freight - ELE | 1009815
10-P1 | 10-P1 JJC Delinquency Court | 10-P1-D1010-100-ELE02 | Elevator #2, Passenger Conveyance # 152882 | Thyssen Krupp | EX2144 | EP12540 | OM00029773 | State ID# 152882 | 1st Floor, Elevator Room | NA | NA | NA | NA | 480 | 52.7 | Hydraulic | 3 | NA | NA | \Classifications\Building System Class\D10-Conveyance Systems\D1010 - Elevator\Elevator,Electric,Pass/Freight - ELE | 1010550
10-P1 | 10-P1 JJC Delinquency Court | 10-P1-D1010-100-ELE03 | Elevator #3 Passeneger Conveyance # 152883 | Thyssen Krupp | EX2145 | AP21550 | OM00029777 | State ID# 152883 | Floor 1, Elevator Room | NA | NA | NA | NA | 480 | 52.7 | Hydraulic | 3 | NA | NA | \Classifications\Building System Class\D10-Conveyance Systems\D1010 - Elevator\Elevator,Electric,Pass/Freight - ELE | 1010551
10-P1 | 10-P1 JJC Delinquency Court | 10-P1-D1010-100-ELE04 | Elevator #4, Passenge Conveyance State ID # 152884 | Thyssen Krupp | EX2146 | EP12540 | OM00029776 | State ID# 152884 | Floor 1, Elevator Room | NA | NA | NA | NA | 480 | 52.7 | Hydraulic | 3 | NA | NA | \Classifications\Building System Class\D10-Conveyance Systems\D1010 - Elevator\Elevator,Electric,Pass/Freight - ELE | 1010552
10-P1 | 10-P1 JJC Delinquency Court | 10-P1-D1010-100-ELE05 | Elevator #5, Passenger Conveyance # 152885 | Thyssen Krupp | EX2147 | AP21550 | OM00029778 | State ID# 152885 | Floor 1, Elevator Room | NA | NA | NA | NA | 480 | 52.7 | Hydraulic | 3 | NA | NA | \Classifications\Building System Class\D10-Conveyance Systems\D1010 - Elevator\Elevator,Electric,Pass/Freight - ELE | 1010553
10-P1 | 10-P1 JJC Delinquency Court | 10-P1-D5038-810-ITA02 | Security Rack #3 Security System | Chatsworth Products Inc. | NA | 7506 | OM00029775 |  | IT Room | NA | NA | NA | NA | DNA | DNA | DNA | DNA | NA | NA | \Classifications\Building System Class\D50-Electrical SYS\D5030 - Comm & Security\Intrusion Alarm - ITA | 1010554
10-P1 | 10-P1 JJC Delinquency Court | 10-P1-D5038-810-ITA03 | Security Rack #2 Security System | Chatsworth Products Inc. | NA | 7506 | OM00029774 |  | IT Room | NA | NA | NA | NA | DNA | DNA | DNA | DNA | NA | NA | \Classifications\Building System Class\D50-Electrical SYS\D5030 - Comm & Security\Intrusion Alarm - ITA | 1010555
10-P1 | 10-P1 JJC Delinquency Court | 10-P1-D3050-250-CTY01 | CU1-1 | Data Aire | 2008-0265-E | DARC-5034 | OM00004285 | CU1-1 | ROOF | DNA | DNA | R-22 | 3/4 | 460 | 11.0 | No Fuel | 3 | DNA | DNA | \Classifications\Building System Class\D30-HVAC Systems\D3050 - Package SYS\Air Conditioning,Split System - ACU | 1011988
10-P1 | 10-P1 JJC Delinquency Court | 10-P1-D3050-250-CTY02 | CU1-2 | Carrier | 2406E32192 | 24ACA342A600 | OM00004288 | CU1-2 | ROOF TOP | DNA | DNA | R-410a | DNA | 460 | 15 | electrical | 3 | DNA | DNA | \Classifications\Building System Class\D30-HVAC Systems\D3050 - Package SYS\Air Conditioning,Split System - ACU | 1011989
10-P1 | 10-P1 JJC Delinquency Court | 10-P1-D3050-250-CTY03 | ODU1-1A | Carries | 4107X90517 | 38HDF036---3 | OM00004291 | ODU1-1A | ROOF TOP | DNA | DNA | R-410A | DNA | 208/230 | 1 | electrical | DNA | DNA | DNA | \Classifications\Building System Class\D30-HVAC Systems\D3050 - Package SYS\Air Conditioning,Split System - ACU | 1011990
10-P1 | 10-P1 JJC Delinquency Court | 10-P1-D3050-250-CTY04 | ODU1-1B | Carrier | 3907X92347 | 38HDF036-301 | OM00004293 | ODU1-1B | Roof top | DNA | DNA | R-410A | 1/4 | 208/230 | 23.8 | No Fuel | 1 | DNA | DNA | \Classifications\Building System Class\D30-HVAC Systems\D3050 - Package SYS\Air Conditioning,Split System - ACU | 1011991
10-P1 | 10-P1 JJC Delinquency Court | 10-P1-D3050-250-CTY05 | ODU1-2A | Mitsubishi | 54U00144C | PUY-A18NHA2 | OM00004289 | ODU1-2A | ROOF TOP | DNA | DNA | R-410A | DNA | 208/230 | 15 | electrical | 1 | DNA | DNA | \Classifications\Building System Class\D30-HVAC Systems\D3050 - Package SYS\Air Conditioning,Split System - ACU | 1011992
10-P1 | 10-P1 JJC Delinquency Court | 10-P1-D3050-250-CTY06 | ODU1-2B | Mitsubishi | 72U01213B | PUY-A18NHA2 | OM00004292 | ODU1-2B | ROOF TOP | DNA | DNA | R-410A | DNA | 208/230 | 15 | electrical | 1 | DNA | DNA | \Classifications\Building System Class\D30-HVAC Systems\D3050 - Package SYS\Air Conditioning,Split System - ACU | 1011993
10-P1 | 10-P1 JJC Delinquency Court | 10-P1-D3050-250-CTY07 | ODU1-2C | Mitsubishi | 72U01212B | PUY-A18NHA2 | OM00004290 | ODU1-2C | ROOF TOP | DNA | DNA | R-410A | DNA | 208/230 | 15 | electrical | 1 | DNA | DNA | \Classifications\Building System Class\D30-HVAC Systems\D3050 - Package SYS\Air Conditioning,Split System - ACU | 1011994
10-P1 | 10-P1 JJC Delinquency Court | 10-P1-D3050-250-CTY08 | ODU1-2D | Mitsubishi | 72U01214B | PUY-A18NHA2 | OM00004287 | ODU1-2D | ROOF TOP | DNA | DNA | R-410A | DNA | 208/230 | 15 | electrical | 1 | DNA | DNA | \Classifications\Building System Class\D30-HVAC Systems\D3050 - Package SYS\Air Conditioning,Split System - ACU | 1011995
10-P1 | 10-P1 JJC Delinquency Court | 10-P1-D3050-250-CTY09 | ODU1-2E | Mitsubishi | 72U01214A | PUY-A118NHA2 | OM00004286 | ODU1-2E | ROOF TOP | DNA | DNA | R-410A | DNA | 208/230 | 15 | NA | 1 | DNA | DNA | \Classifications\Building System Class\D30-HVAC Systems\D3050 - Package SYS\Air Conditioning,Split System - ACU | 1011996
10-P1 | 10-P1 JJC Delinquency Court | 10-P1-B2010-100-BLD01 | Building Structure | NA | NA | NA | OM00031458 |  |  | NA | NA | NA | NA | NA | NA | NA | NA | NA | NA | \Classifications\Building System Class\B20-General Building Exterior\B2010 - Exterior Walls\Building - BLD | 1016519
10-P1 | 10-P1 JJC Delinquency Court | 10-P1-D4031-100-FEX36 | Fire Extinguishers - FEX36 | NA | ALL | NA | OM00031456 |  | All Various | NA | NA | NA | NA | NA | NA | NA | NA | NA | NA | \Classifications\Building System Class\D40-Fire Protection SYS\D4030 - FIRE SPEC\Fire Extinguisher - FEX | 1018325
10-P1 | 10-P1 JJC Delinquency Court | 10-P1-D5092-100-UPS01 | UPS - Liebert | Lievert | M08F300006 | NPOWER / 37SA030AAC6EH76 | OM00031455 |  | Floor 2, 2nd Flr. Server Room B245 | NA | NA | NA | NA | 480 | 33 | Electric and lead-sulfuric acid | 3 | NA | NA | \Classifications\Building System Class\D50-Electrical SYS\D5090 - Elec SYS\Uninterruptible Power System - UPS | 1018975
10-P1 | 10-P1 JJC Delinquency Court | 10-P1-D5092-250-EML45 | LIGHT, EMERGENCY, HARDWIRED SYSTEM | NA | NA | NA | OM00031457 |  | All | NA | NA | NA | NA | NA | NA | NA | NA | NA | NA | \Classifications\Building System Class\D50-Electrical SYS\D5090 - Elec SYS\Emergency And Exit Lighting - EML | 1019775
11-A1 | 11-A1 Historic Courthouse | 11-A1-D1010-100-ELE03 | Elevator, ELE03 | Dover | ED8343 | EP6015A | OM00031019 | State ID# 104580 | DNA | NA | NA | NA | NA | DNA | DNA | NA | DNA | NA | NA | \Classifications\Building System Class\D10-Conveyance Systems\D1010 - Elevator\Elevator,Electric,Pass/Freight - ELE | 1011633
11-A1 | 11-A1 Historic Courthouse | 11-A1-B2010-100-BLD01 | BUILDING | NA | NA | NA | OM00031032 | NA | ALL | NA | NA | NA | NA | NA | NA | NA | NA | NA | NA | \Classifications\Building System Class\B20-General Building Exterior\B2010 - Exterior Walls\Building - BLD | 1011997
11-A1 | 11-A1 Historic Courthouse | 11-A1-B3010-100-RUF01 | ROOF | NA | NA | NA | OM00031031 |  | ROOF | NA | NA | NA | NA | NA | NA | NA | NA | NA | NA | \Classifications\Building System Class\B30-Roofing\B3010 - Roof Types\Roof - RUF | 1011998
11-A1 | 11-A1 Historic Courthouse | 11-A1-D2022-100-HWE02 | Hot Water Heater | National | A42-c-79-11090 | ME40 | OM00031018 |  | Basement | NA | NA | NA | NA | 240 | 4500 WATTS | Electrical | 1PH | NA | NA | \Classifications\Building System Class\D20-Plumbing\D2020 - Domestic Water\Domestic Water Heater, Electric - HWE | 1012000
11-A1 | 11-A1 Historic Courthouse | 11-A1-D3031-210-CDR01 | Condenser for jury room 1 | Day & Niqht | 4995E00976 | 563CND048-A | OM00031014 |  | DNA | DNA | DNA | R-22 | DNA | 208/230 | 50 AMP | Electrical | 1 ph | NA | NA | \Classifications\Building System Class\D30-HVAC Systems\D3030 - Cooling SYS\Condensing Unit, Air Cooled - CDR | 1012002
11-A1 | 11-A1 Historic Courthouse | 11-A1-D3031-210-CDR02 | Condenser For Supervisor Chamber | Day & Niqht | 4595E2608 | 563CN048-A | OM00031016 |  | S/E Equipmen Pad | None | None | R-22 | NA | 208/23o | 50 AMP Max Fuse | Electrical | 1Ph | NA | NA | \Classifications\Building System Class\D30-HVAC Systems\D3030 - Cooling SYS\Condensing Unit, Air Cooled - CDR | 1012003
11-A1 | 11-A1 Historic Courthouse | 11-A1-D3031-210-CDR03 | Condensing Unit voter registration | Day & Night | 3695E00478 | 563CN042-A | OM00031012 |  | S/E Equipment Pad | NA | NA | R-22 | DNA | DNA | 40 Amp | Electrical | 1 | NA | NA | \Classifications\Building System Class\D30-HVAC Systems\D3030 - Cooling SYS\Condensing Unit, Air Cooled - CDR | 1012004
11-A1 | 11-A1 Historic Courthouse | 11-A1-D3050-122-FAH01 | Furnace For courtroom 1 | BDP | 4195A04082 | 350MAV060080 | OM00027310 |  | Attic Space | NA | 20X25X1 | NA | NA | 120 V | 15 | Natural Gas | DNA | 80,000 | 74,000 | \Classifications\Building System Class\D30-HVAC Systems\D3050 - Package SYS\Forced Air Heater,Oil/Gas fired - FAH | 1012006
11-A1 | 11-A1 Historic Courthouse | 11-A1-D3050-122-FAH02 | Furnace For Jury Room 1 | BDP | 3495A08686 | 350MAV048080 | OM00027309 |  | Attic Space | NA | None | NA | NA | 120 V | 15 | Natural Gas | 1PH | 80,000 | 74,000 | \Classifications\Building System Class\D30-HVAC Systems\D3050 - Package SYS\Forced Air Heater,Oil/Gas fired - FAH | 1012007
11-A1 | 11-A1 Historic Courthouse | 11-A1-D3050-122-FAH03 | FURNACE FOR PROBATION | BDP | 1395A04565 | 350MAV048080 | OM00027311 |  | ATTIC SPACE | NA | 20X25X1 | NA | NA | 120 | 15 | Natural Gas | DNA | 80,000 | 74,000 | \Classifications\Building System Class\D30-HVAC Systems\D3050 - Package SYS\Forced Air Heater,Oil/Gas fired - FAH | 1012008
11-A1 | 11-A1 Historic Courthouse | 11-A1-D3050-122-FAH04 | Furnace for Supervisor & Judge's Chambers | BDP | 3954A08618 | 350MAV048080 | OM00027312 |  | Attic | NA | 20X25X1 | NA | NA | 120 V | 15 | Electrical | 1 PH | 80,000 | 74,000 | \Classifications\Building System Class\D30-HVAC Systems\D3050 - Package SYS\Forced Air Heater,Oil/Gas fired - FAH | 1012009
11-A1 | 11-A1 Historic Courthouse | 11-A1-D3050-122-FAH05 | Furnace voter registration | BDP | 1395A04554 | 350MAV048060 | OM00031020 |  | Basement | NA | 20x25x1 | NA | DNA | 120 | DNA | Natural Gas | 1 PH | 80,000 | 74,000 | \Classifications\Building System Class\D30-HVAC Systems\D3050 - Package SYS\Forced Air Heater,Oil/Gas fired - FAH | 1012010
11-A1 | 11-A1 Historic Courthouse | 11-A1-D3050-210-PKU01 | Package Gas Electric Unit | York | NMHM156651 | D1HN048N06506C | OM00031021 |  | N/W Wide of the building | None | 12 x 24 (This is Too small for this size Unit.) | R-22 | DNA | DNA | 45 | Electric and natural gas | 1 Ph | 80,000 | NA | \Classifications\Building System Class\D30-HVAC Systems\D3050 - Package SYS\Package Unit - PKU | 1012011
11-A1 | 11-A1 Historic Courthouse | 11-A1-D3050-210-PKU02 | Package unit | Bryant | 3708G31211 | 574ANW036090NB | OM00031024 |  | West Side of Bldg | NA | (1) 16x25x1 | R-22 | 1/8hp | 208/230 | LRA 77A | Natural gas and electric | 1 | NA | 36000hr | \Classifications\Building System Class\D30-HVAC Systems\D3050 - Package SYS\Package Unit - PKU | 1012012
11-A1 | 11-A1 Historic Courthouse | 11-A1-D3050-210-PKU03 | Package unit ground level west side | Carrier | 4096G20314 | 48HJE006-331 | OM00031025 |  | West Side of Bldg | DNA | (2) 16x25x2 | R-22 | 1/4hp | 208/230 | LRA 169A | Natural gas and electric | 1 | NA | NA | \Classifications\Building System Class\D30-HVAC Systems\D3050 - Package SYS\Package Unit - PKU | 1012013
11-A1 | 11-A1 Historic Courthouse | 11-A1-D3050-250-ACU01 | Server Room Split System AC Unit | Goodman manufacturing | 0006950771 | HDP24-1B | OM00031023 |  | West Side of Bldg | NA | Washable | R-22 | 1/15 | 197/253 | LRA61 | Electrical | 1 | NA | NA | \Classifications\Building System Class\D30-HVAC Systems\D3050 - Package SYS\Air Conditioning,Split System - ACU | 1012015
11-A1 | 11-A1 Historic Courthouse | 11-A1-D3050-250-ACU02 | Server room split system ac unit | Fujitsu | EBN008901 | AOU36CLX | OM00031022 |  | West Side of Bldg | NA | Washable | R-410A | DNA | 208 | LRA 36A | Electrical | 1 | NA | 33100hr | \Classifications\Building System Class\D30-HVAC Systems\D3050 - Package SYS\Air Conditioning,Split System - ACU | 1012016
11-A1 | 11-A1 Historic Courthouse | 11-A1-D3050-250-ACU03 | Split system for supervisors office | Bryant | 0507E22241 | 113RNA048-B | OM00031015 |  | Southeast ground level outside | NA | NA | R-22 | 1/4hp | 208/230 | 40 | Electrical | 1 |  |  | \Classifications\Building System Class\D30-HVAC Systems\D3050 - Package SYS\Air Conditioning,Split System - ACU | 1012017
11-A1 | 11-A1 Historic Courthouse | 11-A1-D4031-100-FEX17 | FIRE EXTINGUSHERS | MULTIPLE | MULTIPLE | MULTIPLE | OM00031026 |  | MULTIPLE | NA | NA | NA | NA | NA | NA | NA | NA | NA | NA | \Classifications\Building System Class\D40-Fire Protection SYS\D4030 - FIRE SPEC\Fire Extinguisher - FEX | 1012018
11-A1 | 11-A1 Historic Courthouse | 11-A1-D5092-250-EML03 | EMERGENCY LIGHTING | MULTIPLE | MULTIPLE | MULTIPLE | OM00031027 |  | THROUGHOUT BUILDING | NA | NA | NA | NA | 120 | DNA | Electrical | 1 PH | NA | NA | \Classifications\Building System Class\D50-Electrical SYS\D5090 - Elec SYS\Emergency And Exit Lighting - EML | 1012020
11-A1 | 11-A1 Historic Courthouse | 11-A1-G2050-200-LSC01 | LANDSCAPE | NA | NA | NA | OM00031029 |  | Exterior Landscape | NA | NA | NA | NA | NA | NA | NA | NA | NA | NA | \Classifications\Building System Class\G20-Other Systems\G2050 - Landscaping\Landscaping - LSC | 1012021
11-A1 | 11-A1 Historic Courthouse | 11-A1-D5092-250-ELT05 | EXTERIOR LIGHTING | MULTIPLE | MULTIPLE | MULTIPLE | OM00031028 |  | EXTERIOR | NA | NA | NA | NA | 120 | DNA | Electrical | 1 PH | NA | NA | \Classifications\Building System Class\D50-Electrical SYS\D5090 - Elec SYS\Exterior Lighting - ELT | 1012022
11-A1 | 11-A1 Historic Courthouse | 11-A1-G2049-300-HSC01 | HARDSCAPE | NA | NA | NA | OM00031030 |  | EXTERIOR | NA | NA | NA | NA | NA | NA | NA | NA | NA | NA | \Classifications\Building System Class\G20-Other Systems\G2040 - Site Development\Hardscape - HSC | 1012023
11-A1 | 11-A1 Historic Courthouse | 11-A1-D3050-210-PKU05 | 3 ton cooling package unit clerks office south east | Heil | C124104917 | PGD336060K001C1 | OM00027273 | OM00031017 | south east exterior | Direct Drive | 14x30x1 | R-410A |  | 230 | 40 | Electric and natural gas | 1 | 60000 | 48000 | \Classifications\Building System Class\D30-HVAC Systems\D3050 - Package SYS\Package Unit - PKU | 1015485
11-A1 | 11-A1 Historic Courthouse | 11-A1-D5037-710-FAP02 | Main Fire Panel | Fire Light Alarms | NA | MS-10UD-7 | OM00037261 | NA | Floor 1 Janitors Closet | NA | NA | NA | NA | NA | NA | NA | NA | NA | NA | \Classifications\Building System Class\D50-Electrical SYS\D5030 - Comm & Security\Fire Alarm Panel - FAP | 1016250
11-A1 | 11-A1 Historic Courthouse | 11-A1-D5010-200-ESD01 | Main Electrical Panel | Square D | NA | NQD436M600FFB | OM00037262 | NA | Basement | NA | NA | NA | NA | 240 | 600 | Electric | 3 | NA | NA | \Classifications\Building System Class\D50-Electrical SYS\D5010 - Elec Service & Dist\Electical Service and Distribution - ESD | 1016452
11-A1 | 11-A1 Historic Courthouse | 11-A1-D4024-100-FHS02 | Fire Hose 2 | DNA | DNA | DNA | OM00039903 | NA | Floor 2 | NA | NA | NA | NA | NA | NA | NA |  | NA | NA | \Classifications\Building System Class\D40-Fire Protection SYS\D4020 - Stand Pipe\Other Stand Pipe Hose Systems - FHS | 1016660
11-A1 | 11-A1 Historic Courthouse | 11-A1-D3031-210-CDR05 | Courtroom 1 condensing Unit | Bryant | 2514X65115 | PA13NR060-J | OM00027241 | OM00031013 | S/E Equipment Pad | NA | NA | R-22 | 1/4 | 230 | 50 | Electric | 1 | NA | NA | \Classifications\Building System Class\D30-HVAC Systems\D3030 - Cooling SYS\Condensing Unit (Air and/or Water) - CDR | 1018030
11-A1 | 11-A1 Historic Courthouse | 11-A1-D2023-100-BFP02 | Landscape BFP01 | Zurn / Wilkins | 4141637 | 975XL2 | OM00039674 |  | Front of Bldg at the West side of Entrance | NA | NA | NA | NA | NA | NA | NA | NA | NA | NA | \Classifications\Building System Class\D20-Plumbing\D2020 - Domestic Water\Backflow Preventer - BFP | 1021636
11-A1 | 11-A1 Historic Courthouse | 11-A1-D2022-100-HWE04 | 6 GAL ELECTRIC WATER HEATER | Reliance | 1407J013020 | 66SOMSKK200 | OM00039639 | OM00027315 | Basement | NA | NA | NA | NA | DNA | DNA | Electric | DNA | NA | NA | \Classifications\Building System Class\D20-Plumbing\D2020 - Domestic Water\Domestic Water Heater, Electric - HWE | 1022641
11-A7 | 11-A7 Swing Space Modular | 11-A7-D4031-100-FEX03 | Portable, Hand Held, Fire Extinguisher FEX03 | Badger | NA | 5MB 611 | OM00031937 |  | 2 in the front lobby, one in the clerks area | NA | NA | NA | NA | NA | NA | NA |  | NA | NA | \Classifications\Building System Class\D40-Fire Protection SYS\D4030 - FIRE SPEC\Fire Extinguisher - FEX | 1011037
11-A7 | 11-A7 Swing Space Modular | 11-A7-B2010-100-BLD01 | Traffic court / MODULAR BUILDING | NA | NA | NA | OM00031940 |  | All | NA | NA | NA | NA | NA | NA | NA |  | NA | NA | \Classifications\Building System Class\B20-General Building Exterior\B2010 - Exterior Walls\Building - BLD | 1012547
11-A7 | 11-A7 Swing Space Modular | 11-A7-B3010-100-RUF01 | ROOF | NA | NA | NA | OM00031941 |  | Roof | NA | NA | NA | NA | NA | NA | NA | NA | NA | NA | \Classifications\Building System Class\B30-Roofing\B3010 - Roof Types\Roof - RUF | 1012548
11-A7 | 11-A7 Swing Space Modular | 11-A7-D3050-310-HPU01 | Wall mounted heat pump | Bard | 133P062201245-02 | WH361-B09XX4XXX | OM00028006 |  | Back of modular | NA | (1) 15x30x2 | R-22 | NA | 208/230v | 50 | Electrical | 3 | NA | NA | \Classifications\Building System Class\D30-HVAC Systems\D3050 - Package SYS\Heat Pump,Air Cooled - HPU | 1012549
11-A7 | 11-A7 Swing Space Modular | 11-A7-D3050-310-HPU02 | Wall mounted Heat Pump | Bard | 133P062281253-02 | WH361XX4XXX-EHWH 03 B09 | OM00028007 |  | Back of modular | NA | (1) 15x30x2 | R-22 | DNA | 208/230v | 50 | Electrical | 3 | NA | NA | \Classifications\Building System Class\D30-HVAC Systems\D3050 - Package SYS\Heat Pump,Air Cooled - HPU | 1012550
11-A7 | 11-A7 Swing Space Modular | 11-A7-D3050-310-HPU03 | Wall mounted Heat Pump | Bard | 133P062281243-02 | WH361-B09XX4XXX-EHWH 03 B09 | OM00028008 |  | Back of modular | NA | (1) 15x30x2 | R-22 | DNA | 208/230v | 50 | Electrical | 3 | NA | NA | \Classifications\Building System Class\D30-HVAC Systems\D3050 - Package SYS\Heat Pump,Air Cooled - HPU | 1012551
11-A7 | 11-A7 Swing Space Modular | 11-A7-D3050-310-HPU04 | Wall mounted Heat Pump | Bard | 133P062281246-02 | WH361-B09XXAXXX-EHWH 03 B09 | OM00028009 |  | Back of modular | NA | (1) 15x30x2 | R-22 | DNA | 208/230v | 50 | Electrical | 3 | NA | NA | \Classifications\Building System Class\D30-HVAC Systems\D3050 - Package SYS\Heat Pump,Air Cooled - HPU | 1012552
11-A7 | 11-A7 Swing Space Modular | 11-A7-D3050-310-HPU05 | Wall mounted Heat pump | Bard | 133P062281244-02 | WH361-B09XXAXXX-EHWH-B09 | OM00028010 |  | Back of modular | NA | (1) 15x30x2 | R-22 | DNA | 208/230v | 50 | Electrical | 3 ph | NA | NA | \Classifications\Building System Class\D30-HVAC Systems\D3050 - Package SYS\Heat Pump,Air Cooled - HPU | 1012553
11-A7 | 11-A7 Swing Space Modular | 11-A7-D3050-310-HPU06 | Wall mounted Heat Pump | Bard | 133P062281248-02 | WH361-B09XXAXXX-EHWH-B09 | OM00028011 |  | Back of modular | NA | (1) 15x30x2 | R-22 | DNA | 208/230v | 50 | Electrical | 3 | NA | NA | \Classifications\Building System Class\D30-HVAC Systems\D3050 - Package SYS\Heat Pump,Air Cooled - HPU | 1012554
11-A7 | 11-A7 Swing Space Modular | 11-A7-D5092-250-EML16 | EMERGENCY LIGHTING | MULTIPLE | MULTIPLE | MULTIPLE | OM00031938 |  | Throughout | NA | NA | NA | NA | NA | NA | Electrical | DNA | NA | NA | \Classifications\Building System Class\D50-Electrical SYS\D5090 - Elec SYS\Emergency And Exit Lighting - EML | 1012555
11-A7 | 11-A7 Swing Space Modular | 11-A7-D5092-250-ELT08 | Exterior Lighting Wall packs | MULTIPLE | MULTIPLE | MULTIPLE | OM00027670 |  | Throughout | NA | NA | NA | NA | nNA | NA | Electrical |  | NA | NA | \Classifications\Building System Class\D50-Electrical SYS\D5090 - Elec SYS\Exterior Lighting - ELT | 1012556
11-A7 | 11-A7 Swing Space Modular | 11-A7-G2049-300-HSC01 | Exterior areas | NA | NA | NA | OM00031939 |  | Exterior | NA | NA | NA | NA | NA | NA | NA | NA | NA | NA | \Classifications\Building System Class\G20-Other Systems\G2040 - Site Development\Hardscape - HSC | 1012557
11-A7 | 11-A7 Swing Space Modular | 11-A7-D5010-200-ESD01 | Main Switch Board | Eaton / Cutter-Hammer | F-138009 | 5676B43H01 | OM00039052 |  | Right side of front public Entrance | NA | NA | NA | NA | 240 | 400 | Electric | 3 | NA | NA | \Classifications\Building System Class\D50-Electrical SYS\D5010 - Elec Service & Dist\Electical Service and Distribution - ESD | 1017637
12-A1 | 12-A1 Humboldt County Courthouse (Eureka) | 12-A1-D3041-110-AHU01 | Air Handling Unit - AHU01 | TRANE | K03J31782A | MCCB012UA0X0UB | OM00004795 | NA | 2nd Floor, Fan Room, NEXT TO RM 231 | B46 (1) | 24X20X2 (2) | NA | 10 | 460 | 14 | Electric | 3 | NA | NA | \Classifications\Building System Class\D30-HVAC Systems\D3040 - Distribution SYS\Air Handling Unit - AHU | EQ-1003233
12-A1 | 12-A1 Humboldt County Courthouse (Eureka) | 12-A1-D3041-110-AHU02 | Air Handling Unit - AHU02 | TRANE | K03J31849A | MCCB012UA0C0UA | OM00004797 | NA | 2nd Floor, Fan Room 2-2 | B46 (1) | 24X20X2 (3) | NA | 10 | 460 | 14 | Electric | 3 | NA | NA | \Classifications\Building System Class\D30-HVAC Systems\D3040 - Distribution SYS\Air Handling Unit - AHU | EQ-1003234
12-A1 | 12-A1 Humboldt County Courthouse (Eureka) | 12-A1-D3041-110-AHU05 | Air Handling Unit - AHU05 | HERMAN NELSON | 332711 | JXJ215 | OM00004800 | NA | 3rd Floor, FAN ROOM | B 90 (2), B 105 (2) | 16X25X2 (10) | NA | 5 | 208/220/440 | 13.6/13.6/68 | Electric | 3 | NA | NA | \Classifications\Building System Class\D30-HVAC Systems\D3040 - Distribution SYS\Air Handling Unit - AHU | EQ-1003236
12-A1 | 12-A1 Humboldt County Courthouse (Eureka) | 12-A1-D3041-110-AHU06 | Air Handling Unit - AHU06 | HERMAN NELSON | 311126 | JXJ118 | OM00025183 | OM00004803 | 3rd Floor, FAN ROOM | B 90 (1) | 16X25X2 (8) | CHILLED WATER | 3 | 220/440 | 9.6/4.8 | Electric | 3 | NA | NA | \Classifications\Building System Class\D30-HVAC Systems\D3040 - Distribution SYS\Air Handling Unit - AHU | EQ-1003239
12-A1 | 12-A1 Humboldt County Courthouse (Eureka) | 12-A1-D3041-110-AHU07 | Air Handling Unit - AHU07 | WESTINGHOUSE | VA16108 | SFY4774-3 | OM00004804 | OM00004806 | 3rd Floor, FAN ROOM | A64 (1) | 16X20X2 (4) 20X20X2 (2) | NA | 3 | 200/400 | 10.8/5.4 | Electric | 3 | NA | NA | \Classifications\Building System Class\D30-HVAC Systems\D3040 - Distribution SYS\Air Handling Unit - AHU | EQ-1003240
12-A1 | 12-A1 Humboldt County Courthouse (Eureka) | 12-A1-D3041-110-AHU08 | Air Handling Unit - AHU08 | WESTINGHOUSE | VA1668A | SFY4772-2 | OM00004806 | OM00004804 | 3rd Floor, FAN ROOM | A75 (1) | 16X20X2 (4) 20X20X2 (2) | NA | 3 | 200/400 | 10.8/5.4 | Electric | 3 | NA | NA | \Classifications\Building System Class\D30-HVAC Systems\D3040 - Distribution SYS\Air Handling Unit - AHU | EQ-1003242
12-A1 | 12-A1 Humboldt County Courthouse (Eureka) | 12-A1-D3031-140-CLR01 | Chiller,Air Cooled - CLR01 | TRANE | U03K02559 | RTAA0704X00143D1BDF | OM00004808 | NA | ROOF | NA | NA | R-22 | NA | 460 | 133 | Electric | 3 | NA | NA | \Classifications\Building System Class\D30-HVAC Systems\D3030 - Cooling SYS\Chiller, Air Cooled - CLR | EQ-1003244
12-A1 | 12-A1 Humboldt County Courthouse (Eureka) | 12-A1-D3031-100-PCH01 | Chilled Water Pump - PCH01 | BELL & GOSSETT | 40030 | 2.5BB8.25BE | OM00004809 | NA | ROOF | NA | NA | NA | 7.5 | 208/230/460 | 19/9 | Electric | 3 | NA | NA | \Classifications\Building System Class\D30-HVAC Systems\D3030 - Cooling SYS\Chilled Water Pump - PCH | EQ-1003245
12-A1 | 12-A1 Humboldt County Courthouse (Eureka) | 12-A1-D3031-100-PCH02 | Chilled Water Pump - PCH02 | BELL & GOSSETT | 40029 | 2.5BB8.25BE | OM00004810 | NA | ROOF | NA | NA | NA | 7.5 | 208/230/460 | 19/9 | Electric | 3 | NA | NA | \Classifications\Building System Class\D30-HVAC Systems\D3030 - Cooling SYS\Chilled Water Pump - PCH | EQ-1003246
12-A1 | 12-A1 Humboldt County Courthouse (Eureka) | 12-A1-D3050-250-ACU01 | Air Conditioning,Split System - ACU01 | EMI | 1-03-K-2360-39 | SCC36DF0000AA0A | OM00004812 |  | ROOF | NA | NA | R-22 | 0.33 | 208/230 | 16.2 | Electric | 1 | NA | NA | \Classifications\Building System Class\D30-HVAC Systems\D3050 - Package SYS\Air Conditioning,Split System - ACU | EQ-1003248
12-A1 | 12-A1 Humboldt County Courthouse (Eureka) | 12-A1-D4031-100-FEX17 | Fire Extinguisher - FEX17 | Badger | NA | TGP10G | OM00019768 |  | Throughout | NA | NA | NA | NA | NA | NA | NA | NA | NA | NA | \Classifications\Building System Class\D40-Fire Protection SYS\D4030 - FIRE SPEC\Fire Extinguisher - FEX | EQ-1004986
12-A1 | 12-A1 Humboldt County Courthouse (Eureka) | 12-A1-B2010-100-BLD01 | Building Structure | NA | NA | NA | OM00025182 | OM00032389 | NA | NA | NA | NA | NA | NA | NA | NA | NA | NA | NA | \Classifications\Building System Class\B20-General Building Exterior\B2010 - Exterior Walls\Building - BLD | EQ-1007262
12-A1 | 12-A1 Humboldt County Courthouse (Eureka) | 12-A1-B3010-100-CTY01 | Roofing Systems, County Maintained | DNA | DNA | DNA | OM00032390 | DNA | NA | NA | NA | NA | NA | NA | NA | NA | NA | NA | NA | \Classifications\Building System Class\B30-Roofing\B3010 - Roof Types\Roof - RUF | EQ-1007439
12-A1 | 12-A1 Humboldt County Courthouse (Eureka) | 12-A1-D5092-250-EML56 | Emergency And Exit Lighting - EML56 | LITHONIA | NA | QUANTUM SERIES | OM00032187 |  | Throughout | NA | NA | NA | NA | 110 | DNA | Electric | 1 | NA | NA | \Classifications\Building System Class\D50-Electrical SYS\D5090 - Elec SYS\Emergency And Exit Lighting - EML | 1009173
12-A1 | 12-A1 Humboldt County Courthouse (Eureka) | 12-A1-D3050-250-ACU02 | Air Conditioning, Portable unit - ACU02 | Dayton | C101144540509B02100041 | 2NLR6 | OM00032188 |  | 2nd Floor, IT room 222 | NA | NA | R-22 | NA | 110 | 12 | electric | 1 | NA | NA | \Classifications\Building System Class\D30-HVAC Systems\D3050 - Package SYS\Air Conditioning,Split System - ACU | 1013567
12-A1 | 12-A1 Humboldt County Courthouse (Eureka) | 12-A1-D3050-250-ACU03 | Air Conditioning, Split System - ACU03 | Mitsubishi Electric | 44U04471C | PUZ-A36NHA4 | OM00025181 |  | 222 Roof | NA | NA | R-410A | NA | 208/230 | 40/25 | Electric | 1 | NA | NA | \Classifications\Building System Class\D30-HVAC Systems\D3050 - Package SYS\Air Conditioning,Split System - ACU | 1018949
12-A1 | 12-A1 Humboldt County Courthouse (Eureka) | 12-A1-D3041-110-AHU10 | Air Handling Unit - AHU10 | Alliance Air Produces | 2462AHU4 | 2SV-23.8-MB-FF-PF-HW-CW | OM00025184 |  | 2nd Floor Common and Chambers 1-4 | B-80 | 4-24x24x2 & 4-12x24x2 | Chilled Water | 15 | 208 | DNA | Electric | DNA | NA | NA | \Classifications\Building System Class\D30-HVAC Systems\D3040 - Distribution SYS\Air Handling Unit - AHU | 1022662
12-A1 | 12-A1 Humboldt County Courthouse (Eureka) | 12-A1-D3041-110-AHU11 | Air Handling Unit - AHU11 | Alliance Air Produces | 2462AHU9 | 4SB-16.5-PF-AS-MB-FF-CW-PF | OM00025185 |  | 3rd Floor - room 305 and HR | B-80 | 3-24x24x2 & 3-12x24x2 | Chilled Water | 15 & 5 | 460 | DNA | Electric | DNA | NA | NA | \Classifications\Building System Class\D30-HVAC Systems\D3040 - Distribution SYS\Air Handling Unit - AHU | 1022663
13-A1 | 13-A1 Imperial County Courthouse | 13-A1-D5092-250-EML16 | EmergencyExit Sign | Edwards | NA | NA | OM00028580 |  | Multiple Units Throughout Entire Facility - ADMIN Traffic DEPT | NA | NA | NA | NA | NA | NA | NA | NA | NA | NA | \Classifications\Building System Class\D50-Electrical SYS\D5090 - Elec SYS\Emergency And Exit Lighting - EML | EQ-1002878
13-A1 | 13-A1 Imperial County Courthouse | 13-A1-D4031-100-FEX31 | FireExtinguisher (31) | Unknown | NA | NA | OM00028579 |  | Multiple Units Throughout Entire Facility - Next of Window | NA | NA | NA | NA | NA | NA | NA | NA | NA | NA | \Classifications\Building System Class\D40-Fire Protection SYS\D4030 - FIRE SPEC\Fire Extinguisher - FEX | EQ-1002884
13-A1 | 13-A1 Imperial County Courthouse | 13-A1-B2010-100-BLD01 | Building Structure | NA | NA | NA | OM00028582 | NA | All | NA | NA | NA | NA | NA | NA | NA | NA | NA | NA | \Classifications\Building System Class\B20-General Building Exterior\B2010 - Exterior Walls\Building - BLD | EQ-1007263
13-A1 | 13-A1 Imperial County Courthouse | 13-A1-B3010-100-RUF01 | Roofing Systems | NA | NA | NA | OM00028581 |  | Roof | NA | NA | NA | NA | NA | NA | NA | NA | NA | NA | \Classifications\Building System Class\B30-Roofing\B3010 - Roof Types\Roof - RUF | EQ-1007440
13-A1 | 13-A1 Imperial County Courthouse | 13-A1-D3041-110-AHU01 | AIR HANDLER UNIT 1 | TRANE | U77L03768 | T8 | OM00028497 | NA | ATTIC | DNA | (4) 16X25X2 | NA | 5 | 220 | 13 | Electric | 3 | NA | NA | \Classifications\Building System Class\D30-HVAC Systems\D3040 - Distribution SYS\Air Handling Unit - AHU | 1010986
13-A1 | 13-A1 Imperial County Courthouse | 13-A1-D3041-110-AHU02 | AIR HANDLER UNIT 2 | TRANE | U771043772 | T6 | OM00028498 | NA | ATTIC | DNA | (4) 16X25X2 | NA | 1/4 | 220 | 33 | Electric | 3 | NA | NA | \Classifications\Building System Class\D30-HVAC Systems\D3040 - Distribution SYS\Air Handling Unit - AHU | 1010987
13-A1 | 13-A1 Imperial County Courthouse | 13-A1-D3041-110-AHU03 | AIR HANDLER UNIT 3 | MC QUAY | DNA | LSL106CH | OM00028504 | NA | ATTIC | DNA | (4) 20X25X2 | NA | 5 | 220 | DNA | Electric | 3 | NA | NA | \Classifications\Building System Class\D30-HVAC Systems\D3040 - Distribution SYS\Air Handling Unit - AHU | 1010988
13-A1 | 13-A1 Imperial County Courthouse | 13-A1-D3041-110-AHU04 | AIR HANDLER UNIT 4 | MC QUAY | DNA | LSL106CH | OM00028505 | NA | ATTIC | DNA | (4) 20X25X2 | NA | 5 | 220 | DNA | Electric | 2 | NA | NA | \Classifications\Building System Class\D30-HVAC Systems\D3040 - Distribution SYS\Air Handling Unit - AHU | 1010989
13-A1 | 13-A1 Imperial County Courthouse | 13-A1-D1010-100-ELE01 | Elevator, Passenger 1 | OTIS | 289851 | DNA | OM00028853 | State ID# 097591 | Lobby | NA | NA | NA | 25 | 208 | 78 | Hydraulic | 3 | NA | NA | \Classifications\Building System Class\D10-Conveyance Systems\D1010 - Elevator\Elevator,Hydraulic,Pass/Freight - ELE | 1011630
13-A1 | 13-A1 Imperial County Courthouse | 13-A1-D3050-210-PKU04 | PORTABLE COOLER 4 | DENSO SALES CALIFORNIA INC | 4082109140 | CLASSIC PLUS 14 | OM00014346 | NA | BASEMENT - AOC MAINTENANCE SHOP | DNA | 20X20X1 (2) | R-410A | DNA | 120 | 10.9 | Electric | 1 | NA | 13200 | \Classifications\Building System Class\D30-HVAC Systems\D3050 - Package SYS\Package Unit - PKU | 1013095
13-A1 | 13-A1 Imperial County Courthouse | 13-A1-E1091-100-PCE01 | PORTABLE COOLER 5 | DENSO SALES CALIFORNIA INC | 4082709140 | CLASSIC PLUS 14 | OM00014347 | NA | BASEMENT - AOC MAINTENANCE SHOP | DNA | 20X20X1 (2) | R-410A | DNA | 120 | 10.9 | Electric | 1 | NA | 13200 | \Classifications\Building System Class\E10-Equipment\E1090 - Other Equipment\Portable, Move and Cool - PCE | 1013096
13-A1 | 13-A1 Imperial County Courthouse | 13-A1-D3050-250-ACU02 | A/C SPLIT SYSTEM 2 | YORK | WDNM049099 | HP060X1221A | OM00014321 |  | EXTERIOR | NA | DNA | R-22 | 1/4 | 220 | 33 | Electric | 1 | NA | NA | \Classifications\Building System Class\D30-HVAC Systems\D3050 - Package SYS\Air Conditioning,Split System - ACU | 1013099
13-A1 | 13-A1 Imperial County Courthouse | 13-A1-D3040-120-FCU46 | FAN COIL UNIT 46 | DAY & NIGHT MFG | 0469-8244 | 30VHFCW-8 | OM00014344 | NA | SECOND FLOOR, OLD PUBLIC DEFENDER OFFICES | DNA | 20X20X1 (2) | DNA | 1/5 | 115 | 3.2 | Electric | 1 | NA | NA | \Classifications\Building System Class\D30-HVAC Systems\D3040 - Distribution SYS\Fan Coil Unit - FCU | 1013109
13-A1 | 13-A1 Imperial County Courthouse | 13-A1-D3040-120-FCU47 | FAN COIL UNIT 47 | DAY & NIGHT MFG | 0469-83084 | 36VHFCW-8 | OM00036438 | NA | SECOND FLOOR, OLD PUBLIC DEFENDER OFFICES | DNA | 20X20X1 (2) | DNA | 1/3 | 115 | 5.7 | Electric | 1 | NA | NA | \Classifications\Building System Class\D30-HVAC Systems\D3040 - Distribution SYS\Fan Coil Unit - FCU | 1013110
13-A1 | 13-A1 Imperial County Courthouse | 13-A1-D3040-120-FCU04 | FAN COIL UNIT 4 | TRANE | 16357 | 62F | OM00028495 | NA | BASEMENT | DNA | DNA | DNA | 1/2 | 120 | DNA | Electric | 1 | NA | NA | \Classifications\Building System Class\D30-HVAC Systems\D3040 - Distribution SYS\Fan Coil Unit - FCU | 1013111
13-A1 | 13-A1 Imperial County Courthouse | 13-A1-D3040-120-FCU43 | FAN COIL UNIT 43 | MAGIC AIRE | 79375 | HWBC-5UL | OM00028520 | NA | SECOND FLOOR, OLD PUBLIC DEFENDER OFFICES | DNA | 20X20X1 (2) | DNA | DNA | 240 | 4 | Electric | 1 | NA | NA | \Classifications\Building System Class\D30-HVAC Systems\D3040 - Distribution SYS\Fan Coil Unit - FCU | 1013112
13-A1 | 13-A1 Imperial County Courthouse | 13-A1-D3040-120-FCU42 | FAN COIL UNIT 42 | MAGIC AIRE | 79373 | HWBC-5UL | OM00028521 | NA | SECOND FLOOR, OLD PUBLIC DEFENDER OFFICES | DNA | DNA | DNA | DNA | 240 | 4 | Electric | 1 | NA | NA | \Classifications\Building System Class\D30-HVAC Systems\D3040 - Distribution SYS\Fan Coil Unit - FCU | 1013113
13-A1 | 13-A1 Imperial County Courthouse | 13-A1-D3040-120-FCU06 | FAN COIL UNIT 6 | TRANE | 16371 | 92F | OM00028876 | NA | BASEMENT | DNA | DNA | DNA | 1/2 | 120 | DNA | Electric | 1 | NA | NA | \Classifications\Building System Class\D30-HVAC Systems\D3040 - Distribution SYS\Fan Coil Unit - FCU | 1013114
13-A1 | 13-A1 Imperial County Courthouse | 13-A1-D3040-120-FCU02 | FAN COIL UNIT 2 | TRANE | 16379 | 92F | OM00028493 | NA | BASEMENT | DNA | DNA | DNA | 1/2 | 120 | DNA | Electric | 1 | NA | NA | \Classifications\Building System Class\D30-HVAC Systems\D3040 - Distribution SYS\Fan Coil Unit - FCU | 1013116
13-A1 | 13-A1 Imperial County Courthouse | 13-A1-D3040-120-FCU03 | FAN COIL UNIT 3 | TRANE | 88051 | 20C | OM00028494 | NA | BASEMENT | DNA | DNA | DNA | 1/2 | 120 | DNA | Electric | 1 | NA | NA | \Classifications\Building System Class\D30-HVAC Systems\D3040 - Distribution SYS\Fan Coil Unit - FCU | 1013118
13-A1 | 13-A1 Imperial County Courthouse | 13-A1-D3040-120-FCU05 | FAN COIL UNIT 5 | TRANE | 16333 | 62F | OM00028874 | NA | BASEMENT | DNA | DNA | DNA | 1/2 | 120 | DNA | Electric | 1 | NA | NA | \Classifications\Building System Class\D30-HVAC Systems\D3040 - Distribution SYS\Fan Coil Unit - FCU | 1013119
13-A1 | 13-A1 Imperial County Courthouse | 13-A1-D3040-120-FCU07 | FAN COIL UNIT 7 | TRANE | C16351 | 62 | OM00028877 | NA | BASEMENT | 4L300 | 1-10X35X2 | DNA | 1/4 | 110 | 5 | Electric | 1 | NA | NA | \Classifications\Building System Class\D30-HVAC Systems\D3040 - Distribution SYS\Fan Coil Unit - FCU | 1013120
13-A1 | 13-A1 Imperial County Courthouse | 13-A1-D3040-120-FCU08 | FAN COIL UNIT 8 | TRANE | 16378 | 92F | OM00028878 | NA | BASEMENT | DNA | DNA | DNA | 1/2 | 120 | DNA | Electric | 1 | NA | NA | \Classifications\Building System Class\D30-HVAC Systems\D3040 - Distribution SYS\Fan Coil Unit - FCU | 1013121
13-A1 | 13-A1 Imperial County Courthouse | 13-A1-D3040-120-FCU09 | FAN COIL UNIT 9 | TRANE | 16339 | 62F | OM00028879 | NA | BASEMENT | DNA | DNA | DNA | 1/2 | 120 | DNA | Electric | 1 | NA | NA | \Classifications\Building System Class\D30-HVAC Systems\D3040 - Distribution SYS\Fan Coil Unit - FCU | 1013122
13-A1 | 13-A1 Imperial County Courthouse | 13-A1-D3040-120-FCU10 | FAN COIL UNIT 10 | TRANE | DNA | 62F | OM00028875 | NA | BASEMENT | DNA | DNA | DNA | 1/2 | 120 | DNA | Electric | 1 | NA | NA | \Classifications\Building System Class\D30-HVAC Systems\D3040 - Distribution SYS\Fan Coil Unit - FCU | 1013123
13-A1 | 13-A1 Imperial County Courthouse | 13-A1-D3040-120-FCU12 | FAN COIL UNIT 12 | TRANE | DNA | 92F | OM00028496 | NA | FIRST FLOOR - INTERIOR WALL | DNA | DNA | DNA | 1/2 | 120 | DNA | Electric | 1 | NA | NA | \Classifications\Building System Class\D30-HVAC Systems\D3040 - Distribution SYS\Fan Coil Unit - FCU | 1013125
13-A1 | 13-A1 Imperial County Courthouse | 13-A1-D3040-120-FCU13 | FAN COIL UNIT 13 | TRANE | DNA | 32F | OM00028499 | NA | FIRST FLOOR - INTERIOR WALL | DNA | DNA | DNA | 1/2 | 120 | DNA | Electric | 1 | NA | NA | \Classifications\Building System Class\D30-HVAC Systems\D3040 - Distribution SYS\Fan Coil Unit - FCU | 1013126
13-A1 | 13-A1 Imperial County Courthouse | 13-A1-D3040-120-FCU14 | FAN COIL UNIT 14 | TRANE | 16362 | 92F | OM00028500 | NA | FIRST FLOOR - INTERIOR WALL | DNA | DNA | DNA | 1/2 | 120 | DNA | Electric | 1 | NA | NA | \Classifications\Building System Class\D30-HVAC Systems\D3040 - Distribution SYS\Fan Coil Unit - FCU | 1013127
13-A1 | 13-A1 Imperial County Courthouse | 13-A1-D3040-120-FCU15 | FAN COIL UNIT 15 | TRANE | DNA | 32F | OM00028501 | NA | FIRST FLOOR - INTERIOR WALL | DNA | DNA | DNA | 1/2 | 120 | DNA | Electric | 1 | NA | NA | \Classifications\Building System Class\D30-HVAC Systems\D3040 - Distribution SYS\Fan Coil Unit - FCU | 1013128
13-A1 | 13-A1 Imperial County Courthouse | 13-A1-D3040-120-FCU16 | FAN COIL UNIT 16 | TRANE | 16364 | 92F | OM00028502 | NA | FIRST FLOOR - INTERIOR WALL | DNA | DNA | DNA | 1/2 | 120 | DNA | Electric | 1 | NA | NA | \Classifications\Building System Class\D30-HVAC Systems\D3040 - Distribution SYS\Fan Coil Unit - FCU | 1013129
13-A1 | 13-A1 Imperial County Courthouse | 13-A1-D3040-120-FCU17 | FAN COIL UNIT 17 | TRANE | 16338 | 62F | OM00028503 | NA | FIRST FLOOR - INTERIOR WALL | DNA | DNA | DNA | 1/2 | 120 | DNA | Electric | 1 | NA | NA | \Classifications\Building System Class\D30-HVAC Systems\D3040 - Distribution SYS\Fan Coil Unit - FCU | 1013130
13-A1 | 13-A1 Imperial County Courthouse | 13-A1-D3040-120-FCU18 | FAN COIL UNIT 18 | TRANE | 16345 | 62F | OM00014343 | NA | FIRST FLOOR - INTERIOR WALL | DNA | DNA | DNA | 1/2 | 120 | DNA | Electric | 1 | NA | NA | \Classifications\Building System Class\D30-HVAC Systems\D3040 - Distribution SYS\Fan Coil Unit - FCU | 1013131
13-A1 | 13-A1 Imperial County Courthouse | 13-A1-D3040-120-FCU19 | FAN COIL UNIT 19 | TRANE | 16346 | 62F | OM00014342 | NA | FIRST FLOOR - INTERIOR WALL | DNA | DNA | DNA | 1/2 | 120 | DNA | Electric | 1 | NA | NA | \Classifications\Building System Class\D30-HVAC Systems\D3040 - Distribution SYS\Fan Coil Unit - FCU | 1013132
13-A1 | 13-A1 Imperial County Courthouse | 13-A1-D3040-120-FCU20 | FAN COIL UNIT 20 | TRANE | 16372 | 92F | OM00014341 | NA | FIRST FLOOR - INTERIOR WALL | DNA | DNA | DNA | 1/2 | 120 | DNA | Electric | 1 | NA | NA | \Classifications\Building System Class\D30-HVAC Systems\D3040 - Distribution SYS\Fan Coil Unit - FCU | 1013133
13-A1 | 13-A1 Imperial County Courthouse | 13-A1-D3040-120-FCU21 | FAN COIL UNIT 21 | TRANE | 16354 | 62F | OM00014340 | NA | FIRST FLOOR - INTERIOR WALL | DNA | DNA | DNA | 1/2 | 120 | DNA | Electric | 1 | NA | NA | \Classifications\Building System Class\D30-HVAC Systems\D3040 - Distribution SYS\Fan Coil Unit - FCU | 1013134
13-A1 | 13-A1 Imperial County Courthouse | 13-A1-D3040-120-FCU22 | FAN COIL UNIT 22 | TRANE | DNA | 32F | OM00028911 | NA | SECOND FLOOR - INTERIOR WALL | DNA | DNA | DNA | 1/2 | 120 | DNA | Electric | 1 | NA | NA | \Classifications\Building System Class\D30-HVAC Systems\D3040 - Distribution SYS\Fan Coil Unit - FCU | 1013135
13-A1 | 13-A1 Imperial County Courthouse | 13-A1-D3040-120-FCU23 | FAN COIL UNIT 23 | TRANE | DNA | 20C | OM00028514 | NA | SECOND FLOOR - INTERIOR WALL | DNA | DNA | DNA | 1/2 | 120 | DNA | Electric | 1 | NA | NA | \Classifications\Building System Class\D30-HVAC Systems\D3040 - Distribution SYS\Fan Coil Unit - FCU | 1013136
13-A1 | 13-A1 Imperial County Courthouse | 13-A1-D3040-120-FCU24 | FAN COIL UNIT 24 | TRANE | 16349 | 62F | OM00028515 | NA | SECOND FLOOR - INTERIOR WALL | DNA | DNA | DNA | 1/2 | 120 | DNA | Electric | 1 | NA | NA | \Classifications\Building System Class\D30-HVAC Systems\D3040 - Distribution SYS\Fan Coil Unit - FCU | 1013137
13-A1 | 13-A1 Imperial County Courthouse | 13-A1-D3040-120-FCU25 | FAN COIL UNIT 25 | TRANE | DNA | 62F | OM00028522 | NA | SECOND FLOOR - INTERIOR WALL | DNA | DNA | DNA | 1/2 | 120 | DNA | Electric | 1 | NA | NA | \Classifications\Building System Class\D30-HVAC Systems\D3040 - Distribution SYS\Fan Coil Unit - FCU | 1013138
13-A1 | 13-A1 Imperial County Courthouse | 13-A1-D3040-120-FCU26 | FAN COIL UNIT 26 | TRANE | 16344 | 62F | OM00014338 | NA | SECOND FLOOR - INTERIOR WALL | DNA | DNA | DNA | 1/2 | 120 | DNA | Electric | 1 | NA | NA | \Classifications\Building System Class\D30-HVAC Systems\D3040 - Distribution SYS\Fan Coil Unit - FCU | 1013139
13-A1 | 13-A1 Imperial County Courthouse | 13-A1-D3040-120-FCU27 | FAN COIL UNIT 27 | TRANE | 16337 | 62F | OM00028518 | NA | SECOND FLOOR - INTERIOR WALL | DNA | DNA | DNA | 1/2 | 120 | DNA | Electric | 1 | NA | NA | \Classifications\Building System Class\D30-HVAC Systems\D3040 - Distribution SYS\Fan Coil Unit - FCU | 1013140
13-A1 | 13-A1 Imperial County Courthouse | 13-A1-D3040-120-FCU28 | FAN COIL UNIT 28 | TRANE | 16367 | 92F | OM00028517 | NA | SECOND FLOOR - INTERIOR WALL | DNA | DNA | DNA | 1/2 | 120 | DNA | Electric | 1 | NA | NA | \Classifications\Building System Class\D30-HVAC Systems\D3040 - Distribution SYS\Fan Coil Unit - FCU | 1013141
13-A1 | 13-A1 Imperial County Courthouse | 13-A1-D3040-120-FCU29 | FAN COIL UNIT 29 | TRANE | 16353 | 62F | OM00014337 | NA | SECOND FLOOR - INTERIOR WALL | DNA | DNA | DNA | 1/2 | 120 | DNA | Electric | 1 | NA | NA | \Classifications\Building System Class\D30-HVAC Systems\D3040 - Distribution SYS\Fan Coil Unit - FCU | 1013142
13-A1 | 13-A1 Imperial County Courthouse | 13-A1-D3040-120-FCU30 | FAN COIL UNIT 30 | TRANE | 16335 | 62F | OM00028512 | NA | SECOND FLOOR - INTERIOR WALL | DNA | DNA | DNA | 1/2 | 120 | DNA | Electric | 1 | NA | NA | \Classifications\Building System Class\D30-HVAC Systems\D3040 - Distribution SYS\Fan Coil Unit - FCU | 1013143
13-A1 | 13-A1 Imperial County Courthouse | 13-A1-D3040-120-FCU31 | FAN COIL UNIT 31 | TRANE | 16342 | 62F | OM00014335 | NA | SECOND FLOOR - INTERIOR WALL | DNA | DNA | DNA | 1/2 | 120 | DNA | Electric | 1 | NA | NA | \Classifications\Building System Class\D30-HVAC Systems\D3040 - Distribution SYS\Fan Coil Unit - FCU | 1013144
13-A1 | 13-A1 Imperial County Courthouse | 13-A1-D3040-120-FCU32 | FAN COIL UNIT 32 | TRANE | 88043 | 20F | OM00014336 | NA | SECOND FLOOR - INTERIOR WALL | DNA | DNA | DNA | 1/2 | 120 | DNA | Electric | 1 | NA | NA | \Classifications\Building System Class\D30-HVAC Systems\D3040 - Distribution SYS\Fan Coil Unit - FCU | 1013145
13-A1 | 13-A1 Imperial County Courthouse | 13-A1-D3040-120-FCU33 | FAN COIL UNIT 33 | FIRST CO | D09A566159 | 20MB | OM00028870 | NA | BASEMENT - PHONE ROOM | DNA | DNA | DNA | 1/2 | 120 | 10.7 | Electric | 1 | NA | NA | \Classifications\Building System Class\D30-HVAC Systems\D3040 - Distribution SYS\Fan Coil Unit - FCU | 1013146
13-A1 | 13-A1 Imperial County Courthouse | 13-A1-D3040-120-FCU34 | FAN COIL UNIT 34 | FIRST CO | P09A566157 | 20MB | OM00028871 | NA | ATTIC, SECOND FLOOR | DNA | (1)20X25X1 | DNA | 3/4 | 120 | 10 | Electric | 1 | NA | NA | \Classifications\Building System Class\D30-HVAC Systems\D3040 - Distribution SYS\Fan Coil Unit - FCU | 1013147
13-A1 | 13-A1 Imperial County Courthouse | 13-A1-D3040-120-FCU35 | FAN COIL UNIT 35 | FIRST CO | P09A566161 | 20MB | OM00028872 | NA | ATTIC, SECOND FLOOR | DNA | (1) 20X25X1 | DNA | 3/4 | 120 | 10 | Electric | 1 | NA | NA | \Classifications\Building System Class\D30-HVAC Systems\D3040 - Distribution SYS\Fan Coil Unit - FCU | 1013148
13-A1 | 13-A1 Imperial County Courthouse | 13-A1-D3040-120-FCU36 | FAN COIL UNIT 36 | FIRST CO | P09A566163 | 20MB | OM00028873 | NA | ATTIC, SECOND FLOOR | DNA | (1)20X25X1 | DNA | 3/4 | 120 | 10 | Electric | 1 | NA | NA | \Classifications\Building System Class\D30-HVAC Systems\D3040 - Distribution SYS\Fan Coil Unit - FCU | 1013149
13-A1 | 13-A1 Imperial County Courthouse | 13-A1-D3040-120-FCU41 | FAN COIL UNIT 41 | FIRST CO | D09A566165 | 20MB | OM00028869 | NA | BASEMENT - PHONE ROOM | DNA | DNA | DNA | 3/4 | 120 | 10.7 | Electric | 1 | NA | NA | \Classifications\Building System Class\D30-HVAC Systems\D3040 - Distribution SYS\Fan Coil Unit - FCU | 1013154
13-A1 | 13-A1 Imperial County Courthouse | 13-A1-D3050-210-PKU02 | PACKAGE UNIT 2 | HEIL | E043769736 | CHC060LCB | OM00014325 | NA | ROOF | DNA | DNA | R-22 | 1/4 | 460 | 20 | Electric | 3 | NA | NA | \Classifications\Building System Class\D30-HVAC Systems\D3050 - Package SYS\Package Unit - PKU | 1013171
13-A1 | 13-A1 Imperial County Courthouse | 13-A1-D3050-210-PKU03 | PACKAGE UNIT 3 | HEIL | W1C1845314 | YHJD6054454A | OM00028523 | NA | ROOF | DNA | DNA | R-410A | 1/4 | 460 | 12 | Electric | 3 | NA | NA | \Classifications\Building System Class\D30-HVAC Systems\D3050 - Package SYS\Package Unit - PKU | 1013172
13-A1 | 13-A1 Imperial County Courthouse | 13-A1-D3041-110-AHU05 | AIR HANDLER UNIT 5 | MC QUAY | DNA | LSL106CH | OM00028506 | NA | ATTIC | DNA | (4) 20X25X2 | NA | 5 | 220 | DNA | Electric | 3 | NA | NA | \Classifications\Building System Class\D30-HVAC Systems\D3040 - Distribution SYS\Air Handling Unit - AHU | 1013173
13-A1 | 13-A1 Imperial County Courthouse | 13-A1-D5010-200-ESD01 | MAIN SWITCH BOARD | SQUARE D | 700864 | 4880445 | OM00028855 | DNA | BASEMENT - CENTRAL PLANT | NA | NA | NA | NA | 240 | 2400 | Electric | 3 | NA | NA | \Classifications\Building System Class\D50-Electrical SYS\D5010 - Elec Service & Dist\Electical Service and Distribution - ESD | 1013175
13-A1 | 13-A1 Imperial County Courthouse | 13-A1-D3021-130-BLR01 | BOILER GAS | PARKER BOILER | DNA | WH-1900 | OM00028856 | DNA | BASEMENT - CENTRAL PLANT | NA | NA | NA | DNA | 115 | DNA | Natural gas | 1 | 1,900,000 | 1,520,000 | \Classifications\Building System Class\D30-HVAC Systems\D3020 - Heat SYS\Boiler,Hot Water,Oil/Gas/Comb. - BLR | 1013178
13-A1 | 13-A1 Imperial County Courthouse | 13-A1-D3041-110-AHU06 | AIR HANDLER UNIT 6 | MC QUAY | DNA | LSL106CH | OM00028507 | NA | ATTIC | DNA | (4) 20X25X2 | NA | 5 | 220 | DNA | Electric | 3 | NA | NA | \Classifications\Building System Class\D30-HVAC Systems\D3040 - Distribution SYS\Air Handling Unit - AHU | 1013228
13-A1 | 13-A1 Imperial County Courthouse | 13-A1-D3041-110-AHU07 | AIR HANDLER UNIT 7 | MC QUAY | DNA | LSL106CH | OM00028508 | NA | ATTIC | DNA | (4) 20X25X2 | NA | 5 | 220 | DNA | Electric | 3 | NA | NA | \Classifications\Building System Class\D30-HVAC Systems\D3040 - Distribution SYS\Air Handling Unit - AHU | 1013229
13-A1 | 13-A1 Imperial County Courthouse | 13-A1-D3041-110-AHU08 | AIR HANDLER UNIT 8 | MC QUAY | DNA | LSL106CH | OM00028509 | NA | ATTIC | DNA | (4)20X25X2 | NA | 5 | 220 | DNA | Electric | 3 | NA | NA | \Classifications\Building System Class\D30-HVAC Systems\D3040 - Distribution SYS\Air Handling Unit - AHU | 1013230
13-A1 | 13-A1 Imperial County Courthouse | 13-A1-D3041-110-AHU09 | AIR HANDLER UNIT 9 | MC QUAY | DNA | LSL106CH | OM00028510 | NA | ATTIC | DNA | (4)20X25X2 | NA | 5 | 220 | DNA | Electric | 3 | NA | NA | \Classifications\Building System Class\D30-HVAC Systems\D3040 - Distribution SYS\Air Handling Unit - AHU | 1013231
13-A1 | 13-A1 Imperial County Courthouse | 13-A1-D3030-110-CTW04 | Cooling Tower #2 | Baltimore Air Coil | U136540701-01 | FXT-095 | OM00028902 |  | Grounds - East Corner of Building | 2 - B124 | NA | NA | NA | 480 | DNA | NA | DNA | NA | NA | \Classifications\Building System Class\D30-HVAC Systems\D3030 - Cooling SYS\Cooling Tower - CTW | 1018014
13-A1 | 13-A1 Imperial County Courthouse | 13-A1-D3030-110-CTW03 | Cooling Tower #1 | Baltimore Air Coil | U13654072-01 | FXT-095 | OM00028901 |  | Grounds - East Corner of Building | 2 - B124 | NA | NA | NA | 480 | DNA | NA | DNA | NA |  | \Classifications\Building System Class\D30-HVAC Systems\D3030 - Cooling SYS\Cooling Tower - CTW | 1018013
13-A1 | 13-A1 Imperial County Courthouse | 13-A1-D3031-130-CLR04 | Refrigerant Compressor (CLR04) | Multistack | ADO1-100, - ADO1-102 | MS030XC2H2W2AAC-410A, MS050XC2H2W2AAC-410A | OM00028908 |  | Basement Electrical & HVAC Unit | NA | NA | R-410A | NA | 480 | DNA | Electric | DNA | NA | NA | \Classifications\Building System Class\D30-HVAC Systems\D3030 - Cooling SYS\Chiller, Water Cooled - CLR | 1019339
13-A1 | 13-A1 Imperial County Courthouse | 13-A1-D3040-120-FCU48 | Fan Coil Unit 48 | First Co. | W03B394301 | 12MB | OM00028906 |  | Basement Electrical & HVAC Unit | NA | 20X22X1 | NA | 1/3 | 480 | DNA | Electric | DNA | NA | NA | \Classifications\Building System Class\D30-HVAC Systems\D3040 - Distribution SYS\Fan Coil Unit - FCU | 1019340
13-A1 | 13-A1 Imperial County Courthouse | 13-A1-D3040-120-FCU49 | Fan Coil Unit 49 | First Co. | W09B505638 | 60SHW4-E2RH | OM00028909 |  | Second Floor Dept 8 | NA | (4) 20X20X1 | NA | 1 | 240 | DNA | Electric | DNA | NA | NA | \Classifications\Building System Class\D30-HVAC Systems\D3040 - Distribution SYS\Fan Coil Unit - FCU | 1019341
13-A1 | 13-A1 Imperial County Courthouse | 13-A1-D3050-250-ACU50 | Mini Split Unit 50 | Goodman | 0312763230 | HDC24-1A | OM00028868 |  | Janitorial Room Basement | NA | Washable | R-22 | 1/4 | 240 | DNA | Electric | DNA | NA | NA | \Classifications\Building System Class\D30-HVAC Systems\D3050 - Package SYS\Air Conditioning,Split System - ACU | 1019342
13-A1 | 13-A1 Imperial County Courthouse | 13-A1-D3050-250-ACU51 | Condenser Unit 51 | Grandaire | X132976244 | WCA3604GKC100 | OM00028910 |  | Basement Data Server Room | NA | 2 - 14X20X1 | R-410A | 5 HP | 240 | DNA | Electric | DNA | NA | NA | \Classifications\Building System Class\D30-HVAC Systems\D3050 - Package SYS\Air Conditioning,Split System - ACU | 1019343
13-A1 | 13-A1 Imperial County Courthouse | 13-A1-D3031-130-CLR03 | Refrigerant Compressor (CLR03) | Multistack | AD01-101, AD01-103 | MS030XC2H2W2AAC-410A, MS050XC2H2W2AAC-410A | OM00028907 |  | Basement Electrical & HVAC Unit | NA | NA | R-410A | NA | 480 | DNA | Electric | DNA | NA | NA | \Classifications\Building System Class\D30-HVAC Systems\D3030 - Cooling SYS\Chiller, Water Cooled - CLR | 1019346
13-A1 | 13-A1 Imperial County Courthouse | 13-A1-D3050-250-ACU58 | ACU Split System | RUUD | W491742832 | RP1460AD1NA | OM00014332 |  | Roof Top | NA | 20X20X1 | R-410 | 5 | 480 | 7.1 | Electric | 3 | NA | NA | \Classifications\Building System Class\D30-HVAC Systems\D3050 - Package SYS\Air Conditioning,Split System - ACU | 1022468
13-A1 | 13-A1 Imperial County Courthouse | 13-A1-D3040-120-FCU52 | Fan Coil Unit FCU52 | Russell | B93962 | HAH-1844 | OM00028912 |  | Second Floor East Clerk's | A58 | 2 - 20X20X1 | NA | NA | 110 | DNA | Electric | 1 | NA | NA | \Classifications\Building System Class\D30-HVAC Systems\D3040 - Distribution SYS\Fan Coil Unit - FCU | 1022470
13-A1 | 13-A1 Imperial County Courthouse | 13-A1-D3040-120-FCU53 | Fan Coil Unit FCU53 | Trane | B88063 | 20C | OM00028900 |  | Second Floor Small Conference | 4L300 | 1- 10X35X1 | NA | NA | 120 | 2 | NA | 1 | NA | NA | \Classifications\Building System Class\D30-HVAC Systems\D3040 - Distribution SYS\Fan Coil Unit - FCU | 1022471
13-A1 | 13-A1 Imperial County Courthouse | 13-A1-D3040-120-FCU54 | Fan Coil Unit FCU54 | Trane | C16336 | 62F | OM00028890 |  | Chamber D-9 | 4L300 | 1- 10X35X2 | NA | .25 | 110 | 5.8 | Electric | 1 | NA | NA | \Classifications\Building System Class\D30-HVAC Systems\D3040 - Distribution SYS\Fan Coil Unit - FCU | 1022472
13-A1 | 13-A1 Imperial County Courthouse | 13-A1-D3040-120-FCU55 | Fan Coil Unit FCU55 | Day & Night | ACFMA-44156 | 36VHFCW-8 | OM00025517 |  | Chamber D-7 | NA | 2 -20X20X1 | NA | NA | 110 | 3.5 | Electric | 1 | NA | NA | \Classifications\Building System Class\D30-HVAC Systems\D3040 - Distribution SYS\Fan Coil Unit - FCU | 1022473
13-A1 | 13-A1 Imperial County Courthouse | 13-A1-D3040-120-FCU56 | Fan Coil Unit FCU56 | Trane | C16335 | 62F | OM00014339 |  | 2nd Floor, Jury Room D-9 | 4L300 | 1- 10X35X2 | NA | 1/4 | 110 | 5 | Electric | 1 | NA | NA | \Classifications\Building System Class\D30-HVAC Systems\D3040 - Distribution SYS\Fan Coil Unit - FCU | 1022474
13-A1 | 13-A1 Imperial County Courthouse | 13-A1-D3040-120-FCU57 | Fan Coil Unit FCU57 | Day & Night | 0469-83084 | 36VHFCW-8 | OM00014345 |  | 2nd Floor, next To Break Room | NA | 2- 20X20X1 | NA | 1/3 | 110 | DNA | Electric | 1 | NA | NA | \Classifications\Building System Class\D30-HVAC Systems\D3040 - Distribution SYS\Fan Coil Unit - FCU | 1022475
13-A1 | 13-A1 Imperial County Courthouse | 13-A1-D3050-250-ACU01 | ACU01 | Mitsubishi | 2001434 | MSZ-D36NA | OM00028889 |  | Basement Back Entrance | NA | NA | R-410 | NA | 240 | DNA | Electric | 1 | DNA | 36,000 | \Classifications\Building System Class\D30-HVAC Systems\D3050 - Package SYS\Air Conditioning,Split System - ACU | 1022476
13-A1 | 13-A1 Imperial County Courthouse | 13-A1-D3050-250-ACU05 | ACU05 | Tempstar | E134407316 | N4H360GLF100 | OM00028904 |  | Court Room Dept 9 | NA | 2 -16X25X2 | R410A | 5 | 480 | 20 | Electric | 3 | DNA | 60,000 | \Classifications\Building System Class\D30-HVAC Systems\D3050 - Package SYS\Air Conditioning,Split System - ACU | 1022477
13-A1 | 13-A1 Imperial County Courthouse | 13-A1-D3050-250-ACU06 | ACU06 | DNA | E132802512 | N4H360GLF100 | OM00028905 |  | Court Room Dept 7 | NA | 2- 16X25X2 | R410A | 5 | 480 | 20 | Electric | 3 | DNA | 60,000 | \Classifications\Building System Class\D30-HVAC Systems\D3050 - Package SYS\Air Conditioning,Split System - ACU | 1022478
13-A1 | 13-A1 Imperial County Courthouse | 13-A1-D3031-100-PCH02 | Pump Chilled Water - PCH02 | DNA | DNA | DNA | OM00028891 |  | Basement HVAC Equipment | NA | NA | NA | 7.5 | 480 | 2 | Electric | 3 | NA | NA | \Classifications\Building System Class\D30-HVAC Systems\D3030 - Cooling SYS\Chilled Water Pump - PCH | 1022479
13-A1 | 13-A1 Imperial County Courthouse | 13-A1-D3031-100-PCH03 | Pump Chilled Water - PCH03 | DNA | DNA | DNA | OM00028890(DUPLICATE) |  | DNA | NA | NA | NA | 7.5 | 480 | 2 | Electric | DNA | NA | NA | \Classifications\Building System Class\D30-HVAC Systems\D3030 - Cooling SYS\Chilled Water Pump - PCH | 1022480
13-A1 | 13-A1 Imperial County Courthouse | 13-A1-D2023-100-BFP02 | (Irrigation) Back Water Flow | Wilkins | 3522926 | 975XL2 | OM00028881 |  | Grounds, Northeast Of Building | NA | NA | NA | NA | NA | NA | NA | NA | NA | NA | \Classifications\Building System Class\D20-Plumbing\D2020 - Domestic Water\Backflow Preventer - BFP | 1022482
13-A1 | 13-A1 Imperial County Courthouse | 13-A1-B2034-400-DOH01 | Door DOH01 | DNA | DNA | DNA | DNA |  | DNA | NA | NA | NA | NA | DNA | DNA | DNA | DNA | NA | NA | \Classifications\Building System Class\B20-General Building Exterior\B2030 - Exterior Doors\Door,Overhead-Shutter,Manual,Elec,Roll-up - DOH | 1022484
13-A1 | 13-A1 Imperial County Courthouse | 13-A1-B2034-400-DOH02 | Door DOH02 | DNA | DNA | DNA | DNA |  | DNA | NA | NA | NA | NA | DNA | DNA | DNA | DNA | NA | NA | \Classifications\Building System Class\B20-General Building Exterior\B2030 - Exterior Doors\Door,Overhead-Shutter,Manual,Elec,Roll-up - DOH | 1022485
13-A1 | 13-A1 Imperial County Courthouse | 13-A1-B2034-400-DOH03 | Door DOH03 | DNA | DNA | DNA | DNA |  | DNA | NA | NA | NA | NA | DNA | DNA | DNA | DNA | NA | NA | \Classifications\Building System Class\B20-General Building Exterior\B2030 - Exterior Doors\Door,Overhead-Shutter,Manual,Elec,Roll-up - DOH | 1022486
13-A1 | 13-A1 Imperial County Courthouse | 13-A1-D2023-100-BFP01 | (Domestic) Back Water Flow | Wilkins | 76617 | 3 | OM00028880 |  | Grounds, North Corner | NA | NA | NA | NA | NA | NA | NA | NA | NA | NA | \Classifications\Building System Class\D20-Plumbing\D2020 - Domestic Water\Backflow Preventer - BFP | 1022481
13-A1 | 13-A1 Imperial County Courthouse | 13-A1-D2022-100-HWE01 | Water Heater - HWE01 | Rheem | 0187066157 | 68V-6S | OM00028899 |  | Over Dept. 1 | NA | NA | NA | NA | 110 | DNA | Electric | DNA | NA | NA | \Classifications\Building System Class\D20-Plumbing\D2020 - Domestic Water\Domestic Water Heater, Electric - HWE | 1022483
13-A1 | 13-A1 Imperial County Courthouse | 13-A1-B2034-400-DOH04 | Door DOH04 | DNA | DNA | DNA | DNA |  | DNA | NA | NA | NA | NA | DNA | DNA | DNA | DNA | NA |  | \Classifications\Building System Class\B20-General Building Exterior\B2030 - Exterior Doors\Door,Overhead-Shutter,Manual,Elec,Roll-up - DOH | 1022487
13-A1 | 13-A1 Imperial County Courthouse | 13-A1-D2023-310-HWP01 | Hot Water Pump HWP01 | Baldor | 1883741 | 4BF15035 | OM00028857 |  | Basement HVAC Room | NA | NA | NA | 6 | DNA | 5 | Electric | 3 | NA | NA | \Classifications\Building System Class\D20-Plumbing\D2020 - Domestic Water\Domestic Hot Water Circulating Pump - HWP | 1022488
13-A1 | 13-A1 Imperial County Courthouse | 13-A1-D5037-710-FAP02 | Fire Alarm pan | Honeywell | 19807561 | DNA | OM00028893 |  | Basement Electrical Room | NA | NA | NA | NA | DNA | 115 | Electric | 1 | NA | NA | \Classifications\Building System Class\D50-Electrical SYS\D5030 - Comm & Security\Fire Alarm Panel - FAP | 1022489
13-A1 | 13-A1 Imperial County Courthouse | 13-A1-D2023-310-WBS01 | Water Booster Pump WBS01 | Goulds | M1062518 | 3656 | OM00028898 |  | Northeast Of Building | NA | NA | NA | NA | 240 | DNA | Electric | 3 | NA | NA | \Classifications\Building System Class\D20-Plumbing\D2020 - Domestic Water\Domestic Water Booster System - WBS | 1022490
13-A1 | 13-A1 Imperial County Courthouse | 13-A1-D2040-100-PSU01 | Sump Pump PSU01 | DNA | DNA | DNA | OM00028897 |  | Northwest Of Building | NA | NA | NA | DNA | 110 | DNA | Electric | 1 | NA | NA | \Classifications\Building System Class\D20-Plumbing\D2040 - Rain Drain\Sump Pump - PSU | 1022491
13-A1 | 13-A1 Imperial County Courthouse | 13-A1-D2040-100-PSU02 | Sump Pump PSU02 | DNA | DNA | DNA | OM00028896 |  | Northeast | NA | NA | NA | DNA | 110 | DNA | Electric | 1 | NA | NA | \Classifications\Building System Class\D20-Plumbing\D2040 - Rain Drain\Sump Pump - PSU | 1022492
13-A1 | 13-A1 Imperial County Courthouse | 13-A1-D2090-670-WLR01 | Water Treatment WLR01 | Purfux | DNA | DNA | OM00028894 |  | Southeast Of Building | NA | NA | NA | NA | 110 | DNA | Electric | 1 | NA | NA | \Classifications\Building System Class\D20-Plumbing\D2090 - Other Plumbing SYS\Water Treatment,Chlorine - WLR | 1022493
13-A1 | 13-A1 Imperial County Courthouse | 13-A1-D2090-670-WLR02 | Water Treatment WLR02 | Mirco Flex | D910CF596 | DNA | OM00028895 |  | Southeast Of Building | NA | NA | NA | NA | 110 | DNA | Electric | 1 | NA | NA | \Classifications\Building System Class\D20-Plumbing\D2090 - Other Plumbing SYS\Water Treatment,Chlorine - WLR | 1022494
13-A1 | 13-A1 Imperial County Courthouse | 13-A1-D3060-100-RDS01 | Refrigerant Detection System RDS01 | Toxalert | CH-446,051 | A14N126 | OM00028892 |  | Basement HVAC Equipment Room | NA | NA | NA | NA | 110 | DNA | Electric | 1 | NA | NA | \Classifications\Building System Class\D30-HVAC Systems\D3060 - Control & Inst Air\Refrigerant Leak Detection System - RDS | 1022495
13-D1 | 13-D1 Winterhaven Court | 13-D1-D3050-210-PKU02 | A/C PKU02 | Concord | 1602L12818 | RPH10C36DB-5A | OM00002305 | NA | Roof, North A/C | DNA | 1-20X25X1 | R-22 | 3 | 230 | 25 | Electric and natural gas | 3 | 36,000 | NA | \Classifications\Building System Class\D30-HVAC Systems\D3050 - Package SYS\Package Unit - PKU | EQ-1002792
13-D1 | 13-D1 Winterhaven Court | 13-D1-D2018-100-DKF01 | Drinking Fountain DKF01 | DNA | DNA | DNA | OM00002307 | NA | Hallway | NA | NA | NA | NA | NA | NA | NA | NA | NA | NA | \Classifications\Building System Class\D20-Plumbing\D2010 - Plumb Fix\Drink Fountain (Refr Indvl Wtrcooler) - DKF | EQ-1002793
13-D1 | 13-D1 Winterhaven Court | 13-D1-D5092-250-EML02 | Emergency Light EML02 | NA | NA | NA | OM00028525 |  | Court Room | NA | NA | NA | NA | 115 | DNA | Electric | 1 | NA | NA | \Classifications\Building System Class\D50-Electrical SYS\D5090 - Elec SYS\Emergency And Exit Lighting - EML | EQ-1002795
13-D1 | 13-D1 Winterhaven Court | 13-D1-D4031-100-FEX02 | Fire Extinguisher FEX02 | NA | NA | NA | OM00002308 |  | Court Room | NA | NA | NA | NA | NA | NA | NA | NA | NA | NA | \Classifications\Building System Class\D40-Fire Protection SYS\D4030 - FIRE SPEC\Fire Extinguisher - FEX | EQ-1002797
13-D1 | 13-D1 Winterhaven Court | 13-D1-D5037-710-FAP01 | Fire Control Panel FAP01 | DNA | DNA | DNA | OM00002310 | NA | FIRST FLOOR - Electical Room | NA | NA | NA | NA | 115 | DNA | Electric | 1 | NA | NA | \Classifications\Building System Class\D50-Electrical SYS\D5030 - Comm & Security\Fire Alarm Panel - FAP | EQ-1002798
13-D1 | 13-D1 Winterhaven Court | 13-D1-D5010-200-ESD01 | Main Disc Elect Panel SBR01 | SQUARE D | DNA | DNA | OM00002309 | NA | FIRST FLOOR - Electical Room | NA | NA | NA | NA | 115/220 | 200 | Electric | DNA | NA | NA | \Classifications\Building System Class\D50-Electrical SYS\D5010 - Elec Service & Dist\Electical Service and Distribution - ESD | EQ-1002799
13-D1 | 13-D1 Winterhaven Court | 13-D1-B2010-100-BLD01 | Building Structure | NA | NA | NA | OM00028527 | NA | All | NA | NA | NA | NA | NA | NA | NA | NA | NA | NA | \Classifications\Building System Class\B20-General Building Exterior\B2010 - Exterior Walls\Building - BLD | EQ-1007265
13-D1 | 13-D1 Winterhaven Court | 13-D1-B3010-100-RUF01 | Roofing Systems | NA | NA | NA | OM00028526 |  | Roof | NA | NA | NA | NA | NA | NA | NA | NA | NA | NA | \Classifications\Building System Class\B30-Roofing\B3010 - Roof Types\Roof - RUF | EQ-1007442
13-D1 | 13-D1 Winterhaven Court | 13-D1-D3050-210-PKU03 | PACKAGE UNIT #1 | TRANE | G081951375 | PHZ360000K00A1 | OM00014126 |  | ROOF | DNA | DNA | R-410A | DNA | 230 | 42 | Electric | 1 | NA | NA | \Classifications\Building System Class\D30-HVAC Systems\D3050 - Package SYS\Package Unit - PKU | 1013638
13-E2 | 13-E2 Brawley Court | 13-E2-D3050-210-PKU03 | RooftopPackageA/C PKU03 | Trane | 2251LAP2H | YCP024F1LOAB | OM00002318 | NA | Roof | DNA | (2) 20X25X2 | R-22 | 2 1/4 | 230 | 9.1 | Electricity and natural gas | 3 | 38000 | 30000 | \Classifications\Building System Class\D30-HVAC Systems\D3050 - Package SYS\Package Unit - PKU | EQ-1002919
13-E2 | 13-E2 Brawley Court | 13-E2-D3050-210-PKU01 | RooftopPackageA/C PKU01 | Trane | 241100083L | YHC102A3RLA0TC0 | OM00002319 | NA | ROOF 1ST FLOOR | VEX32 | 4- 20X25X2 | R-22 | 3 | 230 | 9.4 | Electric and natural gas | 3 | NA | NA | \Classifications\Building System Class\D30-HVAC Systems\D3050 - Package SYS\Package Unit - PKU | EQ-1002920
13-E2 | 13-E2 Brawley Court | 13-E2-D5092-250-EML16 | ExitLight EML16 | Unknown | NA | NA | OM00002290 |  | Multiple Units Throughout Entire Facility - East Door | NA | NA | NA | NA | 115 | NA | Electric | NA | NA | NA | \Classifications\Building System Class\D50-Electrical SYS\D5090 - Elec SYS\Emergency And Exit Lighting - EML | EQ-1002926
13-E2 | 13-E2 Brawley Court | 13-E2-D5037-710-CTY01 | Fire Alarm FAP01 - County Responsibility | Stop Tec | DNA | 9248 | OM00002292 | NA | SouthWall, Fire Alarm Panel is COUNTY MAINTAINED | NA | NA | NA | NA | 115 | NA | NA | NA | NA | NA | \Classifications\Building System Class\D50-Electrical SYS\D5030 - Comm & Security\Fire Alarm Panel - FAP | EQ-1002927
13-E2 | 13-E2 Brawley Court | 13-E2-D4031-100-FEX06 | Fire Extinguisher FEX06 | Unknown | NA | NA | OM00002291 |  | WestWall - 1st Floor | NA | NA | NA | NA | 115 | NA | NA | NA | NA | NA | \Classifications\Building System Class\D40-Fire Protection SYS\D4030 - FIRE SPEC\Fire Extinguisher - FEX | EQ-1002928
13-E2 | 13-E2 Brawley Court | 13-E2-B3010-100-CTY01 | Roofing Systems | DNA | DNA | DNA | DNA | DNA | ROOF - COUNTY MAINTAINED | NA | NA | NA | NA | NA | NA | NA | NA | NA | NA | \Classifications\Building System Class\B30-Roofing\B3010 - Roof Types\Roof - RUF | EQ-1007443
13-E2 | 13-E2 Brawley Court | 13-E2-D1013-310-WCL03 | Wheelchair Lift #3 | DNA | DNA | DNA | OM00002320 | State ID# 125242 | FLOOR 1 | NA | NA | NA | NA | NA | NA | NA | NA | NA | NA | \Classifications\Building System Class\D10-Conveyance Systems\D1010 - Elevator\Wheelchair Lift - WCL | 1010840
13-E2 | 13-E2 Brawley Court | 13-E2-D3050-210-PKU04 | PKU04 | DNA | N1E8747242 | XXE12A2B3AA1A111A2 | OM00025519 |  | Roof Top | A50 | 4 - 20X20X2 | R-410A | 10 HP | 240 | 1-15.6, 2-16. | Electric | 3 | 119.000 Cooling |  | \Classifications\Building System Class\D30-HVAC Systems\D3050 - Package SYS\Package Unit - PKU | 1022649
14-B1 | 14-B1 Superior Court 2 | 14-B1-D4031-100-FEX03 | Fire Extinguishers (FEX03) (See Notes for CWO) | NA | NA | NA | DNA |  | ALL | NA | NA | NA | NA | NA | NA | NA | NA | NA | NA | \Classifications\Building System Class\D40-Fire Protection SYS\D4030 - FIRE SPEC\Fire Extinguisher - FEX | 1014894
15-A1 | 15-A1 Bakersfield Superior Court | 15-A1-D3050-250-ACU04 | Air Conditioning Split Unit (ACU04) | Fujitsu | ARN002694 | AOU24R1A | OM00005669 |  | Northwest Corner of Building | DNA | DNA | R-22 | DNA | 208-230 | 1.5 | electric | 1 | DNA | DNA | \Classifications\Building System Class\D30-HVAC Systems\D3050 - Package SYS\Air Conditioning,Split System - ACU | EQ-1005304
15-A1 | 15-A1 Bakersfield Superior Court | 15-A1-D3050-250-ACU05 | Air Conditioning Split Unit (ACU05) | Carrier | 2004E43066 | PA10JA060-C | OM00005668 |  | North Side | DNA | DNA | R-22 | 1.4 | 208 | 37.5 | electric | DNA | DNA | DNA | \Classifications\Building System Class\D30-HVAC Systems\D3050 - Package SYS\Air Conditioning,Split System - ACU | EQ-1005305
15-A1 | 15-A1 Bakersfield Superior Court | 15-A1-D3041-110-AHU21 | AIR HANDLER UNIT #21 | Trane Centrifugal Fan | K82J68986 | CAFB36C128A1H000000F0L1 | OM00005544 |  | Records Room | BP-108 (2) | 24x24x2 (16) | NA | 20 | 200-460 | 48.8/24.4 | electric | 3 | NA | NA | \Classifications\Building System Class\D30-HVAC Systems\D3040 - Distribution SYS\Air Handling Unit - AHU | EQ-1005307
15-A1 | 15-A1 Bakersfield Superior Court | 15-A1-D2018-100-DKF01 | Drinking Fountain DKF01 | Haw Drinking Fauset | DNA | DNA | OM00005900 |  | Hallway, Directly Outside of Civil Office | NA | NA | NA | NA | 110 | DNA | electric | Floor 1 | NA | NA | \Classifications\Building System Class\D20-Plumbing\D2010 - Plumb Fix\Drink Fountain (Refr Indvl Wtrcooler) - DKF | EQ-1005308
15-A1 | 15-A1 Bakersfield Superior Court | 15-A1-D3041-110-AHU04 | AHU-S4 AHU04 | Trane Centrifugal Fan | PP5674 | 21 | OM00005525 |  | Mezzenine | BP120 (2) | 20x20x4 (16) | NA | 7.5 | 240 | 17.4-8.7 | electric | 3 | NA | NA | \Classifications\Building System Class\D30-HVAC Systems\D3040 - Distribution SYS\Air Handling Unit - AHU | EQ-1005309
15-A1 | 15-A1 Bakersfield Superior Court | 15-A1-D3041-230-RFN10 | Return Fan (RFN10) | Trane Centrifugal Fan | PP5725 | 21 | OM00005526 |  | Mezzanine | BP 128 (2) | 20x20x4 | NA | 3 | 220-440 | 8.7/4.35 | electric | 3 | NA | NA | \Classifications\Building System Class\D30-HVAC Systems\D3040 - Distribution SYS\Supply/Exhaust/Return fans- FAN | EQ-1005310
15-A1 | 15-A1 Bakersfield Superior Court | 15-A1-D3041-230-RFN09 | Return Fan (RFN09) | Trane Centrifugal Fan | PP5724 | 21 | OM00005527 |  | Mezzanine | BP 158 (2) | 20x20x4 | NA | 5 | 230/460 | 17.7/8.85 | electric | 3 | NA | NA | \Classifications\Building System Class\D30-HVAC Systems\D3040 - Distribution SYS\Supply/Exhaust/Return fans- FAN | EQ-1005311
15-A1 | 15-A1 Bakersfield Superior Court | 15-A1-D3041-110-AHU03 | AHU-S3 AHU03 | Trane Centrifugal Fan | PP5673 | 21 | OM00005528 |  | Mezzenine | BP136 (2) | 20x20x4 (16) | NA | 15.00 | 230/460 | 34.6/17.3 | electric | 3 | NA | NA | \Classifications\Building System Class\D30-HVAC Systems\D3040 - Distribution SYS\Air Handling Unit - AHU | EQ-1005312
15-A1 | 15-A1 Bakersfield Superior Court | 15-A1-D3041-110-AHU02 | AHU-S2 AHU02 | Trane Centrifugal Fan | PP5672 | 21 | OM00005529 |  | Mezzenine | BP112 (2) | 20x20x4 (12) | NA | 7.5 | 220-440 | 20.4-10.4 | electric | 3 | NA | NA | \Classifications\Building System Class\D30-HVAC Systems\D3040 - Distribution SYS\Air Handling Unit - AHU | EQ-1005313
15-A1 | 15-A1 Bakersfield Superior Court | 15-A1-D3041-230-RFN08 | Return Fan (RFN08) | Trane Centrifugal Fan | PP5723 | 21 | OM00005531 |  | Mezzanine | BP 136 (2) | 20x20x4 | NA | 3 | 220-440 | 8.7-4.35 | electric | 3 | NA | NA | \Classifications\Building System Class\D30-HVAC Systems\D3040 - Distribution SYS\Supply/Exhaust/Return fans- FAN | EQ-1005315
15-A1 | 15-A1 Bakersfield Superior Court | 15-A1-D3041-230-RFN06 | Return Fan (RFN06) | Trane Centrifugal Fan | PP5691 | 21 | OM00005532 |  | Mezzenine | BP 128 (2) | 20x20x4 | NA | 5 | 208-220/440 | 13.6/6.8 | electric | 3 | NA | NA | \Classifications\Building System Class\D30-HVAC Systems\D3040 - Distribution SYS\Supply/Exhaust/Return fans- FAN | EQ-1005316
15-A1 | 15-A1 Bakersfield Superior Court | 15-A1-D3041-230-RFN07 | Return Fan (RFN07) | Trane Centrifugal Fan | PP5722 | 21 | OM00005533 |  | Mezzenine | BP 144 (2) | 20x20x4 | NA | 5 | 220-440 | 13.6/6.8 | electric | 3 | NA | NA | \Classifications\Building System Class\D30-HVAC Systems\D3040 - Distribution SYS\Supply/Exhaust/Return fans- FAN | EQ-1005317
15-A1 | 15-A1 Bakersfield Superior Court | 15-A1-D3041-110-AHU01 | AHU-S1 AHU01 | Trane Centrifugal Fan | PP5671 | 21 | OM00005534 |  | Mezzenine | BP120 (2) | 20x20x4 (16) | NA | 15 | 230/460 | 36/18 | electric | 3 | NA | NA | \Classifications\Building System Class\D30-HVAC Systems\D3040 - Distribution SYS\Air Handling Unit - AHU | EQ-1005318
15-A1 | 15-A1 Bakersfield Superior Court | 15-A1-D3042-220-EFN02 | Exhuast Fan EFN02 | Genn Air | DNA | 161CRQT | OM00005536 |  | Mezzenine Roof Above 2nd Floor | NA | NA | NA | 3/4 | 208-230/460 | 3.3/1.5 | electric | 3 | NA | NA | \Classifications\Building System Class\D30-HVAC Systems\D3040 - Distribution SYS\Supply/Exhaust/Return fans- FAN | EQ-1005319
15-A1 | 15-A1 Bakersfield Superior Court | 15-A1-D3042-220-EFN03 | Exhuast Fan EFN03 | Genn Air | DNA | 161CRQT | OM00005537 |  | Mezzenine Roof, above 2nd floor | NA | NA | NA | 3/4 | 208-230/460 | 3.3/1.5 | electric | 3 | NA | NA | \Classifications\Building System Class\D30-HVAC Systems\D3040 - Distribution SYS\Supply/Exhaust/Return fans- FAN | EQ-1005320
15-A1 | 15-A1 Bakersfield Superior Court | 15-A1-D4031-100-FEX61 | Extinguishers FEX61 | American Fire | PG-024380 | 85u semi auto | OM00005761 |  | All Floors - 2 units rotation for 15-G1 | NA | NA | NA | NA | NA | NA | NA | NA | NA | NA | \Classifications\Building System Class\D40-Fire Protection SYS\D4030 - FIRE SPEC\Fire Extinguisher - FEX | EQ-1005323
15-A1 | 15-A1 Bakersfield Superior Court | 15-A1-D3041-230-RFN05 | Return Fan (RFN05) | Trane Centrifugal Fan | PP5683 | 21 | OM00005509 |  | Custodail Room 1st Floor | B-105 (2) | DNA | NA | 3 | 220-440 | 8.7-8.35 | electric | 3 | NA | NA | \Classifications\Building System Class\D30-HVAC Systems\D3040 - Distribution SYS\Supply/Exhaust/Return fans- FAN | EQ-1005324
15-A1 | 15-A1 Bakersfield Superior Court | 15-A1-D3041-230-RFN11 | Return Fan (RFN11) | Trane Centrifugal Fan | PP5685 | 21 | OM00005510 |  | Custodail Room 2nd Floor, East side of Building | B112 (2) | DNA | NA | 3 | 208-230/460 | 8.5-8.2/4.1 | electric | 3 | NA | NA | \Classifications\Building System Class\D30-HVAC Systems\D3040 - Distribution SYS\Supply/Exhaust/Return fans- FAN | EQ-1005325
15-A1 | 15-A1 Bakersfield Superior Court | 15-A1-D3041-230-RFN12 | Return Fan (RFN12) | Trane Centrifugal Fan | PP5684 | 21 | OM00005511 |  | Custodail Room 3rd Floor, East side of Building | B112 (2) | DNA | NA | 3 | 220-440 | 8.7/4.35 | electric | 3 | NA | NA | \Classifications\Building System Class\D30-HVAC Systems\D3040 - Distribution SYS\Supply/Exhaust/Return fans- FAN | EQ-1005326
15-A1 | 15-A1 Bakersfield Superior Court | 15-A1-D3041-230-RFN13 | Return Fan (RFN13) | Trane Centrifugal Fan | PP5688 | 21 | OM00005512 |  | Custodail Room 4th Floor, East side of Building | B112 (2) | DNA | NA | 3 | 220-440 | 8.7/4.35 | electric | 3 | NA | NA | \Classifications\Building System Class\D30-HVAC Systems\D3040 - Distribution SYS\Supply/Exhaust/Return fans- FAN | EQ-1005327
15-A1 | 15-A1 Bakersfield Superior Court | 15-A1-D3041-230-RFN14 | Return Fan (RFN14) | Trane Centrifugal Fan | PP5686 | 21 | OM00005513 |  | Custodail Room 5th Floor, Next to East Side Stairwell | B112 (2) | DNA | NA | 5 | 230-460 | 4 | electric | 3 | NA | NA | \Classifications\Building System Class\D30-HVAC Systems\D3040 - Distribution SYS\Supply/Exhaust/Return fans- FAN | EQ-1005328
15-A1 | 15-A1 Bakersfield Superior Court | 15-A1-D3041-230-RFN04 | Fan Return | Trane Centrifugal Fan | PP5687 | 21 | OM00005514 |  | Floor 6 Custodail Room 6th Floor, East Side of Building | B112 (2) | DNA | NA | 3 | 220-440 | 8.7-4.35 | electric | 3 | NA | NA | \Classifications\Building System Class\D30-HVAC Systems\D3040 - Distribution SYS\Supply/Exhaust/Return fans- FAN | EQ-1005329
15-A1 | 15-A1 Bakersfield Superior Court | 15-A1-D3041-230-RFN03 | Return Fan 7th Floor | Trane Centrifugal Fan | PP5689 | 21 | OM00005515 |  | Custodail Room 7th floor | B112 (2) | DNA | NA | 1.5 | 220/440 | 5.0/2.5 | electric | 3 | NA | NA | \Classifications\Building System Class\D30-HVAC Systems\D3040 - Distribution SYS\Supply/Exhaust/Return fans- FAN | EQ-1005330
15-A1 | 15-A1 Bakersfield Superior Court | 15-A1-D3031-130-CLR01 | Chiller Water Cooled , Centrifugal | Trane | 3304TUMDD | CGA180B400EA | OM00005516 |  | 3rd Floor Roof | NA | NA | R-22 | DNA | 460 | 40 | electric | 3 | NA | NA | \Classifications\Building System Class\D30-HVAC Systems\D3030 - Cooling SYS\Chiller, Water Cooled - CLR | EQ-1005331
15-A1 | 15-A1 Bakersfield Superior Court | 15-A1-D3041-110-AHU05 | AHU-S5 AHU05 | Trane Centrifugal Fan | PP5675 | 21 | OM00005519 |  | Basement Mech. Room | B85 or 5L880 (2) | 24x24x4 (9) | NA | 3 | 230-460 | 7.8-3.9 | electric | 3 | NA | NA | \Classifications\Building System Class\D30-HVAC Systems\D3040 - Distribution SYS\Air Handling Unit - AHU | EQ-1005334
15-A1 | 15-A1 Bakersfield Superior Court | 15-A1-D3042-220-EFN15 | Exhaust Fan (Basement Mech Room) (Belt Driven) | Trane Centrifugal Fan | PP5862 | 21 | OM00005520 |  | Across From Electrical Room | B97 (2) | DNA | NA | 1 | 208-220 | 4.0-4.2 | electric | 3 | NA | NA | \Classifications\Building System Class\D30-HVAC Systems\D3040 - Distribution SYS\Supply/Exhaust/Return fans- FAN | EQ-1005335
15-A1 | 15-A1 Bakersfield Superior Court | 15-A1-D3042-220-EFN18 | Exhaust Fan (EFN18) | Trane Company | PP5086 | 18K2FC4810 | OM00005524 |  | Mezzenine Roof Above 2nd Floor | NA | NA | NA | 1/2 | 208-230/460 | 1.65-160/.80 | electric | 3 | NA | NA | \Classifications\Building System Class\D30-HVAC Systems\D3040 - Distribution SYS\Supply/Exhaust/Return fans- FAN | EQ-1005339
15-A1 | 15-A1 Bakersfield Superior Court | 15-A1-D3041-110-AHU20 | AHU-3 AHU20 | American Blower | ARR-T-C | 7046L | OM00005541 |  | File Room | B75 (2) | 20x25x2 (6) | NA | 5 | 230-460 | 13.6/6.8 | electric | 3 | NA | NA | \Classifications\Building System Class\D30-HVAC Systems\D3040 - Distribution SYS\Air Handling Unit - AHU | EQ-1005349
15-A1 | 15-A1 Bakersfield Superior Court | 15-A1-D1010-100-ELE01 | Elevator #1 | Otis Elevator Company | 245_844 | Type72 | OM00026286 | State ID #033181 | Roof top mechanical room | NA | NA | NA | 31 | 165 | 160 | electric | 3 | NA | NA | \Classifications\Building System Class\D10-Conveyance Systems\D1010 - Elevator\Elevator,Electric,Pass/Freight - ELE | EQ-1005350
15-A1 | 15-A1 Bakersfield Superior Court | 15-A1-D1010-100-ELE02 | Elevator #2 | Otis Elevator Company | 245842 | Type72 | OM00026287 | State ID #033182 | Roof top mechanical room | NA | NA | NA | 31 | 145-165 | 160 | electric | 3 | NA | NA | \Classifications\Building System Class\D10-Conveyance Systems\D1010 - Elevator\Elevator,Electric,Pass/Freight - ELE | EQ-1005351
15-A1 | 15-A1 Bakersfield Superior Court | 15-A1-D1013-310-WCL01 | Wheel chair lift WCL01 | South Worth Products Corp | M016535-100-1 | LS05-28 | OM00005840 | State ID# 131300 | Dept 12 | NA | NA | NA | 3 | 110 | 20 | electric | DNA | NA | NA | \Classifications\Building System Class\D10-Conveyance Systems\D1010 - Elevator\Wheelchair Lift - WCL | EQ-1005352
15-A1 | 15-A1 Bakersfield Superior Court | 15-A1-B2010-100-BLD01 | Building Structure | NA | NA | NA | OM00005843 |  | All | NA | NA | NA | NA | NA | NA | NA | NA | NA | NA | \Classifications\Building System Class\B20-General Building Exterior\B2010 - Exterior Walls\Building - BLD | EQ-1007267
15-A1 | 15-A1 Bakersfield Superior Court | 15-A1-B3010-100-RUF01 | Roofing Systems | NA | NA | NA | OM00041015 |  | NA | NA | NA | NA | NA | NA | NA | NA | NA | NA | NA | \Classifications\Building System Class\B30-Roofing\B3010 - Roof Types\Roof - RUF | EQ-1007444
15-A1 | 15-A1 Bakersfield Superior Court | 15-A1-D2023-100-BFP01 | Backflow Prevention Device- Irrigation - BFP01 | Wilkins Zurn | W665501 | 720-A 2" | OM00005888 | FA0024448-061344-BD0004274 | SOUTH WEST CORNER - See Asset Notes for Test Form Instructions | NA | NA | NA | NA | NA | NA | NA | NA | NA | NA | \Classifications\Building System Class\D20-Plumbing\D2020 - Domestic Water\Backflow Preventer - BFP | 1009820
15-A1 | 15-A1 Bakersfield Superior Court | 15-A1-D1010-100-ELE03 | Elevator, freight #3 -side walk elevator (freight elevator) | Otis Elevator Company | SFW1558C | 10HDL | OM00026289 | State ID# 033185 | Room B6, Next to Stairs | NA | NA | NA | DNA | 480 | DNA | Hydraulic | 3 | NA | NA | \Classifications\Building System Class\D10-Conveyance Systems\D1010 - Elevator\Elevator,Hydraulic,Pass/Freight - ELE | 1010841
15-A1 | 15-A1 Bakersfield Superior Court | 15-A1-D1020-100-ESC02 | Escalator, Down - ESC02 | Otis Elevator Company | DNA | DNA | OM00005839 | State ID# 033184¦ Down | Lobby Area, Behind security ckeck-point | NA | NA | NA | DNA | DNA | DNA | Electric | DNA | NA | NA | \Classifications\Building System Class\D10-Conveyance Systems\D1020 - Escalator\Escalator,Electric - ESC | 1010951
15-A1 | 15-A1 Bakersfield Superior Court | 15-A1-D1010-100-CTY04 | Elevator - Jail - State ID#033010 - Maintained by the County | DNA | DNA | DNA | DNA | State ID# 033010 ¦County Maintained/County Permitted | Located in the Jail - Maintained by the County | [10 empty] | \Classifications\Building System Class\D10-Conveyance Systems\D1010 - Elevator\Elevator,Electric,Pass/Freight - ELE | 1010952
15-A1 | 15-A1 Bakersfield Superior Court | 15-A1-D5037-710-FAP02 | Fire Alarm Panel #2 (Basement Electrical Rm) | Fire Watch | 21329028A | 411 UDAC | OM00026263 |  | West Wall in Basement's Electrical Room, Main Electrical Room | NA | NA | NA | NA | DNA | DNA | Electric |  | NA | NA | \Classifications\Building System Class\D50-Electrical SYS\D5030 - Comm & Security\Fire Alarm Panel - FAP | 1010983
15-A1 | 15-A1 Bakersfield Superior Court | 15-A1-D4010-150-FMS01 | Sprinkler System - SEW01 - | DNA | DNA | DNA | OM00036007 |  | BASEMENT | NA | NA | NA | NA | NA | NA | NA | NA | NA | NA | \Classifications\Building System Class\D40-Fire Protection SYS\D4010 - Sprinkler SYS\Fire Systems, stand pipes - FMS | 1010985
15-A1 | 15-A1 Bakersfield Superior Court | 15-A1-D1020-100-ESC01 | Escalator, Up - ESC01 | Otis Elevator Company | DNA | DNA | OM00005838 | State ID# 033183¦ Up | Lobby Area, Behind security ckeck-point | NA | NA | NA | DNA | DNA | DNA | Electric | DNA | NA | NA | \Classifications\Building System Class\D10-Conveyance Systems\D1020 - Escalator\Escalator,Electric - ESC | 1011137
15-A1 | 15-A1 Bakersfield Superior Court | 15-A1-D1010-100-ELE04 | Elevator #4 JURY SERVICES | Otis Elevator Company | 238534 | 49ES | OM00026288 | State ID# 031612 | Basement in Electrical Room By Room B20 | NA | NA | NA | 4.25 | 208 | 19.5 | Electric | 3 | NA | NA | \Classifications\Building System Class\D10-Conveyance Systems\D1010 - Elevator\Elevator,Electric,Pass/Freight - ELE | 1011292
15-A1 | 15-A1 Bakersfield Superior Court | 15-A1-D1091-100-DMW01 | Dumbwaiter 01 | Otis Elevator Company | SFW_1552 | 10N0X | OM00005841 | State ID# 033187 | DNA | NA | NA | NA | DNA | 480 | DNA | DNA | DNA | NA | NA | \Classifications\Building System Class\D10-Conveyance Systems\D1090 - Other Conveyance Systems\Dumbwaiter - DMW | 1011505
15-A1 | 15-A1 Bakersfield Superior Court | 15-A1-D1091-100-CTY02 | Dumbwaiter 02 - In DA Office County Maintained | All |  |  | NA | State ID# 100348 | Dumbwaiter 02 - In DA Office County Maintained | NA | NA | NA | DNA | DNA | DNA | NA | DNA | NA | NA | \Classifications\Building System Class\D10-Conveyance Systems\D1090 - Other Conveyance Systems\Dumbwaiter - DMW | 1011506
15-A1 | 15-A1 Bakersfield Superior Court | 15-A1-D5092-210-GEN01 | Generator | OnSite Energy | 326602-1-1-1110 | DS00100D6SRAK0574 | OM00026285 |  | NORTH/WEST SIDE IN QUAD AREA | NA | NA | NA | 158 | 277/480 | 150 | Diesel | 3 | NA | NA | \Classifications\Building System Class\D50-Electrical SYS\D5090 - Elec SYS\Emergency Generator - GEN | 1011507
15-A1 | 15-A1 Bakersfield Superior Court | 15-A1-D1091-100-DMW03 | Dumbwaiter | Otis Elevator Company | SFW_1552 | 10N0X | OM00005842 | State ID# 033188 | Basement | NA | NA | NA | DNA | 480 | DNA | DNA | 3 | NA | NA | \Classifications\Building System Class\D10-Conveyance Systems\D1090 - Other Conveyance Systems\Dumbwaiter - DMW | 1011534
15-A1 | 15-A1 Bakersfield Superior Court | 15-A1-D5010-234-ATS01 | Automatic Transfer Switch | Thomson Technology Power & Control | MW-000371-005 | TS873A0250A1AY3AKKAA | OM00026262 |  | Main Electrical Room | NA | NA | NA | NA | 600 | 250 | Electric | DNA | NA | NA | \Classifications\Building System Class\D50-Electrical SYS\D5010 - Elec Service & Dist\Automatic Transfer Switch - ATS | 1011559
15-A1 | 15-A1 Bakersfield Superior Court | 15-A1-D5092-250-EML50 | Emergency Lights | NA | NA | NA | OM00030472 |  | NA | NA | NA | NA | NA | DNA | DNA | Electric | DNA | NA | NA | \Classifications\Building System Class\D50-Electrical SYS\D5090 - Elec SYS\Emergency And Exit Lighting - EML | 1011560
15-A1 | 15-A1 Bakersfield Superior Court | 15-A1-D4022-210-FSG01 | Fire Pump Electric | Peerless Pumps | DNA | DNA | OM00008998 |  | Basement,Fire Pump Room, Next to Dept. 16 | NO BELT | DNA | DNA | 20 | 208-220/440 | 48.0/24.0 | Electric | 3 | NA | NA | \Classifications\Building System Class\D40-Fire Protection SYS\D4020 - Stand Pipe\Pump,Fire,Electric Motor Driven - FSG | 1011561
15-A1 | 15-A1 Bakersfield Superior Court | 15-A1-D4022-210-JPM01 | Jockey Pump | Pacific Pump Company | 4LX803 | N4C | OM00026264 |  | Fire Pump Room, Next to Dept 16 | NA | NA | NA | 1 | 220 | 3.0/1.5 | Electric | 3 | DNA | DNA | \Classifications\Building System Class\D40-Fire Protection SYS\D4020 - Stand Pipe\Jockey Pump - JPM | 1011562
15-A1 | 15-A1 Bakersfield Superior Court | 15-A1-D3042-220-EFN01 | Exhuast Fan 9 | Trane Company | PP5690 | 21 | OM00005819 |  | Roof next to elevator room 1 and 2 | BP97 (2) | NA | NA | 1.50 | 220/460 | 5.0/2.5 | Electric | 3 | NA | NA | \Classifications\Building System Class\D30-HVAC Systems\D3040 - Distribution SYS\Supply/Exhaust/Return fans- FAN | 1011563
15-A1 | 15-A1 Bakersfield Superior Court | 15-A1-D1010-100-CTY05 | Elevator #5, JAIL | DNA | DNA | DNA | DNA | State ID# 084336 ¦ County Maintained/County Permitted | DNA | [10 empty] | \Classifications\Building System Class\D10-Conveyance Systems\D1010 - Elevator\Elevator,Electric,Pass/Freight - ELE | 1011597
15-A1 | 15-A1 Bakersfield Superior Court | 15-A1-D1010-100-CTY06 | Elevator #6, JAIL | DNA | DNA | DNA | DNA | State ID# 084337 ¦County Maintained/County Permitted | DNA | [10 empty] | \Classifications\Building System Class\D10-Conveyance Systems\D1010 - Elevator\Elevator,Electric,Pass/Freight - ELE | 1011598
15-A1 | 15-A1 Bakersfield Superior Court | 15-A1-D4010-150-FMS02 | Standpipe on West Side of Building Riser | Alpha Fire Sprinkler Corp | NA | NA | OM00005820 | A-0063 | Dept. 13, Judge's Chambers closet | NA | NA | NA | NA | NA | NA | NA | NA | NA | NA | \Classifications\Building System Class\D40-Fire Protection SYS\D4010 - Sprinkler SYS\Fire Systems, stand pipes - FMS | 1014907
15-A1 | 15-A1 Bakersfield Superior Court | 15-A1-B2034-400-DOH05 | DOOR, OVERHEAD (MANUAL) WINDOW (DOH05) | COOKSON DOOR COMPANY | DNA | ALUMILITED | OM00005866 |  | CIVIL DEPT | NA | NA | NA | NA | NA | NA | NA | NA | NA | NA | \Classifications\Building System Class\B20-General Building Exterior\B2030 - Exterior Doors\Door,Overhead-Shutter,Manual,Elec,Roll-up - DOH | 1015307
15-A1 | 15-A1 Bakersfield Superior Court | 15-A1-C1020-110-FRD01 | FIRE DOOR SLIDING #1 (MANUAL FIRE CURTAIN) WINDOW | COOKSON DOOR COMPANY | 129316 | DNA | OM00030474 |  | HR OFFICE, Reception Office | NA | NA | NA | NA | NA | NA | NA | NA | NA | NA | \Classifications\Building System Class\C10-General Building Interior\C1020 - Fire Doors\Fire Doors - FRD | 1015308
15-A1 | 15-A1 Bakersfield Superior Court | 15-A1-C1020-110-FRD02 | FIRE DOOR SLIDING (MANUAL FIRE CURTAIN) WINDOW | Overhead Doors Company | B04621 | 259449-1 | OM00030475 |  | HR OFFICE | NA | NA | NA | NA | NA | NA | NA | NA | NA | NA | \Classifications\Building System Class\C10-General Building Interior\C1020 - Fire Doors\Fire Doors - FRD | 1015309
15-A1 | 15-A1 Bakersfield Superior Court | 15-A1-D3042-220-EFN19 | Exhaust Fan (EFN19) | GENN-AIR | DNA | 161 CRQT | OM00005538 |  | Mezzenine Roof, above 2nd floor | DNA | NA | NA | 3/4 | 208-220/440 | 3.1/1.55 | Electric | 3 | NA | NA | \Classifications\Building System Class\D30-HVAC Systems\D3040 - Distribution SYS\Supply/Exhaust/Return fans- FAN | 1015310
15-A1 | 15-A1 Bakersfield Superior Court | 15-A1-D3042-220-EFN20 | Exhaust Fan (EFN20) | GENN-AIR | DNA | 161 CRQT | OM00005539 |  | Mezzenine Roof, above 2nd floor | DNA | NA | NA | 3/4 | 208-220/440 | 3.1/1.55 | Electric | 3 | NA | NA | \Classifications\Building System Class\D30-HVAC Systems\D3040 - Distribution SYS\Supply/Exhaust/Return fans- FAN | 1015311
15-A1 | 15-A1 Bakersfield Superior Court | 15-A1-B2034-400-DOH01 | DOOR, OVERHEAD (MANUAL) | COOKSON DOOR COMPANY | DNA | ALUMILITED | OM00005862 |  | CIVIL DEPT | NA | NA | NA | NA | NA | NA | NA | NA | NA | NA | \Classifications\Building System Class\B20-General Building Exterior\B2030 - Exterior Doors\Door,Overhead-Shutter,Manual,Elec,Roll-up - DOH | 1015313
15-A1 | 15-A1 Bakersfield Superior Court | 15-A1-B2034-400-DOH02 | DOOR, OVERHEAD (MANUAL) WINDOW (DOH02) | COOKSON DOOR COMPANY | DNA | ALUMILITED | OM00005863 |  | CIVIL DEPT | NA | NA | NA | NA | NA | NA | NA | NA | NA | NA | \Classifications\Building System Class\B20-General Building Exterior\B2030 - Exterior Doors\Door,Overhead-Shutter,Manual,Elec,Roll-up - DOH | 1015314
15-A1 | 15-A1 Bakersfield Superior Court | 15-A1-B2034-400-DOH03 | DOOR, OVERHEAD (MANUAL) WINDOW (DOH03) | COOKSON DOOR COMPANY | DNA | ALUMILITED | OM00005864 |  | CIVIL DEPT | NA | NA | NA | NA | NA | NA | NA | NA | NA | NA | \Classifications\Building System Class\B20-General Building Exterior\B2030 - Exterior Doors\Door,Overhead-Shutter,Manual,Elec,Roll-up - DOH | 1015315
15-A1 | 15-A1 Bakersfield Superior Court | 15-A1-B2034-400-DOH04 | DOOR, OVERHEAD (MANUAL) | COOKSON DOOR COMPANY | DNA | ALUMILITED | OM00005865 |  | CIVIL DEPT | NA | NA | NA | NA | NA | NA | NA | NA | NA | NA | \Classifications\Building System Class\B20-General Building Exterior\B2030 - Exterior Doors\Door,Overhead-Shutter,Manual,Elec,Roll-up - DOH | 1015316
15-A1 | 15-A1 Bakersfield Superior Court | 15-A1-G2050-200-LSC01 | LANDSCAPING | NA | NA | NA | OM00026268 |  | GROUNDS | NA | NA | NA | NA | NA | NA | NA | NA | NA | NA | \Classifications\Building System Class\G20-Other Systems\G2050 - Landscaping\Landscaping - LSC | 1015520
15-A1 | 15-A1 Bakersfield Superior Court | 15-A1-D1010-100-CTY07 | Passenger Elevator, Public Defender's Office | Otis Elevator Company | 241860 | Type83_ES | OM00001680 | State ID# 031611 ¦County Maintained/County Permitted |  |  |  |  | 7.50 | 208 | 29 |  | 3 |  |  | \Classifications\Building System Class\D10-Conveyance Systems\D1010 - Elevator\Elevator,Electric,Pass/Freight - ELE | 1015802
15-A1 | 15-A1 Bakersfield Superior Court | 15-A1-D2030-410-PMS01 | PUMP, EJECTOR SEWAGE #1 | GOULDS WATER TECHNOLOGY | H1219197 | WS2032D4 | OM00026265 |  | BASEMENT RECORDS AREA | NA | NA | NA | 2 | 240 | 11.6 | NA | 3 | NA | NA | \Classifications\Building System Class\D20-Plumbing\D2030 - Sani Waste\Sewage Ejector Pump - PMS | 1015891
15-A1 | 15-A1 Bakersfield Superior Court | 15-A1-D2030-410-PMS02 | PUMP EJECTOR SEWAGE #2 | GOULDS WATER TECHNOLOGY | A131-1795 | WS2032D4 | OM00026266 |  | BASEMENT RECORDS AREA | NA | NA | NA | 2 | 240 | 11.6 | NA | 3 | NA | NA | \Classifications\Building System Class\D20-Plumbing\D2030 - Sani Waste\Sewage Ejector Pump - PMS | 1015892
15-A1 | 15-A1 Bakersfield Superior Court | 15-A1-G2049-300-HSC01 | HARDSCAPE | NA | NA | NA | OM00036097 |  | GROUNDS | NA | NA | NA | NA | NA | NA | NA | NA | NA | NA | \Classifications\Building System Class\G20-Other Systems\G2040 - Site Development\Hardscape - HSC | 1016053
15-A1 | 15-A1 Bakersfield Superior Court | 15-A1-D3050-250-ACU03 | AIR CONDITIONING SPLIT SYSTEM #3 | Mitsubishi Electric | 13U05334B | PUY-A12NHA4 | OM00035921 |  | 2ND FLOOR ROOF WEST SIDE | NA | NA | R-410A | NA | 208 | 15 | Electric | 1 | NA | NA | \Classifications\Building System Class\D30-HVAC Systems\D3050 - Package SYS\Air Conditioning,Split System - ACU | 1017238
15-A1 | 15-A1 Bakersfield Superior Court | 15-A1-D5010-110-MCC01 | MOTOR CONTROL #1 (SEWAGE PUMP) | CHAMBERLAN ELITE | 6710C49G05 | A200M1CAC | OM00026209 |  | BASEMENT RECORDS AREA | NA | NA | NA | 7.5 | 480 | 30 |  |  | NA | NA | \Classifications\Building System Class\D50-Electrical SYS\D5010 - Elec Service & Dist\Chiller Room Electrical Panel - MCC | 1017746
15-A1 | 15-A1 Bakersfield Superior Court | 15-A1-D5010-110-MCC02 | MOTOR CONTROL #2 (SEWAGE PUMP) | CHAMBERLAN ELITE | 6710C49G05 | A200M1CAC | OM00026280 |  | BASEMENT RECORDS AREA | NA | NA | NA | 7.5 | 480 | 30 |  |  | NA | NA | \Classifications\Building System Class\D50-Electrical SYS\D5010 - Elec Service & Dist\Chiller Room Electrical Panel - MCC | 1017747
15-A1 | 15-A1 Bakersfield Superior Court | 15-A1-D4010-150-FMS03 | Fire Systems All Stand Pipes, Deluge, Preaction Systems FMS03 | Central Automatic Sprinkler Co | DNA | 1955 | OM00005904 |  | Public Defenders Records | NA | NA | NA | NA | NA | NA | NA | NA | NA | NA | \Classifications\Building System Class\D40-Fire Protection SYS\D4010 - Sprinkler SYS\Fire Systems, stand pipes - FMS | 1019045
15-A1 | 15-A1 Bakersfield Superior Court | 15-A1-D4094-450-CTY01 | Fire System,Extinguishing,FM200 | Ansul Fire Suppression Sys | DNA | AutoPulse | OM00001684 |  | Public Defenders Records | NA | NA | NA | NA | NA | NA | NA | NA | NA | NA | \Classifications\Building System Class\D40-Fire Protection SYS\D4090 - Other Fire Protection Systems\Fire Suppression, Gaseous - SFM | 1019046
15-A1 | 15-A1 Bakersfield Superior Court | 15-A1-D3041-210-SFN11 | Trane CentriFugal Fan SFN11 | Trane CentriFugal Fan | PP5692 | 21 | OM00026296 |  | 7th Floor | B90 (2) | 24x24x4 (9) | NA | 7.5 | 230/460 | 19.1/9.55 | Electric | 3 | NA | NA | \Classifications\Building System Class\D30-HVAC Systems\D3040 - Distribution SYS\Supply/Exhaust/Return fans- FAN | 1019047
15-A1 | 15-A1 Bakersfield Superior Court | 15-A1-D2023-100-BFP03 | Backflow Preventor BFP03 | Watts | 026552 | 800M4_QT 2" | OM00001677 | FA0024448-061344-BD0013450 | Northwest Corner of Building - See Asset Notes for Test Form Instructions | NA | NA | NA | NA | NA | NA | NA | NA | NA | NA | \Classifications\Building System Class\D20-Plumbing\D2020 - Domestic Water\Backflow Preventer - BFP | 1019048
15-A1 | 15-A1 Bakersfield Superior Court | 15-A1-D3041-210-SFN12 | Fan Supply SFN12 | Trane | PP5676 | 21 | OM00026295 |  | Floor 6, Mechanical Room Inside Custodial Room East Side | B112 (2) | 24x24x4 (12) 18X24X4 (3) | NA | 7.5 | 230 | 18.4 | Electric | 3 | NA | NA | \Classifications\Building System Class\D30-HVAC Systems\D3040 - Distribution SYS\Supply/Exhaust/Return fans- FAN | 1019049
15-A1 | 15-A1 Bakersfield Superior Court | 15-A1-D3041-210-SFN13 | Fan Supply SFN13 | Trane Air Conditioning Co | PP5678 | 21 | OM00026293 |  | Custodial Room, East Side of Building | B112 (2) | 24x24x4 (12) 18X24X4 (3) | NA | 7.5 | 230 | 22-20.2/10.1 | Electric | 3 | NA | NA | \Classifications\Building System Class\D30-HVAC Systems\D3040 - Distribution SYS\Supply/Exhaust/Return fans- FAN | 1019050
15-A1 | 15-A1 Bakersfield Superior Court | 15-A1-D3041-210-SFN14 | Fan Supply SFN14 | Trane Air Conditioning Co | PP5679 | 21 | OM00026292 |  | Custodial Room East Side, Mechanical Room inside | B112 (2) | 24x24x4 (12) 18X24X4 (3) | NA | 7.5 | 230 | 18.4/9.2 | Electric | 3 | NA | NA | \Classifications\Building System Class\D30-HVAC Systems\D3040 - Distribution SYS\Supply/Exhaust/Return fans- FAN | 1019051
15-A1 | 15-A1 Bakersfield Superior Court | 15-A1-D3041-210-SFN15 | Fan Supply SFN15 | Trane Air Conditioning Co | PP5680 | 21 | OM00026291 |  | Floor 2, Custodial Room East Side, Mechanical Room inside | B112 (2) | 24x24x4 (12) 18X24X4 (3) | NA | 7.5 | 230 | 18.4/9.2 | Electric | 3 | NA | NA | \Classifications\Building System Class\D30-HVAC Systems\D3040 - Distribution SYS\Supply/Exhaust/Return fans- FAN | 1019052
15-A1 | 15-A1 Bakersfield Superior Court | 15-A1-D3041-210-SFN16 | Fan Supply SFN16 | Trane Air Conditioning Co | PP5681 | 21 | OM00026290 |  | Floor 1, Custodial Room East Side, Mechanical Room inside | BX 105 (2) | 24x24x4 (12) 18X24X4 (3) | NA | 7.5 | 230 | 18.4/9.2 | Electric | 3 | NA | NA | \Classifications\Building System Class\D30-HVAC Systems\D3040 - Distribution SYS\Supply/Exhaust/Return fans- FAN | 1019053
15-A1 | 15-A1 Bakersfield Superior Court | 15-A1-D3031-100-PCH01 | Pump, Chilled Water PCH01 | DNA | DNA | DNA | OM00001676 |  | Floor 3, 3rd Floor/ 2nd Floor Roof | NA | NA | NA | DNA | 110 | DNA | Electric | DNA | NA | NA | \Classifications\Building System Class\D30-HVAC Systems\D3030 - Cooling SYS\Chilled Water Pump - PCH | 1019054
15-A1 | 15-A1 Bakersfield Superior Court | 15-A1-D3031-100-PCH02 | Pump, Chilled Water PCH02 | Taco Pump | KV2009 | DNA | OM00001675 |  | 3rd Floor/ 2nd Floor Roof | NA | NA | NA | DNA | DNA | DNA | Electric | DNA | NA | NA | \Classifications\Building System Class\D30-HVAC Systems\D3030 - Cooling SYS\Chilled Water Pump - PCH | 1019055
15-A1 | 15-A1 Bakersfield Superior Court | 15-A1-D3041-110-AHU22 | Air Handling Unit AHU22 | American Blower Products | ARR-T_C | DNA | OM00005665 |  | Basement, Behind Records Office | DNA | DNA | NA | 5 | 208-220/440 | 14/7 | Electric | 3 | NA | NA | \Classifications\Building System Class\D30-HVAC Systems\D3040 - Distribution SYS\Air Handling Unit - AHU | 1019056
15-A1 | 15-A1 Bakersfield Superior Court | 15-A1-D5010-200-ESD01 | Electrical, Switchboard, under 560 volts SBR01 | Zinsco Electric Co. | DNA | DNA | OM00001685 |  | Basement, Air Handler Room Behind Records Office | NA | NA | NA | NA | 120/200 | 225 | Electric | 3 | NA | NA | \Classifications\Building System Class\D50-Electrical SYS\D5010 - Elec Service & Dist\Electical Service and Distribution - ESD | 1019057
15-A1 | 15-A1 Bakersfield Superior Court | 15-A1-D5010-110-MCC03 | Motor Control Center MCC03 | Cutler Hammer Control | DNA | DNA | OM00001686 |  | Basement, Air Handler Room Behind Records Office | NA | NA | NA | NA | DNA | DNA | Electric | DNA | NA | NA | \Classifications\Building System Class\D50-Electrical SYS\D5010 - Elec Service & Dist\Chiller Room Electrical Panel - MCC | 1019058
15-A1 | 15-A1 Bakersfield Superior Court | 15-A1-D3042-220-EFN16 | Fan, Exhaust (Belt Driven Fan) EFN16 | Trane Utility Fan | PP5087 | 18K2FC4822 | OM00001678 |  | 7th Floor, Next to Elevator Room | A45 | NA | NA | 3/4 | 208-230/460 | 2.8/3/1.4/1.5 | Electric | 3 | NA | NA | \Classifications\Building System Class\D30-HVAC Systems\D3040 - Distribution SYS\Supply/Exhaust/Return fans- FAN | 1019059
15-A1 | 15-A1 Bakersfield Superior Court | 15-A1-D3042-220-EFN17 | Fan, Exhaust EFN17 | GreenHeck, Inc. | 12648157_1110 | GB-081-4X-QD-R3 | OM00001674 |  | 2nd Floor, Roof above mezzenine | 3L180 | NA | NA | 1/4 | 115 | 4.6 | Electric | 1 | NA | NA | \Classifications\Building System Class\D30-HVAC Systems\D3040 - Distribution SYS\Supply/Exhaust/Return fans- FAN | 1019060
15-A1 | 15-A1 Bakersfield Superior Court | 15-A1-D3041-110-AHU23 | Air Handling Unit AHU23 | Trane Systems Distribution System | PP5693 | 21 | OM00005818 |  | Floor 7, Next to Elevator Room 1 & 2 | B90 (2) | 24x24x4 (10) | NA | NA | 230/460 | 12.90/6.50 | Electric | 3 | NA | NA | \Classifications\Building System Class\D30-HVAC Systems\D3040 - Distribution SYS\Air Handling Unit - AHU | 1019061
15-A1 | 15-A1 Bakersfield Superior Court | 15-A1-D3041-110-AHU24 | Air Handling Unit AHU24 | Trane Centerifugal Air Foil Sys. | K82J68987 | CAFB36C11BA1H000000FOR1 | OM00001683 |  | Behind Records Room in Air Handler Room | BP-108 (2) | 24x24x4 (16) | NA | 20 | 230/460 | 48.5/24.30 | Electric | DNA | NA | NA | \Classifications\Building System Class\D30-HVAC Systems\D3040 - Distribution SYS\Air Handling Unit - AHU | 1019062
15-A1 | 15-A1 Bakersfield Superior Court | 15-A1-D4024-100-FHS24 | Hose Systems 24 | DNA | DNA | DNA | OM00002632 |  | Throughout Facility | NA | NA | NA | NA | NA | NA | NA | NA | NA | NA | \Classifications\Building System Class\D40-Fire Protection SYS\D4020 - Stand Pipe\Other Stand Pipe Hose Systems - FHS | 1019766
15-A1 | 15-A1 Bakersfield Superior Court | 15-A1-D5037-710-FAP05 | Fire Alarm Panel #5 (FAP05) | Notifier | 1W6AL03AEVOLX | NFW-50X | OM00046448 |  | 1st floor hallway | NA | NA | NA | NA | 110 | 3.9 | Electric | DNA | NA | NA | \Classifications\Building System Class\D50-Electrical SYS\D5030 - Comm & Security\Fire Alarm Panel - FAP | 1022871
15-A1 | 15-A1 Bakersfield Superior Court | 15-A1-D5037-710-FAP04 | Fire Alarm Panel #4 (Jury Services Clerks Office) | Fire Line | S624 | MS-10UD-7 | OM00046442 |  | 1st Floor Jury Clerks' Office | NA | NA | NA | DNA | 110 | 3.9 | Electric | DNA | NA | NA | \Classifications\Building System Class\D50-Electrical SYS\D5030 - Comm & Security\Fire Alarm Panel - FAP | 1022872
15-A1 | 15-A1 Bakersfield Superior Court | 15-A1-D3050-210-PKU04 | Day Night Package Unit (PKU04) | Day Night | C184283477 | PHS072H0CA0AATA | OM00046447 |  | 3rd Floor Roof | DNA | 16x16x2 (4) | 410A | 1/5,1/6 | 208-230 | DNA | Electric | 3 | NA | NA | \Classifications\Building System Class\D30-HVAC Systems\D3050 - Package SYS\Package Unit - PKU | 1022873
15-A2 | 15-A2 Bakersfield Superior Court Modular | 15-A2-D3050-210-PKU01 | Pact Unit AC PKU04 | Bard | 70691JR | 24WA | OM00005811 |  | South Parking Lot | DNA | DNA | R-22 | DNA | 230 | 1.6 | electric | DNA | DNA | DNA | \Classifications\Building System Class\D30-HVAC Systems\D3050 - Package SYS\Package Unit - PKU | EQ-1005340
15-A2 | 15-A2 Bakersfield Superior Court Modular | 15-A2-D4031-100-FEX02 | Fire Extinguishers - FEX02 | NA | NA | NA | OM00026261 |  | Floor 1 | NA | NA | NA | NA | NA | NA | NA | NA | NA | NA | \Classifications\Building System Class\D40-Fire Protection SYS\D4030 - FIRE SPEC\Fire Extinguisher - FEX | 1011533
15-A2 | 15-A2 Bakersfield Superior Court Modular | 15-A2-B2010-100-BLD01 | Building - Modular | NA | NA | Na | NA | [12 empty] | \Classifications\Building System Class\B20-General Building Exterior\B2010 - Exterior Walls\Building - BLD | 1016570
15-A2 | 15-A2 Bakersfield Superior Court Modular | 15-A2-D3050-210-PKU09 | Package Unit (S Side Modular) | Bard | 314D13300846902 | W24H1A04XX4XXX | OM00035920 |  | South Side of Modular | NA | NA | R-410A | 1 | 208/230 | DNA | Electric | 3 | NA | NA | \Classifications\Building System Class\D30-HVAC Systems\D3050 - Package SYS\Package Unit - PKU | 1018604
15-A2 | 15-A2 Bakersfield Superior Court Modular | 15-A2-D3050-210-PKU10 | Package Unit (S Side of Modular) | Bard | 314K14315657202 | W24H2A04XX4XXX | OM00035916 |  | South Side of Modular | NA | 16X25X1 | R-410A | 1/5-1/6 | 230/208 | DNA | Electric | 1 | NA | NA | \Classifications\Building System Class\D30-HVAC Systems\D3050 - Package SYS\Package Unit - PKU | 1018940
15-A2 | 15-A2 Bakersfield Superior Court Modular | 15-A2-D5092-250-EML01 | Emergency Lighting (1) | NA | NA | NA | OM00037621 |  | Throughout Building | NA | NA | NA | NA | DNA | DNA | Electric | DNA | NA | NA | \Classifications\Building System Class\D50-Electrical SYS\D5090 - Elec SYS\Emergency And Exit Lighting - EML | 1019213
15-A2 | 15-A2 Bakersfield Superior Court Modular | 15-A2-B3010-100-RUF01 | Roofing Systems | DNA | DNA | DNA | OM00037631 |  | Roof | NA | NA | NA | NA | NA | NA | NA | NA | NA | NA | \Classifications\Building System Class\B30-Roofing\B3010 - Roof Types\Roof - RUF | 1019283
15-A2 | 15-A2 Bakersfield Superior Court Modular | 15-A2-D3050-210-PKU11 | HVAC, Bard Wall Unit PKU11 | Bard | 314F153233802-02 | W24H2-A04XXX4XXX | OM00041022 |  | Floor 1 | DNA | DNA | R-410A | 1/5-1/6 | DNA | 230/208 | Electric | 1 | DNA |  | \Classifications\Building System Class\D30-HVAC Systems\D3050 - Package SYS\Package Unit - PKU | 1019759
15-A2 | 15-A2 Bakersfield Superior Court Modular | 15-A2-D3050-210-PKU12 | Pact Unit AC (PKU12) | BARD | 314M163378406-02 | W24H2-A04XX4XXX | OM00041025 |  | South side of modular | NA | 16x26x2 | R-410A | 1/5-1/6 | 230-208 | 12.7/15.2 | Electric | 1 | NA | NA | \Classifications\Building System Class\D30-HVAC Systems\D3050 - Package SYS\Package Unit - PKU | 1021666
15-A2 | 15-A2 Bakersfield Superior Court Modular | 15-A2-D3050-210-PKU13 | Package Unit AC (PKU13) | BARD | 314M163375842-02 | W24H2-A04XX4XXX | OM00041026 |  | South side of modular | NA | 16x26x2 | R-410A | 1/5-1/6 | 230-208 | 12.7/15.2 | Electric | 1 | NA | NA | \Classifications\Building System Class\D30-HVAC Systems\D3050 - Package SYS\Package Unit - PKU | 1021667
15-B1 | 15-B1 Bakersfield Justice Bldg. | 15-B1-D4031-100-FEX15 | Fire Extinguishers -FEX15 | NA | NA | NA | OM00026294 |  | Floors 0-2 - Shared Buiding | NA | NA | NA | NA | NA | NA | NA | NA | NA | NA | \Classifications\Building System Class\D40-Fire Protection SYS\D4030 - FIRE SPEC\Fire Extinguisher - FEX | 1010818
15-B1 | 15-B1 Bakersfield Justice Bldg. | 15-B1-B2010-100-CTY01 | Building Asset | NA | NA | NA | OM00037873 | [12 empty] | \Classifications\Building System Class\B20-General Building Exterior\B2010 - Exterior Walls\Building - BLD | 1016529
15-B1 | 15-B1 Bakersfield Justice Bldg. | 15-B1-D5092-250-EML07 | Emergency Lighting (7) | NA | NA | NA | OM00037622 |  | Throughout Building | NA | NA | NA | NA | 110 | DNA | Electric | DNA | NA | NA | \Classifications\Building System Class\D50-Electrical SYS\D5090 - Elec SYS\Emergency And Exit Lighting - EML | 1019214
15-C1 | 15-C1 Bakersfield Juvenile Center | 15-C1-D3050-210-PKU01 | PACKAGE UNIT (15 TON) | TRANE | 927100267D | TCH181E40BAA | OM00030443 |  | Roof | DNA | DNA | R-410A | 6 | 460 | 39 | electric | 3 | DNA | DNA | \Classifications\Building System Class\D30-HVAC Systems\D3050 - Package SYS\Package Unit - PKU | EQ-1005353
15-C1 | 15-C1 Bakersfield Juvenile Center | 15-C1-D3050-250-ACU01 | Air Conditioning , Split System #1 | Mitsubishi Electric | DNA | MS15NN | OM00030458 |  | SALLY PORT | DNA | DNA | R-22 | 6 | 115 | 15 | electric | 1 | DNA | DNA | \Classifications\Building System Class\D30-HVAC Systems\D3050 - Package SYS\Air Conditioning,Split System - ACU | EQ-1005354
15-C1 | 15-C1 Bakersfield Juvenile Center | 15-C1-D1010-100-ELE02 | Elevator ELE02 | Dover | 1289051501 | 109548 | OM00005850 | State ID# 093702 | Roof | NA | NA | NA | 12 | 115 | 12.2 | electric | 3 | NA | NA | \Classifications\Building System Class\D10-Conveyance Systems\D1010 - Elevator\Elevator,Electric,Pass/Freight - ELE | EQ-1005355
15-C1 | 15-C1 Bakersfield Juvenile Center | 15-C1-D1010-100-ELE03 | Elevator ELE03 | Dover | 250000000000 | 16639 | OM00005857 | State ID# 093703 | Roof | NA | NA | NA | DNA | 260 | DNA | electric | 3 | NA | NA | \Classifications\Building System Class\D10-Conveyance Systems\D1010 - Elevator\Elevator,Electric,Pass/Freight - ELE | EQ-1005356
15-C1 | 15-C1 Bakersfield Juvenile Center | 15-C1-D4031-100-FEX38 | Fire Extinguishers FEX38 | Amerex | NA | NA | OM00005848 |  | Basement | NA | NA | NA | NA | 460 | NA | NA | NA | NA | NA | \Classifications\Building System Class\D40-Fire Protection SYS\D4030 - FIRE SPEC\Fire Extinguisher - FEX | EQ-1005357
15-C1 | 15-C1 Bakersfield Juvenile Center | 15-C1-D4010-150-FMS01 | Fire water pipe SEW01 | Sprink-KUPL | DNA | DNA | OM00005852 |  | Basement | NA | NA | NA | NA | NA | NA | NA | NA | NA | NA | \Classifications\Building System Class\D40-Fire Protection SYS\D4010 - Sprinkler SYS\Fire Systems, stand pipes - FMS | EQ-1005358
15-C1 | 15-C1 Bakersfield Juvenile Center | 15-C1-D5010-234-ATS01 | Automatic transfer switch ATS01 | Metron | CT-8941527-02 | ZTS10E5 | OM00030451 |  | Basement | NA | NA | NA | NA | 115 | 0.5 | electric | DNA | NA | NA | \Classifications\Building System Class\D50-Electrical SYS\D5010 - Elec Service & Dist\Automatic Transfer Switch - ATS | EQ-1005360
15-C1 | 15-C1 Bakersfield Juvenile Center | 15-C1-D3030-110-CTW01 | water Cooling tower | Baltimore air coil | U083452401 | 15270 | OM00030464 |  | Out Side | DNA | NA | NA | DNA | 480 | DNA | electric | 3 | NA | NA | \Classifications\Building System Class\D30-HVAC Systems\D3030 - Cooling SYS\Cooling Tower - CTW | EQ-1005362
15-C1 | 15-C1 Bakersfield Juvenile Center | 15-C1-D3041-110-AHU01 | Air Handler | Trane | K89A01963 | 030F03 | OM00005894 |  | Basement Mechanical Room | 3B133 | DNA | NA | DNA | 480 | DNA | electric | 3 | NA | NA | \Classifications\Building System Class\D30-HVAC Systems\D3040 - Distribution SYS\Air Handling Unit - AHU | EQ-1005363
15-C1 | 15-C1 Bakersfield Juvenile Center | 15-C1-D3041-110-AHU02 | Air Handler | Trane | K02L76903A | 030F03 | OM00005897 |  | Basement Mechanical Room | X3H328B | DNA | NA | 10 | 460 | DNA | electric | 3 | NA | NA | \Classifications\Building System Class\D30-HVAC Systems\D3040 - Distribution SYS\Air Handling Unit - AHU | EQ-1005364
15-C1 | 15-C1 Bakersfield Juvenile Center | 15-C1-D3041-110-AHU03 | Air Handler | Trane | k89803307 | 030F03 | OM00005896 |  | Basement Mechanical Room | 16x25x2 (8) 16x20x2 (12) | DNA | NA | DNA | 480 | DNA | electric | 3 | NA | NA | \Classifications\Building System Class\D30-HVAC Systems\D3040 - Distribution SYS\Air Handling Unit - AHU | EQ-1005366
15-C1 | 15-C1 Bakersfield Juvenile Center | 15-C1-D1010-100-ELE01 | Elevator Passenger - ELE01 | Dover | 1289211501 | 109548 | OM00030434 | State ID# 093701 | Roof top penthouse | X3H328B | NA | NA | DNA | 220/440 | DNA | electric | 3 | NA | NA | \Classifications\Building System Class\D10-Conveyance Systems\D1010 - Elevator\Elevator,Electric,Pass/Freight - ELE | EQ-1005367
15-C1 | 15-C1 Bakersfield Juvenile Center | 15-C1-D3031-130-CLR01 | Chiller CLR01 CHILLER #2 | Trane | L89B00725 | CGWCD101RDHKK62DTP | OM00005856 |  | Basement Mechanical Room | NA | NA | R-22 | 15 | 460 | 225 | electric | 3 | NA | NA | \Classifications\Building System Class\D30-HVAC Systems\D3030 - Cooling SYS\Chiller, Water Cooled - CLR | EQ-1005368
15-C1 | 15-C1 Bakersfield Juvenile Center | 15-C1-D3031-130-CLR02 | Chiller #1 | Trane | L89B00724 | CGWCD101RDHKK62DTP | OM00005893 |  | Basement Mechanical Room | NA | 16x25x2 (8) 16x20x2 (12) | R-22 | 15 | 460 | 225 | electric | 3 | NA | NA | \Classifications\Building System Class\D30-HVAC Systems\D3030 - Cooling SYS\Chiller, Water Cooled - CLR | EQ-1005369
15-C1 | 15-C1 Bakersfield Juvenile Center | 15-C1-B2010-100-BLD01 | Building Structure | NA | NA | NA | OM00033839 |  | All | NA | NA | NA | NA | NA | NA | NA | NA | NA | NA | \Classifications\Building System Class\B20-General Building Exterior\B2010 - Exterior Walls\Building - BLD | EQ-1007268
15-C1 | 15-C1 Bakersfield Juvenile Center | 15-C1-B3010-100-RUF01 | Roofing Systems | NA | NA | NA | OM00033837 |  | Roof | NA | NA | NA | NA | NA | NA | NA | NA | NA | NA | \Classifications\Building System Class\B30-Roofing\B3010 - Roof Types\Roof - RUF | EQ-1007445
15-C1 | 15-C1 Bakersfield Juvenile Center | 15-C1-D2023-100-BFP03 | Backflow Prevention Device - BFP03 | Febco | H24869 | 860 .75 inch Type:RP | OM00030463 | FA0024609006326-BD0010622 | ASM2 - Basement of Juvenile Courts | NA | NA | NA | NA | NA | NA | NA | NA | NA | NA | \Classifications\Building System Class\D20-Plumbing\D2020 - Domestic Water\Backflow Preventer - BFP | 1010948
15-C1 | 15-C1 Bakersfield Juvenile Center | 15-C1-D1010-100-ELE04 | Elevator Passenger - ELE04 | Dover | 1289032002 | 67950 | OM00005851 | State ID# 093704 | Judges | NA | NA | NA | DNA | DNA | DNA | ELECTRIC | DNA | NA | NA | \Classifications\Building System Class\D10-Conveyance Systems\D1010 - Elevator\Elevator,Electric,Pass/Freight - ELE | 1011553
15-C1 | 15-C1 Bakersfield Juvenile Center | 15-C1-D5037-710-FAP01 | FIRE ALARM PANEL | NOTIFIER NFS2-3030 | 1st - 325561, 2nd - 3234294 | NOTIFIER NFS2-3030 | OM00030449 |  | BASEMENT ELECTRICAL ROOM | NA | NA | NA | NA | 120 | 2.25 | Electric | 3 | NA | NA | \Classifications\Building System Class\D50-Electrical SYS\D5030 - Comm & Security\Fire Alarm Panel - FAP | 1015303
15-C1 | 15-C1 Bakersfield Juvenile Center | 15-C1-D2023-310-HWP02 | PUMP, DOMESTIC HOT WATER CIRCULATING #1 | Marathon Electric | DNA | DNA | OM00030456 |  | BOILER ROOM IN BASEMENT | NA | NA | NA | 2 | Other | 3.1 | Electric | 3 | NA | NA | \Classifications\Building System Class\D20-Plumbing\D2020 - Domestic Water\Domestic Hot Water Circulating Pump - HWP | 1015521
15-C1 | 15-C1 Bakersfield Juvenile Center | 15-C1-D2023-310-HWP03 | PUMP, DOMESTIC HOT WATER CIRCULATING #2 | Balador | F1001253457 | F1001253457 | OM00030457 |  | BOILER ROOM IN BASEMENT | NA | NA | NA | 2 | Other | 3.1 | Electric | 3 | NA | NA | \Classifications\Building System Class\D20-Plumbing\D2020 - Domestic Water\Domestic Hot Water Circulating Pump - HWP | 1015522
15-C1 | 15-C1 Bakersfield Juvenile Center | 15-C1-D2023-310-HWP04 | PUMP, DOMESTIC HOT WATER CIRCULATING #3 | NIDEC MOTOR | DNA | DNA | OM00030455 |  | BOILER ROOM IN BASEMENT | NA | NA | NA | 2 | Other | 3.1 | Electric | 3 | NA | NA | \Classifications\Building System Class\D20-Plumbing\D2020 - Domestic Water\Domestic Hot Water Circulating Pump - HWP | 1015523
15-C1 | 15-C1 Bakersfield Juvenile Center | 15-C1-D2022-260-HWG01 | WATER HEATER, DOMESTIC #1 (GAS) | AO SMITH WATER PRODUCTS | SH89-30055-Y3 | BTP-125-199 | OM00005860 |  | BOILER ROOM IN BASEMENT | NA | NA | NA | 12-Jan | Other | 5.7 | Gas | 1 | DNA | DNA | \Classifications\Building System Class\D20-Plumbing\D2020 - Domestic Water\Domestic Water Heater, Gas - HWG | 1015524
15-C1 | 15-C1 Bakersfield Juvenile Center | 15-C1-D3021-130-BLR01 | BOILER, HOT WATER (GAS - BLR) | Raypak | 289100898 | H0514 | OM00005870 |  | BOILER ROOM IN BASEMENT | NA | NA | NA | DNA | DNA | DNA | Gas | DNA | 511,000 | 409,200 | \Classifications\Building System Class\D30-HVAC Systems\D3020 - Heat SYS\Boiler,Hot Water,Oil/Gas/Comb. - BLR | 1015526
15-C1 | 15-C1 Bakersfield Juvenile Center | 15-C1-D3021-130-BLR02 | BOILER, HOT WATER #2 (GAS) | Raypak | 289100897 | H0514 | OM00005871 |  | BOILER ROOM IN BASEMENT | NA | NA | NA | NA | NA | NA | Gas | NA | 511,500 | 409,200 | \Classifications\Building System Class\D30-HVAC Systems\D3020 - Heat SYS\Boiler,Hot Water,Oil/Gas/Comb. - BLR | 1015527
15-C1 | 15-C1 Bakersfield Juvenile Center | 15-C1-D3031-100-PCH01 | PUMP, CHILLED WATER #1 | BOLDOR RELIANCER | F0907154315 | DNA | OM00030445 |  | CHILLER ROOM IN BASEMENT | NA | NA | NA | 7.5 | Other | 9.4 | Electric | 3 | NA | NA | \Classifications\Building System Class\D30-HVAC Systems\D3030 - Cooling SYS\Chilled Water Pump - PCH | 1015528
15-C1 | 15-C1 Bakersfield Juvenile Center | 15-C1-D3031-100-PCH03 | PUMP, CHILLED WATER #3 | BOLDOR RELIANCER | DNA | F0907154310 | OM00030446 |  | CHILLER ROOM IN BASEMENT | NA | NA | NA | 7.5 | Other | 9.4 | Electric | 3 | NA | NA | \Classifications\Building System Class\D30-HVAC Systems\D3030 - Cooling SYS\Chilled Water Pump - PCH | 1015529
15-C1 | 15-C1 Bakersfield Juvenile Center | 15-C1-D3031-100-PCH04 | PUMP, CHILLER WATER #4 (CONDENSER WATER/TOWER WATER PUMP) | PACO | DNA | BD-89C0033301 | OM00005853 |  | CHILLER ROOM IN BASEMENT | NA | NA | NA | 5 | Other | 6.65 | Electric | 3 | NA | NA | \Classifications\Building System Class\D30-HVAC Systems\D3030 - Cooling SYS\Chilled Water Pump - PCH | 1015530
15-C1 | 15-C1 Bakersfield Juvenile Center | 15-C1-D3031-100-PCH05 | PUMP, CHILLER WATER #5 (CONDENSER WATER/TOWER WATER PUMP) | PACO | DNA | BD-89C0033302 | OM00030448 |  | CHILLER ROOM IN BASEMENT | NA | NA | NA | 5 | Other | 6.65 | Electric | 3 | NA | NA | \Classifications\Building System Class\D30-HVAC Systems\D3030 - Cooling SYS\Chilled Water Pump - PCH | 1015531
15-C1 | 15-C1 Bakersfield Juvenile Center | 15-C1-D3031-100-PCH06 | PUMP, CHILLER WATER #6 (CONDENSER WATER/TOWER WATER PUMP) | PACO | DNA | BD-89C0033401 | OM00030447 |  | CHILLER ROOM IN BASEMENT | NA | NA | NA | 5 | Other | 6.65 | Electric | 3 | NA | NA | \Classifications\Building System Class\D30-HVAC Systems\D3030 - Cooling SYS\Chilled Water Pump - PCH | 1015532
15-C1 | 15-C1 Bakersfield Juvenile Center | 15-C1-D3041-110-AHU04 | AIR HANDLING UNIT #4 (AHU) | TRANE | K89803309 | DNA | OM00030452 |  | AHU MECH ROOM IN BASEMENT | B-83 (2) | 16X25X2 (8), 16X20X2 (12) | NA | 15 | Other | 21 | Electric | 3 | NA | NA | \Classifications\Building System Class\D30-HVAC Systems\D3040 - Distribution SYS\Air Handling Unit - AHU | 1015533
15-C1 | 15-C1 Bakersfield Juvenile Center | 15-C1-D3041-110-AHU05 | AIR HANDLING UNIT #5 (AHU) | TRANE | K89803308 | DNA | OM00005895 |  | AHU MECH ROOM IN BASEMENT | BX810707 | 16x25x2 (14) | NA | 25 | Other | 32 | Electric | 3 | NA | NA | \Classifications\Building System Class\D30-HVAC Systems\D3040 - Distribution SYS\Air Handling Unit - AHU | 1015534
15-C1 | 15-C1 Bakersfield Juvenile Center | 15-C1-D3042-220-EFN01 | FAN, EXHAUST #1 (BELT DRIVEN FAN) | DNA | DNA | DNA | OM00005833 |  | AHU MECH ROOM IN BASEMENT | NA | NA | NA | 5 | Other | 6.6 | Electric | 3 | NA | NA | \Classifications\Building System Class\D30-HVAC Systems\D3040 - Distribution SYS\Supply/Exhaust/Return fans- FAN | 1015535
15-C1 | 15-C1 Bakersfield Juvenile Center | 15-C1-D3042-220-EFN02 | FAN, EXHUAST #2 | DNA | DNA | DNA | OM00005834 |  | AHU MECH ROOM IN BASEMENT | NA | NA | NA | 5 | Other | 6.6 | Electric | 3 | NA | NA | \Classifications\Building System Class\D30-HVAC Systems\D3040 - Distribution SYS\Supply/Exhaust/Return fans- FAN | 1015536
15-C1 | 15-C1 Bakersfield Juvenile Center | 15-C1-D3042-220-EFN03 | FAN, EXHAUST #3 (BELT DRIVEN FAN) | DNA | DNA | DNA | OM00030454 |  | AHU MECH ROOM IN BASEMENT | NA | NA | NA | 5 | Other | 7.4 | Electric | 3 | NA | NA | \Classifications\Building System Class\D30-HVAC Systems\D3040 - Distribution SYS\Supply/Exhaust/Return fans- FAN | 1015537
15-C1 | 15-C1 Bakersfield Juvenile Center | 15-C1-D3042-220-EFN04 | FAN, EXHAUST #4 | DNA | DNA | DNA | OM00030453 |  | AHU MECH ROOM IN BASEMENT | AX66 | NA | NA | 5 | Other | 7.7 | Electric | 3 | NA | NA | \Classifications\Building System Class\D30-HVAC Systems\D3040 - Distribution SYS\Supply/Exhaust/Return fans- FAN | 1015538
15-C1 | 15-C1 Bakersfield Juvenile Center | 15-C1-D3042-220-EFN05 | FAN, EXHAUST #5 (BELT DRIVEN FAN) | DNA | DNA | DNA | OM00005891 |  | AHU MECH ROOM IN BASEMENT | 4610 A54 | NA | NA | 1 | Other | 1.8 | Electric | 3 | NA | NA | \Classifications\Building System Class\D30-HVAC Systems\D3040 - Distribution SYS\Supply/Exhaust/Return fans- FAN | 1015539
15-C1 | 15-C1 Bakersfield Juvenile Center | 15-C1-D3042-220-EFN06 | FAN, EXHAUST #6 (BELT DRIVEN FAN) | DNA | DNA | DNA | OM00005890 |  | AHU MECH ROOM IN BASEMENT | 4610A54 | NA | NA | 1 | Other | 4-Mar | Electric | 3 | NA | NA | \Classifications\Building System Class\D30-HVAC Systems\D3040 - Distribution SYS\Supply/Exhaust/Return fans- FAN | 1015540
15-C1 | 15-C1 Bakersfield Juvenile Center | 15-C1-D3068-100-BAS01 | BUILDING AUTOMATION SYSTEM (BAS) | JOHNSON CONTROLS | DNA | DNA | OM00030444 |  | CHILLER ROOM IN BASEMENT | NA | NA | NA | NA | Other | 4 | Electric | DNA | NA | NA | \Classifications\Building System Class\D30-HVAC Systems\D3060 - Control & Inst Air\Building Automation System - BAS | 1015541
15-C1 | 15-C1 Bakersfield Juvenile Center | 15-C1-D3090-114-CMP01 | COMPRESSOR, CONTROL AIR | Air Compressor Products | 288-1-A4211 | DNA | OM00005877 |  | BOILER ROOM IN BASEMENT | AX 55 (2) | NA | NA | 2 | Other | 2.8 | Electric | 3 | NA | NA | \Classifications\Building System Class\D30-HVAC Systems\D3090 - Other HVAC Systems and Equipment\Air Compressor - CMP | 1015542
15-C1 | 15-C1 Bakersfield Juvenile Center | 15-C1-D3020-100-HET01 | EXPANSION TANK | AMTROL | AX-60V-S6 | 89-1852 | OM00005846 |  | BOILER ROOM IN BASEMENT | NA | NA | NA | NA | NA | NA | NA | NA | NA | NA | \Classifications\Building System Class\D30-HVAC Systems\D3020 - Heat SYS\Heater Water Expansion Tank - HET | 1015543
15-C1 | 15-C1 Bakersfield Juvenile Center | 15-C1-D3090-220-CMD01 | COMPRESSOR, AIR DRYER (CMD) | HANKISON | DNA | H510A1150812296 | OM00005876 |  | BOILER ROOM IN BASEMENT | NA | NA | R-134a | NA | Other | 2.57 | Electric | 1 | NA | NA | \Classifications\Building System Class\D30-HVAC Systems\D3090 - Other HVAC Systems and Equipment\Compressed Air Dryer - CMD | 1015544
15-C1 | 15-C1 Bakersfield Juvenile Center | 15-C1-D4022-210-FSG02 | PUMP, FIRE, ELECTRIC MOTOR DRIVEN #2 | MARATHON ELECTRIC | VFt84TTDR8619AN | 89PT13714-L | OM00005873 |  | BOILER ROOM IN BASEMENT | NA | NA | NA | 3 | Other | DNA | Electric | 3 | NA | NA | \Classifications\Building System Class\D40-Fire Protection SYS\D4020 - Stand Pipe\Pump,Fire,Electric Motor Driven - FSG | 1015545
15-C1 | 15-C1 Bakersfield Juvenile Center | 15-C1-D4022-210-JPM01 | PUMP, JOCKEY FIRE PUMP | BOLDER | 2-50 | W1098 | OM00005874 |  | BOILER ROOM IN BASEMENT | NA | NA | NA | 1.5 | Other | 4.9 | Electric | 3 | NA | NA | \Classifications\Building System Class\D40-Fire Protection SYS\D4020 - Stand Pipe\Jockey Pump - JPM | 1015546
15-C1 | 15-C1 Bakersfield Juvenile Center | 15-C1-D5010-234-ATS02 | ELECTRICAL, AUTOMATIC TRANSFER SWITCH (ATS) | METRON | DNA | DNA | OM00005859 |  | BOILER ROOM IN BASEMENT | NA | NA | NA | NA | Other | 100 | Electric | DNA | NA | NA | \Classifications\Building System Class\D50-Electrical SYS\D5010 - Elec Service & Dist\Automatic Transfer Switch - ATS | 1015547
15-C1 | 15-C1 Bakersfield Juvenile Center | 15-C1-D3020-100-HET02 | Expansion Tank (Boiler Room) | YOUNG ENGINEERING | 2870 | 200BST-27 | OM00005861 |  | BOILER ROOM IN BASEMENT | NA | NA | NA | NA | NA | NA | NA | NA | NA | NA | \Classifications\Building System Class\D30-HVAC Systems\D3020 - Heat SYS\Heater Water Expansion Tank - HET | 1015548
15-C1 | 15-C1 Bakersfield Juvenile Center | 15-C1-G2050-200-LSC01 | LANDSCAPING | NA | NA | NA | OM00026269 |  | GROUNDS | NA | NA | NA | NA | NA | NA | NA | NA | NA | NA | \Classifications\Building System Class\G20-Other Systems\G2050 - Landscaping\Landscaping - LSC | 1015549
15-C1 | 15-C1 Bakersfield Juvenile Center | 15-C1-D2023-100-BFP04 | BACKFLOW PREVENTER (IRRIGATION 4") | WILKINS ZURN | L78807 | 875 4" | OM00026267 | FA0024609-06326-BD0013139 | Backside of facility | NA | NA | NA | NA | NA | NA | NA | NA | NA | NA | \Classifications\Building System Class\D20-Plumbing\D2020 - Domestic Water\Backflow Preventer - BFP | 1016018
15-C1 | 15-C1 Bakersfield Juvenile Center | 15-C1-D3050-250-ACU02 | AIR CONDITIONING, SPLIT SYSTEM #2 | CARRIER | 3406X91431 | 384DF018-301 | OM00026281 |  | 4th Floor, OUTSIDE CLERKS' OFFICE | NA | NA | R-410A | NA | 240 | 20 | Electric | 1 | NA | NA | \Classifications\Building System Class\D30-HVAC Systems\D3050 - Package SYS\Air Conditioning,Split System - ACU | 1016052
15-C1 | 15-C1 Bakersfield Juvenile Center | 15-C1-D2023-310-HWP05 | PUMP, DOMESTIC HOT WATER CIRCULATING PUMP #5 | GRUNDFOS | 8835 | UP43-75BF | OM00035873 |  | BASEMENT MECH ROOM | NA | NA | NA | NA | 110 | NA | ELECTRIC | 1 | NA | NA | \Classifications\Building System Class\D20-Plumbing\D2020 - Domestic Water\Domestic Hot Water Circulating Pump - HWP | 1016160
15-C1 | 15-C1 Bakersfield Juvenile Center | 15-C1-D2023-310-HWP07 | PUMP, DOMESTIC HOT WATER CIRCULATING PUMP #7 | GRUNDFOS | 59896781 | UPS15-55SUC | OM00035871 |  | BASEMENT MECH ROOM | NA | NA | NA | NA | 110 | NA | ELECTRIC | 1 | NA | NA | \Classifications\Building System Class\D20-Plumbing\D2020 - Domestic Water\Domestic Hot Water Circulating Pump - HWP | 1016162
15-C1 | 15-C1 Bakersfield Juvenile Center | 15-C1-D2023-100-BFP05 | BACKFLOW PREVENTER #4 | FEBCO | J001062 | LF 825Y | OM00035870 | FA0025609-06326-BD0015141 | BOILER MECH ROOM IN BASEMENT | NA | NA | NA | NA | NA | NA | NA | NA | NA | NA | \Classifications\Building System Class\D20-Plumbing\D2020 - Domestic Water\Backflow Preventer - BFP | 1016225
15-C1 | 15-C1 Bakersfield Juvenile Center | 15-C1-D3031-100-PCH07 | PUMP, CHILLED WATER | TEC | EXP3125413025 | AEGHUW001 | OM00035869 |  | BASEMENT CHILLER ROOM | NA | NA | NA | 3.7 | 480 | 13 1.6 | ELECTRIC | 3 | NA | NA | \Classifications\Building System Class\D30-HVAC Systems\D3030 - Cooling SYS\Chilled Water Pump - PCH | 1016228
15-C1 | 15-C1 Bakersfield Juvenile Center | 15-C1-D3030-310-CTF01 | Cooling Tower Filter | Lakos | 44015001 | TC1-0100-CMBV | OM00030465 |  | Cooling Tower Yard West Side | NA | NA | NA | 2 | 208/230 | DNA | Electric | 3 | NA | NA | \Classifications\Building System Class\D30-HVAC Systems\D3030 - Cooling SYS\Cooling Tower Filter - CTF | 1017579
15-C1 | 15-C1 Bakersfield Juvenile Center | 15-C1-D2023-100-BFP06 | Backflow Preventer # 5 (Cooling Twr Filtration) (1"") | Wilkins | 2892095 | 975XL (1"") | OM00035908 | FA0024609-06326-BD0015140 | Cooling Tower Yard West Side | NA | NA | NA | NA | NA | NA | NA | NA | NA | NA | \Classifications\Building System Class\D20-Plumbing\D2020 - Domestic Water\Backflow Preventer - BFP | 1017578
15-C1 | 15-C1 Bakersfield Juvenile Center | 15-C1-D2023-310-WBS01 | Domestic Water Pump #1 (Boiler Rm) | Paco | PCK7A021B03 | Sk182JD121 | OM00035889 |  | Boiler Room | NA | NA | NA | 5 | 460 | 7.1 | Electric | 3 | NA | NA | \Classifications\Building System Class\D20-Plumbing\D2020 - Domestic Water\Domestic Water Booster System - WBS | 1017847
15-C1 | 15-C1 Bakersfield Juvenile Center | 15-C1-D2023-310-WBS02 | domestic Water Pump #2 (Boiler Rm) | Paco | 35N835T481 | JMM3212T | OM00035888 |  | Boiler Room | NA | NA | NA | 5 | 460 | 6.1 | Electric | 3 | NA | NA | \Classifications\Building System Class\D20-Plumbing\D2020 - Domestic Water\Domestic Water Booster System - WBS | 1017846
15-C1 | 15-C1 Bakersfield Juvenile Center | 15-C1-B2034-400-DOH03 | Overhread Rollup Door (Exit Sally Port) | Doerr | 201295B0331 | 2060040T00121 | OM00035911 |  | Sally Port Exit | NA | NA | NA | .80 | 460 | 2 | Electric | 3 | NA | NA | \Classifications\Building System Class\B20-General Building Exterior\B2030 - Exterior Doors\Door,Overhead-Shutter,Manual,Elec,Roll-up - DOH | 1017849
15-C1 | 15-C1 Bakersfield Juvenile Center | 15-C1-B2034-400-DOH02 | Overhread Rollup Door (Center Sally Port) | Doerr | 21296BK881 | 2060040T00121 | OM00035910 |  | Sally Port Center | NA | NA | NA | .80 | 460 | 2 | Electric | 3 | NA | NA | \Classifications\Building System Class\B20-General Building Exterior\B2030 - Exterior Doors\Door,Overhead-Shutter,Manual,Elec,Roll-up - DOH | 1017848
15-C1 | 15-C1 Bakersfield Juvenile Center | 15-C1-B2034-400-DOH01 | Overhread Rollup Door (Sally Port) | Doerr | 201296BH881 | RDA-50 | OM00035909 |  | Sally Port | NA | NA | NA | .80 | 460 | 2 | Electric | 3 | NA | NA | \Classifications\Building System Class\B20-General Building Exterior\B2030 - Exterior Doors\Door,Overhead-Shutter,Manual,Elec,Roll-up - DOH | 1017851
15-C1 | 15-C1 Bakersfield Juvenile Center | 15-C1-C1020-110-FRD01 | Fire Door Curtain (N side Lobby) | Cookson | WHI-021009 | FD0A10 | OM00035912 |  | Clerks Window for Administration | Chain Driven | NA | NA | Controller=1/8, Motor 1/8 | Controller and Motor= 115 | Controller=2, Motor=2.37 | Electric | 1 | NA | NA | \Classifications\Building System Class\C10-General Building Interior\C1020 - Fire Doors\Fire Doors - FRD | 1018004
15-C1 | 15-C1 Bakersfield Juvenile Center | 15-C1-C1020-110-FRD02 | Fire Curtain, Electric (Accounts Receivable) | Overhaed Door | 139 | RDA100 | OM00035913 |  | Westside Lobby Acconts Recievable | NA | NA | NA | NA | 200 | 6.25 | NA | 3 | NA | NA | \Classifications\Building System Class\C10-General Building Interior\C1020 - Fire Doors\Fire Doors - FRD | 1018251
15-C1 | 15-C1 Bakersfield Juvenile Center | 15-C1-D3050-250-ACU03 | Air Conditioning Split System (Elevator Mech Rm #1) | Fujitsu | 024548 | AOU24CL1 | OM00041002 |  | Elevator Mech Room #1 | NA | NA | R-410A | DNA | 208/230 | 10.5 | NA | 1 | NA | NA | \Classifications\Building System Class\D30-HVAC Systems\D3050 - Package SYS\Air Conditioning,Split System - ACU | 1018468
15-C1 | 15-C1 Bakersfield Juvenile Center | 15-C1-D3020-100-HET03 | Heater Water Expansion Tank HET03 | BELL & GOSSETT PUMP | 264860 | DNA | OM00002528 |  | Basement, Chiller Room | NA | NA | NA | NA | NA | NA | NA | NA | NA | NA | \Classifications\Building System Class\D30-HVAC Systems\D3020 - Heat SYS\Heater Water Expansion Tank - HET | 1019035
15-C1 | 15-C1 Bakersfield Juvenile Center | 15-C1-D5010-110-MCC01 | Motor Control Center #1, 1 to 5 | General Electric | F-215003, F-215004, F-215005, F-215006, F-215007 | 8000 Line | OM00002531 |  | Basement, Air Handler Room | NA | NA | NA | NA | 480 | 600 | Electric | 3 | NA | NA | \Classifications\Building System Class\D50-Electrical SYS\D5010 - Elec Service & Dist\Chiller Room Electrical Panel - MCC | 1019036
15-C1 | 15-C1 Bakersfield Juvenile Center | 15-C1-D5010-110-MCC02 | Motor Control Center #2, 1 to 4 | General Electric | F215002,F215200, F215001, F21599 | 8000 Line | OM00002527 |  | Basement, Chiller Room | NA | NA | NA | NA | 480 | 600 | Electric | 3 | NA | NA | \Classifications\Building System Class\D50-Electrical SYS\D5010 - Elec Service & Dist\Chiller Room Electrical Panel - MCC | 1019037
15-C1 | 15-C1 Bakersfield Juvenile Center | 15-C1-D5010-110-MCC03 | Motor Control Center #2, 1 to 3 | General Electric | F-215010, F-215008, F215009 | 8000 Line | OM00002529 |  | Basement, Boiler Room | NA | NA | NA | NA | DNA | DNA | Electric | DNA | NA | NA | \Classifications\Building System Class\D50-Electrical SYS\D5010 - Elec Service & Dist\Chiller Room Electrical Panel - MCC | 1019039
15-C1 | 15-C1 Bakersfield Juvenile Center | 15-C1-D2030-410-PMS01 | Pump, Ejector Sewage | Paco Pump Company | 88C0358601A | 50-4700140090 | OM00001681 |  | Basement, Janitor's Office | NA | NA | NA | NA | DNA | DNA | Electric | DNA | NA | NA | \Classifications\Building System Class\D20-Plumbing\D2030 - Sani Waste\Sewage Ejector Pump - PMS | 1019040
15-C1 | 15-C1 Bakersfield Juvenile Center | 15-C1-D2030-410-PMS02 | Pump, Ejector Sewage PMS02 | Paco Pump Company | 88G0358601B | 50-4700140090 | OM00002532 |  | Basement, Janitor's Office | NA | NA | NA | DNA | 110 | DNA | Electric | DNA | NA | NA | \Classifications\Building System Class\D20-Plumbing\D2030 - Sani Waste\Sewage Ejector Pump - PMS | 1019041
15-C1 | 15-C1 Bakersfield Juvenile Center | 15-C1-G2023-150-PEG01 | Security Parking Gate Judge's PEG01 | Viking Access Systems | DNA | H-10 | OM00030459 |  | Judges' Secured Parking Area | NA | NA | NA | DNA | 120/240 | 1.50/1 | Electric | 1 | NA | NA | \Classifications\Building System Class\G20-Other Systems\G2020 - Parking Lots\Secured Parking Gate - PEG | 1019042
15-C1 | 15-C1 Bakersfield Juvenile Center | 15-C1-G3010-210-PWT01 | Tank, Potable Water Storage Tank- PWT | ACE Buehler Inc | 35835 | SD6606U1330M | OM00005858 |  | Basement, Boiler Room | NA | NA | NA | NA | NA | NA | NA | NA | NA | NA | \Classifications\Building System Class\G30-Site Mechanical Utilities\G3010 - Water Supply\Potable Water Storage Tank - PWT | 1019043
15-C1 | 15-C1 Bakersfield Juvenile Center | 15-C1-D2090-230-WIP01 | Pump, Water Treatment Pump | Lakewood Instruments | DNA | 140 | OM00001692 |  | by cooling tower | NA | NA | NA | DNA | DNA | DNA | Electric | DNA | NA | NA | \Classifications\Building System Class\D20-Plumbing\D2090 - Other Plumbing SYS\Water Treatment Inhibitor Pump - WIP | 1019044
15-C1 | 15-C1 Bakersfield Juvenile Center | 15-C1-D4010-150-FMS02 | Dry Standpipe System (6" Basement) | DNA | DNA | DNA | OM00041006 |  | Basement, E/W Stairwells | NA | NA | NA | NA | NA | NA | NA | NA | NA | NA | \Classifications\Building System Class\D40-Fire Protection SYS\D4010 - Sprinkler SYS\Fire Systems, stand pipes - FMS | 1019064
15-C1 | 15-C1 Bakersfield Juvenile Center | 15-C1-D5092-250-EML15 | Emergency Lighting (15) | Lithonia | NA | NA | OM00037623 |  | Throughout Building | NA | NA | NA | NA | 110 | DNA | Electric | DNA | NA | NA | \Classifications\Building System Class\D50-Electrical SYS\D5090 - Elec SYS\Emergency And Exit Lighting - EML | 1019215
15-C1 | 15-C1 Bakersfield Juvenile Center | 15-C1-D2023-310-WBS03 | Pump Booster Domestic Water WBS03 | Goulds Pumps | DNA | 3642_2BF21034 | OM00030460 |  | Grounds East of Building | NA | NA | NA | DNA | 208-230/460 | 3.5-3.4/1.7 | Electric | 1 | NA | NA | \Classifications\Building System Class\D20-Plumbing\D2020 - Domestic Water\Domestic Water Booster System - WBS | 1019277
15-C1 | 15-C1 Bakersfield Juvenile Center | 15-C1-D3050-250-ACU04 | Air Conditioning Split System (Roof West Wall ) | Quietside | QSCC-1230425141158 | QSCC-123 | OM00041003 |  | Roof West Wall | DNA | DNA | R-410A | DNA | 115 | 14 | Electric | 1 | NA | NA | \Classifications\Building System Class\D30-HVAC Systems\D3050 - Package SYS\Air Conditioning,Split System - ACU | 1019556
15-C1 | 15-C1 Bakersfield Juvenile Center | 15-C1-D3050-250-ACU05 | Air Conditioning Split System (Roof East Wall ) | Quietside | QSCC-1230425141159 | QSCC-123 | OM00041004 |  | Roof East Wall | DNA | DNA | R-410A | DNA | 115 | 14 | Electric | 1 | NA | NA | \Classifications\Building System Class\D30-HVAC Systems\D3050 - Package SYS\Air Conditioning,Split System - ACU | 1019557
15-C1 | 15-C1 Bakersfield Juvenile Center | 15-C1-D3050-250-ACU06 | Air Conditioning Split System (Roof North East Wall ) | Quietside | QSCC-1230425141161 | QSCC-123 | OM00041005 |  | Roof North East Wall | DNA | DNA | R-410A | DNA | 115 | 14 | Electric | 1 | NA | NA | \Classifications\Building System Class\D30-HVAC Systems\D3050 - Package SYS\Air Conditioning,Split System - ACU | 1019559
15-C1 | 15-C1 Bakersfield Juvenile Center | 15-C1-D2023-100-BFP07 | Backflow Prevention Device - IRR (BFP07) 4" | Watts | QE-0734 | 975/4 | OM00035892 | FA0024609-06326-BD0016285 | Staff Parking East Side | NA | NA | NA | NA | NA | NA | NA | NA | NA | NA | \Classifications\Building System Class\D20-Plumbing\D2020 - Domestic Water\Backflow Preventer - BFP | 1021328
15-C1 | 15-C1 Bakersfield Juvenile Center | 15-C1-D2023-310-HWP08 | Pump, Domestic Hot Water Circulating Pump #6 (HWP08) ﾠ | GRUNDFOS | 52722370P1 | UP43-75BF | OM00026284 |  | Boiler Room | NA | NA | NA | DNA | 115 | DNA | Electric | DNA | NA | NA | \Classifications\Building System Class\D20-Plumbing\D2020 - Domestic Water\Domestic Hot Water Circulating Pump - HWP | 1021709
15-C1 | 15-C1 Bakersfield Juvenile Center | 15-C1-D5092-210-GEN01 | Diesel Generator | Cummins | 30315954 | NTTA-855-G62 | OM000046440 | Permit Unit S-12-1-0 (County Permit#) | Dummy Asset | NA | NA | NA | NA | 277/480 | 350KW | Diesel | 3 | NA | NA | \Classifications\Building System Class\D50-Electrical SYS\D5090 - Elec SYS\Emergency Generator - GEN | 1022565
15-D1 | 15-D1 Delano/North Kern Court | 15-D1-D3042-220-EFN01 | Exhaust Fan EFN01 | Penn Ventilator Co. | DNA | FX13VSR | OM00005793 |  | Roof | NA | NA | NA | DNA | 110 | DNA | electric | NA | NA | NA | \Classifications\Building System Class\D30-HVAC Systems\D3040 - Distribution SYS\Supply/Exhaust/Return fans- FAN | EQ-1005370
15-D1 | 15-D1 Delano/North Kern Court | 15-D1-D2022-260-HWG01 | 30 Gal water heater HWG01 | American Hot Water | A860202161 | GXF343TN | OM00005794 |  | Out Side | NA | NA | NA | NA | NA | NA | gas | NA | 34000 | DNA | \Classifications\Building System Class\D20-Plumbing\D2020 - Domestic Water\Domestic Water Heater, Gas - HWG | EQ-1005371
15-D1 | 15-D1 Delano/North Kern Court | 15-D1-D3050-210-PKU01 | Pact Unit AC PKU01 | Trane | C84J-05854 | SFHC-B302-LB | OM00005791 |  | Roof | DNA | 16x25x1 (2) | R-22 | 1/3-1/5 | 253 | 26 | electric | 3 | DNA | DNA | \Classifications\Building System Class\D30-HVAC Systems\D3050 - Package SYS\Package Unit - PKU | EQ-1005372
15-D1 | 15-D1 Delano/North Kern Court | 15-D1-D3050-210-PKU02 | Pact Unit AC 1B PKU02 | Trane | Y32143387D | BYC10063L0AA | OM00005790 |  | Roof | NA | 16x25x1 (4) | R-22 | 3 | 253 | 2.7 | Electric and natural gas | 3 | 120000 | 97200 | \Classifications\Building System Class\D30-HVAC Systems\D3050 - Package SYS\Package Unit - PKU | EQ-1005373
15-D1 | 15-D1 Delano/North Kern Court | 15-D1-D3050-250-ACU03 | Pact Unit SPLIT UNIT ACU03 | International Comfort Products | G073821634 | PGN324040K00A1 | OM00005789 |  | Roof | NA | DNA | R-22 | DNA | 253 | 0.6 | electric | 3 | NA | NA | \Classifications\Building System Class\D30-HVAC Systems\D3050 - Package SYS\Air Conditioning,Split System - ACU | EQ-1005374
15-D1 | 15-D1 Delano/North Kern Court | 15-D1-D3050-210-PKU04 | Pact Unit AC PKU04 | Carrier | 0608G11562 | 48HJD012-571 | OM00005788 |  | Roof | A51 (1) | 20x20x2 (4) | R-22 | DNA | 254 | 1.4 | Natural gas and electric | 3 | 120000 | 1476000 | \Classifications\Building System Class\D30-HVAC Systems\D3050 - Package SYS\Package Unit - PKU | EQ-1005375
15-D1 | 15-D1 Delano/North Kern Court | 15-D1-D3050-210-PKU06 | Pact Unit AC-2B PKU06 | Trane | Y39143129D | BYC060F3LOAA | OM00005786 |  | Roof | A49 (1) | 14X25X1 (1) | R-22 | DNA | 208/230 | 3.4 | Electric and natural gas | 3 | 87500 | 69125 | \Classifications\Building System Class\D30-HVAC Systems\D3050 - Package SYS\Package Unit - PKU | EQ-1005377
15-D1 | 15-D1 Delano/North Kern Court | 15-D1-D3050-210-PKU07 | pact Unit AC-3A PKU07 | Trane | Y39143127D | BYC060F3LOAA | OM00005785 |  | Roof | A48 (1) | 14X25X1 (1) | R-22 | DNA | 208/230 | 3.4 | Electric and natural gas | 3 | 87500 | 69125 | \Classifications\Building System Class\D30-HVAC Systems\D3050 - Package SYS\Package Unit - PKU | EQ-1005378
15-D1 | 15-D1 Delano/North Kern Court | 15-D1-C1020-110-FRD06 | Overhead Fire Rollup Door (Small Claims Window) FRO06 | Overhead Window | 061561 | 6504731 | OM00005780 |  | Civil, Small Claims Window | NA | NA | NA | NA | NA | NA | NA | NA | NA | NA | \Classifications\Building System Class\C10-General Building Interior\C1020 - Fire Doors\Fire Doors - FRD | EQ-1005381
15-D1 | 15-D1 Delano/North Kern Court | 15-D1-D2018-100-DKF01 | Drinking Fountain DKF01 | Sunrock | NN7104IJ | CWC8 | OM00005782 |  | Floor 1 | NA | NA | NA | 8 | NA | 5.2 | electric | Floor 1 | NA | NA | \Classifications\Building System Class\D20-Plumbing\D2010 - Plumb Fix\Drink Fountain (Refr Indvl Wtrcooler) - DKF | EQ-1005382
15-D1 | 15-D1 Delano/North Kern Court | 15-D1-D4031-100-FEX12 | Fire Extinguishers FEX12 | Kiddie | NA | NA | OM00005781 |  | Floor 1 | NA | NA | NA | NA | NA | NA | NA | NA | NA | NA | \Classifications\Building System Class\D40-Fire Protection SYS\D4030 - FIRE SPEC\Fire Extinguisher - FEX | EQ-1005383
15-D1 | 15-D1 Delano/North Kern Court | 15-D1-B2010-100-BLD01 | Building Structure | NA | NA | NA | OM00033836 |  | All | NA | NA | NA | NA | NA | NA | NA | NA | NA | NA | \Classifications\Building System Class\B20-General Building Exterior\B2010 - Exterior Walls\Building - BLD | EQ-1007269
15-D1 | 15-D1 Delano/North Kern Court | 15-D1-B3010-100-RUF01 | Roofing Systems | NA | NA | NA | OM00033840 |  | NA | NA | NA | NA | NA | NA | NA | NA | NA | NA | NA | \Classifications\Building System Class\B30-Roofing\B3010 - Roof Types\Roof - RUF | EQ-1007446
15-D1 | 15-D1 Delano/North Kern Court | 15-D1-D3050-210-PKU10 | Package Unit #10 | Trane | 2 | BYC100G3LOAA | OM00005792 |  | N/W CORNER | A43 (1) | NA | R-22 | 3 | 240 | 1.4 | Electric and natural gas | 3 | NA | NA | \Classifications\Building System Class\D30-HVAC Systems\D3050 - Package SYS\Package Unit - PKU | 1015289
15-D1 | 15-D1 Delano/North Kern Court | 15-D1-D5037-710-FAP01 | FIRE ALARM PANEL | FIRE WATCH | 411UDAC | DNA | OM00030472 |  | BACKHALL WAY N/E OFFICE | NA | NA | NA | NA | 120 | DNA | Electric | 1 | NA | NA | \Classifications\Building System Class\D50-Electrical SYS\D5030 - Comm & Security\Fire Alarm Panel - FAP | 1015306
15-D1 | 15-D1 Delano/North Kern Court | 15-D1-G2050-200-LSC01 | LANDSCAPING | NA | NA | NA | OM00016598 |  | GROUNDS | NA | NA | NA | NA | NA | NA | NA | NA | NA | NA | \Classifications\Building System Class\G20-Other Systems\G2050 - Landscaping\Landscaping - LSC | 1015550
15-D1 | 15-D1 Delano/North Kern Court | 15-D1-C1020-110-FRD01 | Fire Door Curtain (Clerks Office) | Cookson | WHI1531 | NA | OM00036883 |  | Court Clerks' Office | NA | NA | NA | NA | NA | NA | NA | NA | NA | NA | \Classifications\Building System Class\C10-General Building Interior\C1020 - Fire Doors\Fire Doors - FRD | 1018005
15-D1 | 15-D1 Delano/North Kern Court | 15-D1-C1020-110-FRD02 | Rollup Fire Curtain #2 (Court Clerk Office) | Cookson | WHI1532 | NA | OM00036884 |  | Court Clerks' Office | NA | NA | NA | NA | NA | NA | NA | NA | NA | NA | \Classifications\Building System Class\C10-General Building Interior\C1020 - Fire Doors\Fire Doors - FRD | 1018252
15-D1 | 15-D1 Delano/North Kern Court | 15-D1-C1020-110-FRD03 | Rollup Fire Curtain #3 (Court Clerk Office) | Cookson | WHI1533 | NA | OM00036885 |  | Court Clerks' Office | NA | NA | NA | NA | NA | NA | NA | NA | NA | NA | \Classifications\Building System Class\C10-General Building Interior\C1020 - Fire Doors\Fire Doors - FRD | 1018253
15-D1 | 15-D1 Delano/North Kern Court | 15-D1-C1020-110-FRD04 | Rollup Fire Curtain #4 (Court Clerk Office) | Cookson | WHI1534 | NA | OM00036882 |  | Court Clerks' Office | NA | NA | NA | NA | NA | NA | NA | NA | NA | NA | \Classifications\Building System Class\C10-General Building Interior\C1020 - Fire Doors\Fire Doors - FRD | 1018254
15-D1 | 15-D1 Delano/North Kern Court | 15-D1-D3042-220-EFN02 | Exhaust Fan (Roof Next to Antenna) | Greenheck Co | 122379141009 | GB0814XQDR3 | OM00002524 |  | Roof, Next to Antenna | 3L180 (1) | NA | NA | NA | 115 | DNA | Electric | 1 | NA | NA | \Classifications\Building System Class\D30-HVAC Systems\D3040 - Distribution SYS\Supply/Exhaust/Return fans- FAN | 1019166
15-D1 | 15-D1 Delano/North Kern Court | 15-D1-C1020-110-FRD05 | Overhead Rollup Fire Door (Holding Cell) FRD05 | Overhead Door Corp | 081771 | 16100381 | OM00002521 |  | Holding Cell | NA | NA | NA | NA | NA | NA |  | NA | NA | NA | \Classifications\Building System Class\C10-General Building Interior\C1020 - Fire Doors\Fire Doors - FRD | 1019167
15-D1 | 15-D1 Delano/North Kern Court | 15-D1-D5010-200-ESD01 | Main Electrical Panel MCE01 | ITE | DNA | PB428 | OM00002522 |  | 1st Floor, Main Electrical Room | NA | NA | NA | NA | 120/208 | DNA | Electric | 3 | NA | NA | \Classifications\Building System Class\D50-Electrical SYS\D5010 - Elec Service & Dist\Electical Service and Distribution - ESD | 1019168
15-D1 | 15-D1 Delano/North Kern Court | 15-D1-G2023-150-PEG01 | Security Parking Gate | Elite Access Systems Inc | DNA | DNA | OM00002526 |  | Grounds | NA | NA | NA | 1/2 | 115 | 4.6/5.8 | Electric | 1 | NA | NA | \Classifications\Building System Class\G20-Other Systems\G2020 - Parking Lots\Secured Parking Gate - PEG | 1019169
15-D1 | 15-D1 Delano/North Kern Court | 15-D1-D5092-250-EML06 | Emergency Lighting (6) | Lithonia | NA | NA | OM00037624 |  | Throughout Building | NA | NA | NA | NA | DNA | DNA | Electric | DNA | NA | NA | \Classifications\Building System Class\D50-Electrical SYS\D5090 - Elec SYS\Emergency And Exit Lighting - EML | 1019216
15-D1 | 15-D1 Delano/North Kern Court | 15-D1-D3050-210-PKU11 | Pact Unit AC (PKU11) | Johnson Control | N1H5942161 | JO5ZFN08P2GZZ40001A | OM00036886 |  | Roof | DNA | 20x30x2(1), 14x25x2 (1) | R-410A | 1.5 | 208/230 | DNA | Electric | 3 | DNA | DNA | \Classifications\Building System Class\D30-HVAC Systems\D3050 - Package SYS\Package Unit - PKU | 1019866
15-D1 | 15-D1 Delano/North Kern Court | 15-D1-D3050-210-PKU12 | Pact Unit AC (PKU12) | Johnson Control | N1H5942160 | JO5ZFN08P2GZZ40001A | OM00036887 |  | Roof | DNA | 20x30x2(1), 14x25x2 (1) | R-410A | 1.5 | 208/230 | DNA | Electric | 3 | DNA | DNA | \Classifications\Building System Class\D30-HVAC Systems\D3050 - Package SYS\Package Unit - PKU | 1019867
15-D1 | 15-D1 Delano/North Kern Court | 15-D1-D4010-150-FMS01 | Fire Sprinkler System (FMS01) | DNA | DNA | DNA | OM00002525 |  | Sally Port/East Side | NA | NA | NA | NA | NA | NA | NA | NA | NA | NA | \Classifications\Building System Class\D40-Fire Protection SYS\D4010 - Sprinkler SYS\Fire Systems, stand pipes - FMS | 1021676
15-D1 | 15-D1 Delano/North Kern Court | 15-D1-D3050-210-PKU13 | Pact Unit AC 5A PKU13 | York | W1L6063694 | PCG4A300502X1 | OM00041027 |  | Roof | NA | 20x20x1 | R-410A | 1/4 | 208-230 | 16.2 | Electric | 1 | NA | NA | \Classifications\Building System Class\D30-HVAC Systems\D3050 - Package SYS\Package Unit - PKU | 1021771
15-E1 | 15-E1 Shafter/Wasco Courts Bldg. | 15-E1-D3042-220-EFN02 | Exhaust Fan EFN02 | Penn Ventilator Co. | DNA | AB35 | OM00005700 |  | Roof | 4L220 (1) | NA | NA | 1/4 | 115/208-230 | 4.6/2.3 | electric | 3 | NA | NA | \Classifications\Building System Class\D30-HVAC Systems\D3040 - Distribution SYS\Supply/Exhaust/Return fans- FAN | EQ-1005385
15-E1 | 15-E1 Shafter/Wasco Courts Bldg. | 15-E1-D3042-220-EFN01 | Exhaust Fan -1 | Penn Ventilator Co. | DNA | DX08SR | OM00005699 |  | Roof | NA | NA | NA | 3/4hp | 230 | DNA | electric | 3 | NA | NA | \Classifications\Building System Class\D30-HVAC Systems\D3040 - Distribution SYS\Supply/Exhaust/Return fans- FAN | EQ-1005386
15-E1 | 15-E1 Shafter/Wasco Courts Bldg. | 15-E1-D3050-250-ACU01 | Split System Air Conditioning | Carrier | 1707G30509 | 48HJL006541 | OM00005777 |  | SE Roof | A 39 | 16x25x2 (2) | R-22 | DNA | 208/230 | 1.5-5.8/0.6 | Electricity and natural gas | 3 | DNA | DNA | \Classifications\Building System Class\D30-HVAC Systems\D3050 - Package SYS\Air Conditioning,Split System - ACU | EQ-1005388
15-E1 | 15-E1 Shafter/Wasco Courts Bldg. | 15-E1-D3050-210-PKU02 | Pact unit AC PKU02 | Carrier | 3407G21261 | 48SDN036060511 | OM00005776 |  | SE Roof | NA | 20x20x2 | R-22 | DNA | 208/230 | 10 | gas | 3 | DNA | DNA | \Classifications\Building System Class\D30-HVAC Systems\D3050 - Package SYS\Package Unit - PKU | EQ-1005389
15-E1 | 15-E1 Shafter/Wasco Courts Bldg. | 15-E1-D3050-210-PKU03 | Pact Unit AC PKU03 | Bryant | 4998G11174 | 589ANW030040ADBD | OM00005774 |  | SW Roof | AX39 (1) | 16x25x2 (2) | R-22 | DNA | 208/230 | 15 | Natural gas and electric | 3 | DNA | DNA | \Classifications\Building System Class\D30-HVAC Systems\D3050 - Package SYS\Package Unit - PKU | EQ-1005390
15-E1 | 15-E1 Shafter/Wasco Courts Bldg. | 15-E1-D3050-210-PKU04 | Pact Unit AC PKU04 | Carrier | 1907G40589 | 48HJL006541 | OM00005775 |  | SW Roof | AX39 (1) | 16x25x2 (2) | R-22 | DNA | 208/230 | 17.3 | Natural gas and electric | 3 | DNA | DNA | \Classifications\Building System Class\D30-HVAC Systems\D3050 - Package SYS\Package Unit - PKU | EQ-1005391
15-E1 | 15-E1 Shafter/Wasco Courts Bldg. | 15-E1-D3050-210-PKU05 | Pact unit AC PKU05 | BDP Company | 1399G30257 | 581BPV120180AFFA | OM00005698 |  | Center Roof | AX51 (1) | 20x20x2 | R-22 | DNA | 208/230 | 17.6 | Natural gas and electric | 3 | DNA | DNA | \Classifications\Building System Class\D30-HVAC Systems\D3050 - Package SYS\Package Unit - PKU | EQ-1005392
15-E1 | 15-E1 Shafter/Wasco Courts Bldg. | 15-E1-D3050-210-PKU06 | Pact Unit AC PKU06 | Carrier | 0306G21620 | 48HJD009-551 | OM00005697 |  | Center Roof | A49 (1) | 20x20x2 (4) | R-22 | 3/4hp | 208/230 | 13.4 | Natural gas and electric | 3 | DNA | DNA | \Classifications\Building System Class\D30-HVAC Systems\D3050 - Package SYS\Package Unit - PKU | EQ-1005393
15-E1 | 15-E1 Shafter/Wasco Courts Bldg. | 15-E1-D3050-210-PKU07 | East Pact Unit AC PKU07 | Carrier | 2007G20603 | 48HJL006541 | OM00005696 |  | East Roof | A39 (1) | 20x20x2 | R-22 | DNA | 208-230/460 | 5.2/2.6 | Electricity and natural gas | 3 | DNA | DNA | \Classifications\Building System Class\D30-HVAC Systems\D3050 - Package SYS\Package Unit - PKU | EQ-1005394
15-E1 | 15-E1 Shafter/Wasco Courts Bldg. | 15-E1-D3050-210-PKU08 | Pact Unit AC PKU08 | Carrier | 1307G10384 | 48 HJL005-551 | OM00005690 |  | N Side Of Roof | AX36 (1) | 16x25x2 (2) | R-22 | 2 1/2 | 208/230 | 13.5 | gas | 3 | DNA | DNA | \Classifications\Building System Class\D30-HVAC Systems\D3050 - Package SYS\Package Unit - PKU | EQ-1005395
15-E1 | 15-E1 Shafter/Wasco Courts Bldg. | 15-E1-D3050-210-PKU09 | Pact Unit AC PKU09 | Carrier | 2007G20602 | 48HJL006-5401 | OM00005691 |  | N Side Of Roof | AX39 (1) | 20x20x2 | R-22 | 2 1/2 | 208/230 | 17.3 | Electricity and natural gas | 3 | DNA | DNA | \Classifications\Building System Class\D30-HVAC Systems\D3050 - Package SYS\Package Unit - PKU | EQ-1005396
15-E1 | 15-E1 Shafter/Wasco Courts Bldg. | 15-E1-D3050-210-PKU10 | Pact Unit AC PKU10 | Carrier | 3988E22996 | 38HY0180300 | OM00005689 |  | N Side Of Roof | DNA | 20x20x2 | R-22 | DNA | 230 | 11.6 | electric | 3 | DNA | DNA | \Classifications\Building System Class\D30-HVAC Systems\D3050 - Package SYS\Package Unit - PKU | EQ-1005397
15-E1 | 15-E1 Shafter/Wasco Courts Bldg. | 15-E1-D3050-210-PKU11 | Pact Unit AC PKU11 | Carrier | 1307G10385 | 48HJL005-551 | OM00005692 |  | NE Roof | NA | 16x25x2 (2)20x20x2 | R-22 | 2 1/2 | 208/230 | 13.5 | Natural gas and electric | 3 | DNA | DNA | \Classifications\Building System Class\D30-HVAC Systems\D3050 - Package SYS\Package Unit - PKU | EQ-1005398
15-E1 | 15-E1 Shafter/Wasco Courts Bldg. | 15-E1-D3050-210-PKU12 | Pact Unit AC PKU12 | International Comfort Products | G073941155 | PGN336060K00A1 | OM00005693 |  | NE Roof | NA | 20x20x2 | R-22 | DNA | 208/230 | 14.4 | Electric and natural gas | 3 | DNA | DNA | \Classifications\Building System Class\D30-HVAC Systems\D3050 - Package SYS\Package Unit - PKU | EQ-1005399
15-E1 | 15-E1 Shafter/Wasco Courts Bldg. | 15-E1-D3050-210-PKU13 | Pact Unit AC PKU13 | Carrier | 3207G51385 | 48SDN042060511 | OM00005694 |  | NE Roof | DNA | 20x20x2 | R-22 | 2 1/2 | 208/230 | 12.8 | Natural gas and electric | 3 | DNA | DNA | \Classifications\Building System Class\D30-HVAC Systems\D3050 - Package SYS\Package Unit - PKU | EQ-1005400
15-E1 | 15-E1 Shafter/Wasco Courts Bldg. | 15-E1-D3050-210-PKU14 | Pact Unit AC PKU14 | Carrier | 2007G20600 | 48HJL006541 | OM00005695 |  | Center Roof | A39 (1) | 20x20x2 | R-22 | 3/4hp | 208/230 | 17.3 | Natural gas and electric | 3 | DNA | DNA | \Classifications\Building System Class\D30-HVAC Systems\D3050 - Package SYS\Package Unit - PKU | EQ-1005401
15-E1 | 15-E1 Shafter/Wasco Courts Bldg. | 15-E1-G2023-150-PEG01 | Viking Access System | VIKING | 1109-SIB-13416 | F1 | OM00005772 |  | East Side Sally Port | NA | NA | NA | 5 | 120/240 | 1.5/7.5 | electric | DNA | NA | NA | \Classifications\Building System Class\G20-Other Systems\G2020 - Parking Lots\Secured Parking Gate - PEG | EQ-1005402
15-E1 | 15-E1 Shafter/Wasco Courts Bldg. | 15-E1-C1020-110-FRD05 | DOOR,OVERHEAD (FIRE CURTAIN ROLLUP) | Cookson Door Company | DNA | 428900 | OM00005770 |  | Traffic Windows | NA | NA | NA | NA | NA | NA | NA | NA | NA | NA | \Classifications\Building System Class\C10-General Building Interior\C1020 - Fire Doors\Fire Doors - FRD | EQ-1005403
15-E1 | 15-E1 Shafter/Wasco Courts Bldg. | 15-E1-D5038-810-ITA01 | Security Panels ITA01 | Sonitrol | DNA | DNA | OM00005769 |  | File Room | NA | NA | NA | NA | 24 volts | DNA | electric | DNA | NA | NA | \Classifications\Building System Class\D50-Electrical SYS\D5030 - Comm & Security\Intrusion Alarm - ITA | EQ-1005404
15-E1 | 15-E1 Shafter/Wasco Courts Bldg. | 15-E1-D4031-100-FEX14 | Fire Extinguishers FEX14 | kiddie | NA | NA | OM00005766 |  | Main Lobby | NA | NA | NA | NA | NA | NA | NA | NA | NA | NA | \Classifications\Building System Class\D40-Fire Protection SYS\D4030 - FIRE SPEC\Fire Extinguisher - FEX | EQ-1005405
15-E1 | 15-E1 Shafter/Wasco Courts Bldg. | 15-E1-D2018-100-DKF01 | Drinking Fountain DKF01 | Sunrock | DNA | DNA | OM00005767 |  | Main Lobby | NA | NA | NA | NA | 115 | 3 | electric | Floor 1 | NA | NA | \Classifications\Building System Class\D20-Plumbing\D2010 - Plumb Fix\Drink Fountain (Refr Indvl Wtrcooler) - DKF | EQ-1005406
15-E1 | 15-E1 Shafter/Wasco Courts Bldg. | 15-E1-B2010-100-BLD01 | Building Structure | NA | NA | NA | OM00036001 |  | All | NA | NA | NA | NA | NA | NA | NA | NA | NA | NA | \Classifications\Building System Class\B20-General Building Exterior\B2010 - Exterior Walls\Building - BLD | EQ-1007270
15-E1 | 15-E1 Shafter/Wasco Courts Bldg. | 15-E1-B3010-100-RUF01 | Roofing Systems | NA | NA | NA | OM00033838 |  | NA | NA | NA | NA | NA | NA | NA | NA | NA | NA | NA | \Classifications\Building System Class\B30-Roofing\B3010 - Roof Types\Roof - RUF | EQ-1007447
15-E1 | 15-E1 Shafter/Wasco Courts Bldg. | 15-E1-D2023-100-BFP01 | Backflow Prevention Device - BFP01 | FEBCO | N110150650 | DLF860 3 INCH RP | OM00026275 | FA0029281-45020-BD0011438 | grounds - ASM2 - At Meter (USE KERN COUNTY TESTING FORMS) | NA | NA | NA | NA | NA | NA | NA | NA | NA | NA | \Classifications\Building System Class\D20-Plumbing\D2020 - Domestic Water\Backflow Preventer - BFP | 1010845
15-E1 | 15-E1 Shafter/Wasco Courts Bldg. | 15-E1-D2023-100-BFP02 | Backflow Prevention Device - BFP02 | WILKINS | L60461 | 375 2 1/2 inch | OM00026276 | FA0029281-45020-BD0010814 | grounds (USE KERN COUNTY TESTING FORMS) | NA | NA | NA | NA | NA | NA | NA | NA | NA | NA | \Classifications\Building System Class\D20-Plumbing\D2020 - Domestic Water\Backflow Preventer - BFP | 1010846
15-E1 | 15-E1 Shafter/Wasco Courts Bldg. | 15-E1-D5037-710-FAP01 | FIRE ALARM PANEL | SIMPLEX | 170010WHT | 4005 | OM00005768 |  | FILE ROOM, CLERK'S OFFICE | NA | NA | NA | NA | 120/240 | 3/1.5 | Electric | 3 | NA | NA | \Classifications\Building System Class\D50-Electrical SYS\D5030 - Comm & Security\Fire Alarm Panel - FAP | 1015305
15-E1 | 15-E1 Shafter/Wasco Courts Bldg. | 15-E1-G2050-200-LSC01 | LANDSCAPING | NA | NA | NA | OM00026270 |  | GROUNDS | NA | NA | NA | NA | NA | NA | NA | NA | NA | NA | \Classifications\Building System Class\G20-Other Systems\G2050 - Landscaping\Landscaping - LSC | 1015551
15-E1 | 15-E1 Shafter/Wasco Courts Bldg. | 15-E1-G2049-300-HSC01 | HARDSCAPE | NA | NA | NA | OM00036317 |  | GROUNDS | NA | NA | NA | NA | NA | NA | NA | NA | NA | NA | \Classifications\Building System Class\G20-Other Systems\G2040 - Site Development\Hardscape - HSC | 1016072
15-E1 | 15-E1 Shafter/Wasco Courts Bldg. | 15-E1-D5092-250-ELT01 | EXTERIOR LIGHTING | NA | NA | NA | OM00035878 |  | EXTERIOR OF BUILDING | NA | NA | NA | NA | DNA | DNA | Electric | 1 | NA | NA | \Classifications\Building System Class\D50-Electrical SYS\D5090 - Elec SYS\Exterior Lighting - ELT | 1016938
15-E1 | 15-E1 Shafter/Wasco Courts Bldg. | 15-E1-D3042-220-EFN05 | Exhaust Fan (Roof) EFN05 | Twin City Fan Companies | E08249531115 | BCRU140B | OM00035918 |  | Roof | 4L270 | NA | NA | 1/2 | 115/208-230 | 8.2/4.1 | Electric | 1 | NA | NA | \Classifications\Building System Class\D30-HVAC Systems\D3040 - Distribution SYS\Supply/Exhaust/Return fans- FAN | 1019170
15-E1 | 15-E1 Shafter/Wasco Courts Bldg. | 15-E1-C1020-110-FRD01 | Overhead Rollup Fire Doors (Rm 137) FRO01 | Cookson Door Company | 428899 | DNA | OM00035877 |  | 1st Floor, Traffic Windows Clerks' Office, Rm137 | NA | NA | NA | NA | NA | NA | NA | NA | NA | NA | \Classifications\Building System Class\C10-General Building Interior\C1020 - Fire Doors\Fire Doors - FRD | 1019171
15-E1 | 15-E1 Shafter/Wasco Courts Bldg. | 15-E1-C1020-110-FRD02 | Overhead Rollup Fire Doors (Rm 137) FRO02 | Cookson Door Company | 428898 | DNA | OM00035876 |  | 1st Floor, Traffic Windows Clerks' Office, Rm137 | NA | NA | NA | NA | NA | NA | NA | NA | NA | NA | \Classifications\Building System Class\C10-General Building Interior\C1020 - Fire Doors\Fire Doors - FRD | 1019172
15-E1 | 15-E1 Shafter/Wasco Courts Bldg. | 15-E1-C1020-110-FRD03 | Overhead Rollup Fire Doors (Rm 137) FRO03 | Cookson Door Company | 428897 | DNA | OM00035879 |  | Traffic Windows Clerks' Office, RM 137 | NA | NA | NA | NA | NA | NA | NA | NA | NA | NA | \Classifications\Building System Class\C10-General Building Interior\C1020 - Fire Doors\Fire Doors - FRD | 1019173
15-E1 | 15-E1 Shafter/Wasco Courts Bldg. | 15-E1-C1020-110-FRD04 | Overhead Rollup Fire Doors (Rm 137) FRO04 | Cookson Door Company | 077044 | 14047081 | OM00002594 |  | Across from Small Claims Window | NA | NA | NA | NA | NA | NA | NA | NA | NA | NA | \Classifications\Building System Class\C10-General Building Interior\C1020 - Fire Doors\Fire Doors - FRD | 1019174
15-E1 | 15-E1 Shafter/Wasco Courts Bldg. | 15-E1-G2023-150-PEG02 | Security Parking Gate (Sally Port Westside) | Viking Access Systems | 1109S1B13416 | F1 | OM00035917 |  | Driveway Westside | NA | NA | NA | DNA | 120/460 | 1.5 | Electric | 1 | NA | NA | \Classifications\Building System Class\G20-Other Systems\G2020 - Parking Lots\Secured Parking Gate - PEG | 1019175
15-E1 | 15-E1 Shafter/Wasco Courts Bldg. | 15-E1-D5092-250-EML08 | Emergency Lighting (8) | Lithonia | NA | NA | OM00037625 |  | Throughout Building | NA | NA | NA | NA | 110 | DNA | Electric | DNA | NA | NA | \Classifications\Building System Class\D50-Electrical SYS\D5090 - Elec SYS\Emergency And Exit Lighting - EML | 1019217
15-E1 | 15-E1 Shafter/Wasco Courts Bldg. | 15-E1-D2022-100-HWE01 | Hot Water Domestic Heater # 01 | Rinnai | 04-07-130975 | R94LSI | OM00005844 |  | Mechanical Room South | NA | NA | NA | NA | DNA | DNA | Electric | DNA | NA | NA | \Classifications\Building System Class\D20-Plumbing\D2020 - Domestic Water\Domestic Water Heater, Electric - HWE | 1019300
15-E1 | 15-E1 Shafter/Wasco Courts Bldg. | 15-E1-D5010-200-ESD01 | Main Electrical Panel | Challender | C-208146 | DNA | OM00041016 |  | Floor 1 Main Electrical Room | NA | NA | NA | DNA | DNA | DNA | Electric | DNA | NA | NA | \Classifications\Building System Class\D50-Electrical SYS\D5010 - Elec Service & Dist\Electical Service and Distribution - ESD | 1020498
15-E1 | 15-E1 Shafter/Wasco Courts Bldg. | 15-E1-D4010-150-FMS01 | Fire Sprinkler System (FMS01) | DNA | DNA | DNA | OM00002593 |  | Sally Port/South Side | NA | NA | NA | NA | NA | NA | NA | NA | NA | NA | \Classifications\Building System Class\D40-Fire Protection SYS\D4010 - Sprinkler SYS\Fire Systems, stand pipes - FMS | 1021677
15-E1 | 15-E1 Shafter/Wasco Courts Bldg. | 15-E1-D3050-210-PKU15 | Package Unit (PKU15) | Night-Day | C172217738 | PGD43606KTP1E1 | OM00041048 |  | Roof | NA | (2) 15x25x2 | R-410A | 1/3, 1/2 | 208/230 | 27.4 | Electric | 1 | NA | NA | \Classifications\Building System Class\D30-HVAC Systems\D3050 - Package SYS\Package Unit - PKU | 1021795
15-E1 | 15-E1 Shafter/Wasco Courts Bldg. | 15-E1-C1020-110-FRD06 | Overhead Rollup Fire Doors (Rm 143) Family Law | Cookson Door Company | NA | NA | OM00041013 |  | Family Law, Room 143 | NA | NA | NA | NA | DNA | DNA | DNA | DNA | NA | NA | \Classifications\Building System Class\C10-General Building Interior\C1020 - Fire Doors\Fire Doors - FRD | 1022738
15-F1 | 15-F1 Taft Courts Bldg. | 15-F1-D4031-100-FEX04 | Fire Extinguishers FEX04 | NA | NA | NA | OM00005686 |  | Main Lobby | NA | NA | NA | 1 1/2 | NA | NA | NA | NA | NA | NA | \Classifications\Building System Class\D40-Fire Protection SYS\D4030 - FIRE SPEC\Fire Extinguisher - FEX | EQ-1005290
15-F1 | 15-F1 Taft Courts Bldg. | 15-F1-D2018-100-DKF01 | Drinking Fountain DKF01 | Haw Drinking Fauset | LL84836J | HWCA-8 | OM00041010 |  | Main Lobby | NA | NA | R-22 | DNA | 115 | 5 | electric | Floor 1 | DNA | DNA | \Classifications\Building System Class\D20-Plumbing\D2010 - Plumb Fix\Drink Fountain (Refr Indvl Wtrcooler) - DKF | EQ-1005291
15-F1 | 15-F1 Taft Courts Bldg. | 15-F1-G2023-150-PEG01 | N&S Sally Port Elec. Gates PEG01 | Door King | 16 | 9210082 | OM00005765 |  | Sally Port | NA | NA | NA | DNA | 208 | 2.7 | electric | 3 | NA | NA | \Classifications\Building System Class\G20-Other Systems\G2020 - Parking Lots\Secured Parking Gate - PEG | EQ-1005293
15-F1 | 15-F1 Taft Courts Bldg. | 15-F1-D3050-210-PKU02 | Package Unit #4 (Rm 4010) | Carrier | 1707G30510 | 48HJL006-5401 | OM00005678 |  | Roof | NA | 16X25X2 | R-22 | 1.5 | 208/230 | 0.6 | Natural gas and electric | 3 | 60000 | 50000 | \Classifications\Building System Class\D30-HVAC Systems\D3050 - Package SYS\Package Unit - PKU | EQ-1005294
15-F1 | 15-F1 Taft Courts Bldg. | 15-F1-D3050-210-PKU03 | Package Unit #6 (Rm 4010) | Carrier | 1908G31293 | 48SDN036060511 | OM00005680 |  | Roof | NA | 10X20X1 (2) | R-22 | 1.5 | 230 | 0.6 | Natural gas and electric | 3 | 60000 | 47000 | \Classifications\Building System Class\D30-HVAC Systems\D3050 - Package SYS\Package Unit - PKU | EQ-1005295
15-F1 | 15-F1 Taft Courts Bldg. | 15-F1-D3050-210-PKU04 | Package Unit #2 | Carrier | 0508G21099 | 48SDN024040311 | OM00005681 |  | Roof | NA | 10X20X1 (2) | R-22 | 1.5 | 230 | 0.6 | Natural gas and electric | 3 | DNA | DNA | \Classifications\Building System Class\D30-HVAC Systems\D3050 - Package SYS\Package Unit - PKU | EQ-1005296
15-F1 | 15-F1 Taft Courts Bldg. | 15-F1-D3050-210-PKU05 | Package Unit #1 (Rm 4010) | Carrier | 0708G11747 | 48SDN030040311 | OM00005682 |  | Roof | DNA | 10X20X1 (2) | R-22 | 1.5 | 230 | 0.6 | Natural gas and electric | 3 | DNA | DNA | \Classifications\Building System Class\D30-HVAC Systems\D3050 - Package SYS\Package Unit - PKU | EQ-1005297
15-F1 | 15-F1 Taft Courts Bldg. | 15-F1-D3042-220-EFN01 | E Exhaust fan FAN01 | Centri-Master | STA298003 | PU135D2U | OM00005683 |  | Roof | 4L230 (1) | NA | NA | 3/4hp | 115 | 4.8 | electric | 3 | DNA | DNA | \Classifications\Building System Class\D30-HVAC Systems\D3040 - Distribution SYS\Supply/Exhaust/Return fans- FAN | EQ-1005298
15-F1 | 15-F1 Taft Courts Bldg. | 15-F1-D3042-220-EFN02 | Exhaust Fan EFN02 | Centri-Master | DNA | DNA | OM00005684 |  | Roof | 4L230 (1) | NA | NA | Floor 1 | 230 | 5.3 | electric | 3 | DNA | DNA | \Classifications\Building System Class\D30-HVAC Systems\D3040 - Distribution SYS\Supply/Exhaust/Return fans- FAN | EQ-1005299
15-F1 | 15-F1 Taft Courts Bldg. | 15-F1-D3050-210-PKU06 | Package Unit #3 | Carrier | 3307G12388 | 48SDN060090511 | OM00005679 |  | Roof | NA | 16X20X1 (2) | R-22 | 1.5 | 230 | 0.6 | Natural gas and electric | 3 | DNA | DNA | \Classifications\Building System Class\D30-HVAC Systems\D3050 - Package SYS\Package Unit - PKU | EQ-1005300
15-F1 | 15-F1 Taft Courts Bldg. | 15-F1-D3050-210-PKU07 | Package Unit #5 | Carrier | 2004G30227 | 48TFL006-A-511 | OM00005677 |  | Roof | A40 | 16X25X2 (2) | R-22 | 1.5 | 230 | 0.6 | Natural gas and electric | 3 | 60000 | 49000 | \Classifications\Building System Class\D30-HVAC Systems\D3050 - Package SYS\Package Unit - PKU | EQ-1005301
15-F1 | 15-F1 Taft Courts Bldg. | 15-F1-D3042-220-EFN03 | Exhaust Fan EFN03 | Centri Master | SHA298001 | PU135D1I | OM00005685 |  | N side | 3L230 (1) | NA | NA | 1/4 | 115 | 0.6 | electric | 3 | NA | NA | \Classifications\Building System Class\D30-HVAC Systems\D3040 - Distribution SYS\Supply/Exhaust/Return fans- FAN | EQ-1005302
15-F1 | 15-F1 Taft Courts Bldg. | 15-F1-D2022-100-HWE01 | Hot Water Heater, Electric (30 Gallon) | Bradford White | CF7834425 | M230L6DS-1NCWW | OM00005672 |  | Janitor closet | A40 | NA | NA | NA | 240/208 | NA | gas | 1 | DNA | DNA | \Classifications\Building System Class\D20-Plumbing\D2020 - Domestic Water\Domestic Water Heater, Electric - HWE | EQ-1005303
15-F1 | 15-F1 Taft Courts Bldg. | 15-F1-B2010-100-BLD01 | Building Structure | NA | NA | NA | OM00036002 |  | All | NA | NA | NA | NA | NA | NA | NA | NA | NA | NA | \Classifications\Building System Class\B20-General Building Exterior\B2010 - Exterior Walls\Building - BLD | EQ-1007271
15-F1 | 15-F1 Taft Courts Bldg. | 15-F1-B3010-100-RUF01 | Roofing Systems | NA | NA | NA | OM00036003 |  | NA | NA | NA | NA | NA | NA | NA | NA | NA | NA | NA | \Classifications\Building System Class\B30-Roofing\B3010 - Roof Types\Roof - RUF | EQ-1007448
15-F1 | 15-F1 Taft Courts Bldg. | 15-F1-D3050-250-ACU01 | AIR CONDITIONING, SPLIT SYSTEM (PUBLIC RESTROOMS) | Mitsubishi Electric | 1002242T | MXZ-2B20NA | OM00030473 |  | 1ST FLOOR PUBLIC RESTROOMS | NA | NA | R-410A | NA | 240 | 20 | Electric | 1 | NA | NA | \Classifications\Building System Class\D30-HVAC Systems\D3050 - Package SYS\Air Conditioning,Split System - ACU | 1017264
15-F1 | 15-F1 Taft Courts Bldg. | 15-F1-B2034-400-DOH02 | ROLLUP DOOR, ELECTRIC (CLERK AREA) | COOKSON ROLLING DOORS | WHI015914 | R2 | OM00035923 |  | 1ST FLOOR CLERKS AREA | NA | NA | NA | 1/3 | 110 | 4 | Electric | 1 | NA | NA | \Classifications\Building System Class\B20-General Building Exterior\B2030 - Exterior Doors\Door,Overhead-Shutter,Manual,Elec,Roll-up - DOH | 1017265
15-F1 | 15-F1 Taft Courts Bldg. | 15-F1-B2034-400-DOH03 | ROLLUP DOOR, ELECTRIC (CLERK AREA) | COOKSON ROLLING DOORS | whi015560 | R2 | OM00035922 |  | 1ST FLOOR CLERKS AREA | NA | NA | NA | 1/3 | 110 | 4 | Electric | 1 | NA | NA | \Classifications\Building System Class\B20-General Building Exterior\B2030 - Exterior Doors\Door,Overhead-Shutter,Manual,Elec,Roll-up - DOH | 1017266
15-F1 | 15-F1 Taft Courts Bldg. | 15-F1-D5092-250-EML07 | Emergency Lighting (7) |  | NA | NA | OM00036825 |  | Throughout Modular | NA | NA | NA | NA | DNA | DNA | Electric | DNA | NA | NA | \Classifications\Building System Class\D50-Electrical SYS\D5090 - Elec SYS\Emergency And Exit Lighting - EML | 1017531
15-F1 | 15-F1 Taft Courts Bldg. | 15-F1-G2023-150-PEG02 | Security Parking Gate (Sally Port) PEG02 | Door King Inc | 17 | 9210-082 | OM00041012 |  | Sally Port Gates | NA | NA | NA | 1 | 208 | 2.7 | Electric | 1 | NA | NA | \Classifications\Building System Class\G20-Other Systems\G2020 - Parking Lots\Secured Parking Gate - PEG | 1019176
15-F1 | 15-F1 Taft Courts Bldg. | 15-F1-D2023-310-HWP01 | Hot Water Circulating Pump (Rm 4010) HWP01 | Grundfos | DNA | UPS15-36SFC | OM00041011 |  | Janitors' Closet | NA | NA | NA | DNA | 115 | DNA | Electric | 1 | NA | NA | \Classifications\Building System Class\D20-Plumbing\D2020 - Domestic Water\Domestic Hot Water Circulating Pump - HWP | 1019177
15-F1 | 15-F1 Taft Courts Bldg. | 15-F1-D5037-710-FAP01 | Fire Alarm Panel | Fire Control Instrument Inc. | PJ-ICA-5762 | DNA | OM00041024 |  | S/W Secured hallway | NA | NA | NA | NA | NA | NA | NA | NA | NA | NA | \Classifications\Building System Class\D50-Electrical SYS\D5030 - Comm & Security\Fire Alarm Panel - FAP | 1019321
15-F1 | 15-F1 Taft Courts Bldg. | 15-F1-D5010-200-ESD01 | Main Electrical Panel | Square D Company | A354106 | 326-NP | OM00041017 |  | Floor 1 Main Electrical Room | NA | NA | NA | DNA | DNA | DNA | Electric | DNA | NA | NA | \Classifications\Building System Class\D50-Electrical SYS\D5010 - Elec Service & Dist\Electical Service and Distribution - ESD | 1020497
15-F2 | 15-F2 Taft Superior Court Modular | 15-F2-D3050-210-PKU01 | Package Unit (Modular) | Bard | DNA | DNA | OM00005670 |  | Mobil Unit/Bongalow | DNA | 14x25x1 | R-22 | 3/4hp | 230 | DNA | electric | 3 | DNA | DNA | \Classifications\Building System Class\D30-HVAC Systems\D3050 - Package SYS\Package Unit - PKU | EQ-1005289
15-F2 | 15-F2 Taft Superior Court Modular | 15-F2-B3010-100-RUF01 | Building Roof - RUF01 | NA | NA | NA | OM00036004 |  | Roof | [10 empty] | \Classifications\Building System Class\B30-Roofing\B3010 - Roof Types\Roof - RUF | 1010222
15-F2 | 15-F2 Taft Superior Court Modular | 15-F2-B2010-100-BLD01 | BUILDING | NA | NA | NA | OM00035845 |  | ENTIRE BUILDING | NA | NA | NA | NA | NA | NA |  | NA | NA | NA | \Classifications\Building System Class\B20-General Building Exterior\B2010 - Exterior Walls\Building - BLD | 1016260
15-F2 | 15-F2 Taft Superior Court Modular | 15-F2-D4031-100-FEX01 | FIRE EXTINGUISHER (1) | NA | NA | NA | OM00035846 |  | INSIDE MODULAR BUILDING | NA | NA | NA | NA | NA | NA | NA | NA | NA | NA | \Classifications\Building System Class\D40-Fire Protection SYS\D4030 - FIRE SPEC\Fire Extinguisher - FEX | 1016261
15-F2 | 15-F2 Taft Superior Court Modular | 15-F2-D3050-210-PKU02 | Package Unit (Modular) | Bard | DNA | DNA | OM00005671 |  | East Side of Modular | NA | NA | R-22 | 3/4 | 230 | DNA | Electric | 3 | NA | NA | \Classifications\Building System Class\D30-HVAC Systems\D3050 - Package SYS\Package Unit - PKU | 1017999
15-G1 | 15-G1 East Kern Court-Lake Isabella Branch | 15-G1-B2010-100-CTY01 | Building |  |  |  | OM00037874 | [12 empty] | \Classifications\Building System Class\B20-General Building Exterior\B2010 - Exterior Walls\Building - BLD | 1016530
15-G1 | 15-G1 East Kern Court-Lake Isabella Branch | 15-G1-C1020-110-FRD02 | Fire Curtain/Door (FRD02) | Ceco/Windsor Door | 509665-A | RFS-12-K | OM00041020 |  | Floor 1, Clerk's Office | NA | NA | NA | DNA | DNA | DNA | DNA | DNA | DNA | DNA | \Classifications\Building System Class\C10-General Building Interior\C1020 - Fire Doors\Fire Doors - FRD | 1019761
15-G1 | 15-G1 East Kern Court-Lake Isabella Branch | 15-G1-C1020-110-FRD01 | Fire Curtain/Door (FRD01) | Ceco/Windsor Door | 00391 | DNA | OM00041019 |  | Floor 1, Clerk's Office | NA | NA | NA | DNA | DNA | DNA | DNA | DNA | DNA | DNA | \Classifications\Building System Class\C10-General Building Interior\C1020 - Fire Doors\Fire Doors - FRD | 1019762
15-G1 | 15-G1 East Kern Court-Lake Isabella Branch | 15-G1-D2022-260-HWG01 | Tankless Hot Water Heater | Rinnal | 0808000685AUG8 | R94LSi | OM00026273 |  | Janitors Closet | NA | NA | NA | NA | 115 | DNA | Gas |  | DNA | DNA | \Classifications\Building System Class\D20-Plumbing\D2020 - Domestic Water\Domestic Water Heater, Gas - HWG | 1019768
15-G1 | 15-G1 East Kern Court-Lake Isabella Branch | 15-G1-D5092-250-EML06 | Emergency Light/Exit Signs | Lithonia | NA | NA | OM00041021 |  | Courtroom/Hall Way | NA | NA | NA | 1.5 | 110 | DNA | Electric | DNA | NA | NA | \Classifications\Building System Class\D50-Electrical SYS\D5090 - Elec SYS\Emergency And Exit Lighting - EML | 1019770
15-H1 | 15-H1 Arvin/ Lamont Branch | 15-H1-D3050-210-PKU04 | Pact Unit AC-4 PKU04 | Carrier | 1908G31202 | 48SDNo48090611 | OM00005804 |  | West Roof | DNA | 20x25x2 (1) | R-22 | 3/4hp | 460 | 6.6 | Natural gas and electric | 3 | 90000 | 71000 | \Classifications\Building System Class\D30-HVAC Systems\D3050 - Package SYS\Package Unit - PKU | EQ-1005407
15-H1 | 15-H1 Arvin/ Lamont Branch | 15-H1-D3050-210-PKU05 | Pact Unit AC-5 PKU05 | Bryant | 4007G40566 | 581BEU090125AK | OM00005802 |  | West Roof | DNA | 16X20X2 | R-22 | 3/4hp | 460 | 6.4 | Natural gas and electric | 3 | 90000 | 73800 | \Classifications\Building System Class\D30-HVAC Systems\D3050 - Package SYS\Package Unit - PKU | EQ-1005408
15-H1 | 15-H1 Arvin/ Lamont Branch | 15-H1-D3050-210-PKU06 | Pact Unit AC-6 PKU06 | Bryant | 4808G10633 | PY3PNA024040NB | OM00005803 |  | West Roof | DNA | 16x25x2 (1) | R-22 | 1 HP | 208/230 | 10.8 | Natural gas and electric | 1 | 40000 | 32000 | \Classifications\Building System Class\D30-HVAC Systems\D3050 - Package SYS\Package Unit - PKU | EQ-1005409
15-H1 | 15-H1 Arvin/ Lamont Branch | 15-H1-D3050-210-PKU07 | Pact Unit AC-7 PKU07 | Carrier | 1208G41138 | 48SdN060090611 | OM00005801 |  | West Roof | DNA | 24x24x2 (1) | R-22 | 1 HP | 460 | 7.6 | Natural gas and electric | 3 | 90000 | 71000 | \Classifications\Building System Class\D30-HVAC Systems\D3050 - Package SYS\Package Unit - PKU | EQ-1005410
15-H1 | 15-H1 Arvin/ Lamont Branch | 15-H1-D3050-210-PKU08 | Pact Unit AC-8 PKU08 | Carrier | 2308G31216 | 48SDN048090611 | OM00005800 |  | East Roof | DNA | 20X25X2 | R-22 | 1 HP | 460 | 6.6 | Natural gas and electric | 3 | 90000 | 71000 | \Classifications\Building System Class\D30-HVAC Systems\D3050 - Package SYS\Package Unit - PKU | EQ-1005411
15-H1 | 15-H1 Arvin/ Lamont Branch | 15-H1-D3050-210-PKU09 | Pact unit AC-9 PKU09 | Carrier | 2308G31214 | 48SDN048090611 | OM00005832 |  | East Roof | DNA | 20x25x2 (1) | R-22 | 2 HP | 460 | 6.6 | Natural gas and electric | 3 | 90000 | 71000 | \Classifications\Building System Class\D30-HVAC Systems\D3050 - Package SYS\Package Unit - PKU | EQ-1005412
15-H1 | 15-H1 Arvin/ Lamont Branch | 15-H1-D3050-210-PKU10 | Pact unit AC-10 PKU10 | Carrier | 1708g11472 | 48HJD008-641 | OM00005831 |  | East Roof | DNA | 16x20x2 (1) | R-22 | 3/4hp | 460 | 6.6 | Natural gas and electric | 3 | 90000 | 73800 | \Classifications\Building System Class\D30-HVAC Systems\D3050 - Package SYS\Package Unit - PKU | EQ-1005413
15-H1 | 15-H1 Arvin/ Lamont Branch | 15-H1-D3050-210-PKU11 | Pact Unit AC-11 PKU11 | Carrier | 1908g12280 | 48SDN036060611 | OM00005830 |  | East Roof | DNA | 16x25x2 | R-22 | 1 HP | 460 | 5.8 | Natural gas and electric | 3 | 60000 | 47000 | \Classifications\Building System Class\D30-HVAC Systems\D3050 - Package SYS\Package Unit - PKU | EQ-1005414
15-H1 | 15-H1 Arvin/ Lamont Branch | 15-H1-D3050-210-PKU12 | Pact Unit AC-12 PKU12 | Carrier | 1708G11475 | 48HJD008-641 | OM00005829 |  | East Roof | DNA | 16X20X2 | R-22 | 1 HP | 460 | 6.4 | Natural gas and electric | 3 | 90000 | 73800 | \Classifications\Building System Class\D30-HVAC Systems\D3050 - Package SYS\Package Unit - PKU | EQ-1005415
15-H1 | 15-H1 Arvin/ Lamont Branch | 15-H1-D3050-210-PKU13 | Pact Unit AC-13 PKU13 | Carrier | 1908G31199 | 48SDN048090611 | OM00005828 |  | East Roof | DNA | 20x25x2 | R-22 | 3 HP | 460 | 6.6 | Natural gas and electric | 3 | 90000 | 71000 | \Classifications\Building System Class\D30-HVAC Systems\D3050 - Package SYS\Package Unit - PKU | EQ-1005416
15-H1 | 15-H1 Arvin/ Lamont Branch | 15-H1-D3050-210-PKU14 | Pact Unit AC-14 PKU14 | Carrier | 2308G31Z13 | 48SDN048090611 | OM00005827 |  | East Roof | DNA | 20x25x2 | R-22 | 1 HP | 460 | 6.6 | Natural gas and electric | 3 | 90000 | 71000 | \Classifications\Building System Class\D30-HVAC Systems\D3050 - Package SYS\Package Unit - PKU | EQ-1005417
15-H1 | 15-H1 Arvin/ Lamont Branch | 15-H1-D3050-210-PKU15 | Pact Unit AC-15 PKU15 | Carrier | 1908G31289 | 48SDN036060611 | OM00005826 |  | East Roof | NA | 16x25x2 | R-22 | 1/2hp | 460 | 5.8 | Natural gas and electric | 3 | 60000 | 47000 | \Classifications\Building System Class\D30-HVAC Systems\D3050 - Package SYS\Package Unit - PKU | EQ-1005418
15-H1 | 15-H1 Arvin/ Lamont Branch | 15-H1-D3050-210-PKU16 | Pact Unit AC-16 | Carrier | 1908G31203 | 48SDN048090611 | OM00005825 |  | West Roof | DNA | 20x25x2 | R-22 | 1/3hp | 460 | 6.6 | Natural gas and electric | 3 | 90000 | 71000 | \Classifications\Building System Class\D30-HVAC Systems\D3050 - Package SYS\Package Unit - PKU | EQ-1005419
15-H1 | 15-H1 Arvin/ Lamont Branch | 15-H1-D3050-210-PKU17 | Pact Unit AC-20 | International Comfort Products | G073751416 | PGN324040K00A1 | OM00005807 |  | East Roof | DNA | 14X25X1 | R-22 | 3/4hp | 208/230 | 10.4 | Electric and natural gas | 1 | 40000 | 32000 | \Classifications\Building System Class\D30-HVAC Systems\D3050 - Package SYS\Package Unit - PKU | EQ-1005420
15-H1 | 15-H1 Arvin/ Lamont Branch | 15-H1-D3031-210-CDR01 | Condensing Unit CDR01 | Mitsubishi Electric | DNA | MU09EW | OM00005808 |  | East Roof | NA | DNA | R-22 | 1/6hp | 115/120 | 15 | electric | DNA | NA | NA | \Classifications\Building System Class\D30-HVAC Systems\D3030 - Cooling SYS\Condensing Unit, Air Cooled - CDR | EQ-1005421
15-H1 | 15-H1 Arvin/ Lamont Branch | 15-H1-D3042-220-EFN01 | Exhaust Fan #1 EFN01 | Penn Ventilator Co. | DNA | AB35 | OM00005805 |  | WEST Roof | 4L220 (1) | NA | NA | 1/6 | 115-208/230 | 3.6/1.6-1.8 | electric | 1 | NA | NA | \Classifications\Building System Class\D30-HVAC Systems\D3040 - Distribution SYS\Supply/Exhaust/Return fans- FAN | EQ-1005422
15-H1 | 15-H1 Arvin/ Lamont Branch | 15-H1-D3042-220-EFN02 | Exhaust Fan #2 EFN02 | Penn Ventilator Co. | DNA | AB35 | OM00005806 |  | WEST Roof | 4L220 (1) | NA | NA | 1/6 | 115-208/230 | 3.6/1.6-1.8 | electric | 1 | NA | NA | \Classifications\Building System Class\D30-HVAC Systems\D3040 - Distribution SYS\Supply/Exhaust/Return fans- FAN | EQ-1005423
15-H1 | 15-H1 Arvin/ Lamont Branch | 15-H1-D3042-220-EFN03 | Exhaust Fan #3 EFN03 | Penn Ventilator Co. | DNA | Wat-20 | OM00001682 |  | East Roof | NA | NA | NA | DNA | 115 | 1.2 | electric | 1 | NA | NA | \Classifications\Building System Class\D30-HVAC Systems\D3040 - Distribution SYS\Supply/Exhaust/Return fans- FAN | EQ-1005424
15-H1 | 15-H1 Arvin/ Lamont Branch | 15-H1-D3042-220-EFN04 | Exhaust Fan #4 EFN04 | Penn Ventilator Co. | DNA | AB35 | OM00005809 |  | East Roof | 4L220 (1) | NA | NA | 1/6 | 115 | 4.9 | electric | 1 | NA | NA | \Classifications\Building System Class\D30-HVAC Systems\D3040 - Distribution SYS\Supply/Exhaust/Return fans- FAN | EQ-1005425
15-H1 | 15-H1 Arvin/ Lamont Branch | 15-H1-D4031-100-FEX12 | Fire Extinguishers (12) | Kiddie | NA | NA | OM00005823 |  | First Floor | NA | NA | NA | NA | NA | NA | NA | NA | NA | NA | \Classifications\Building System Class\D40-Fire Protection SYS\D4030 - FIRE SPEC\Fire Extinguisher - FEX | EQ-1005426
15-H1 | 15-H1 Arvin/ Lamont Branch | 15-H1-D5092-210-GEN01 | Generator | Caterpillar | 2SC00797 | 3116 | OM00035924 |  | Main Breaker | 9Y-1404 (1), BF600 (1) | 9Y 1404 | NA | DNA | 480 | 188 | Diesel | 3 | NA | NA | \Classifications\Building System Class\D50-Electrical SYS\D5090 - Elec SYS\Emergency Generator - GEN | EQ-1005427
15-H1 | 15-H1 Arvin/ Lamont Branch | 15-H1-C1020-110-FRD06 | Fire Roll Up Door | COOKSON DOOR COMPANY | DNA | 428720 | OM00005795 |  | Clerks office | NA | NA | NA | NA | NA | NA | NA | NA | NA | NA | \Classifications\Building System Class\C10-General Building Interior\C1020 - Fire Doors\Fire Doors - FRD | EQ-1005428
15-H1 | 15-H1 Arvin/ Lamont Branch | 15-H1-D2018-100-DKF01 | Drinking Fountain DKF01 | Sunrock | SS74429M | HCWC8 | OM00005822 |  | Main Lobby | NA | NA | NA | DNA | 110 | DNA | NA | NA | NA | NA | \Classifications\Building System Class\D20-Plumbing\D2010 - Plumb Fix\Drink Fountain (Refr Indvl Wtrcooler) - DKF | EQ-1005429
15-H1 | 15-H1 Arvin/ Lamont Branch | 15-H1-B2010-100-BLD01 | Building Structure | NA | NA | NA | OM00036005 |  | All | NA | NA | NA | NA | NA | NA | NA | NA | NA | NA | \Classifications\Building System Class\B20-General Building Exterior\B2010 - Exterior Walls\Building - BLD | EQ-1007272
15-H1 | 15-H1 Arvin/ Lamont Branch | 15-H1-B3010-100-RUF01 | Roofing Systems | NA | NA | NA | OM00036006 |  | NA | NA | NA | NA | NA | NA | NA | NA | NA | NA | NA | \Classifications\Building System Class\B30-Roofing\B3010 - Roof Types\Roof - RUF | EQ-1007449
15-H1 | 15-H1 Arvin/ Lamont Branch | 15-H1-D5037-710-FAP01 | FIRE ALARM PANEL | SIMPLEX | H9990610067V | 4005 | OM00026272 |  | Admin Blding | NA | NA | NA | NA | 120/240 | 3 | Electric | 3 | NA | NA | \Classifications\Building System Class\D50-Electrical SYS\D5030 - Comm & Security\Fire Alarm Panel - FAP | 1015304
15-H1 | 15-H1 Arvin/ Lamont Branch | 15-H1-D2022-260-HWG01 | WATER HEATER, DOMESTIC (30 GALLON) | AO SMITH WATER HEATER | ME89-0015636-R99 | PGC 30 208 CAP | OM00030477 |  | PATIO STORAGE CLOSET | NA | NA | NA | NA | NA | NA | Gas | NA | 40,000 | NA | \Classifications\Building System Class\D20-Plumbing\D2020 - Domestic Water\Domestic Water Heater, Gas - HWG | 1015317
15-H1 | 15-H1 Arvin/ Lamont Branch | 15-H1-G2050-200-LSC01 | LANDSCAPING | NA | NA | NA | OM00026271 |  | GROUNDS | NA | NA | NA | NA | NA | NA | NA | NA | NA | NA | \Classifications\Building System Class\G20-Other Systems\G2050 - Landscaping\Landscaping - LSC | 1015552
15-H1 | 15-H1 Arvin/ Lamont Branch | 15-H1-D5010-234-ATS01 | ELECTRICAL, AUTOMATIC TRANSFER SWITCH #1 | CATERPILLAR | 10494 | TCA1B6PXA | OM00005796 |  | MAIN BREAKER RM (TRANSF SWITCH #1) | NA | NA | NA | NA | 600 | 100 | Electric | 3 | NA | NA | \Classifications\Building System Class\D50-Electrical SYS\D5010 - Elec Service & Dist\Automatic Transfer Switch - ATS | 1015934
15-H1 | 15-H1 Arvin/ Lamont Branch | 15-H1-D3050-210-PKU02 | Package Unit (Roof) | Carrier | 1708G11473 | 48HJD008-641 | OM00030467 |  | Southside Roof | NA | NA | R-22 | NA | 460 | 6.4 | Natural gas and electric | 3 | 125,000mx | 102,500mx | \Classifications\Building System Class\D30-HVAC Systems\D3050 - Package SYS\Package Unit - PKU | 1018002
15-H1 | 15-H1 Arvin/ Lamont Branch | 15-H1-D3050-210-PKU01 | Package Unit (Roof) | Carrier | 4207G41091 | 48SDN024040311 | OM00030466 |  | Southside Roof | NA | NA | R-22 | NA | 208/230 | DNA | Natural gas and electric | 1 | 40,000 | 32,000 | \Classifications\Building System Class\D30-HVAC Systems\D3050 - Package SYS\Package Unit - PKU | 1018001
15-H1 | 15-H1 Arvin/ Lamont Branch | 15-H1-D3050-210-PKU03 | Package Unit (Roof) | Bryant | 4007G40567 | 581BEV090125AK | OM00030468 |  | Southside Roof | NA | NA | R-22 | NA | 460 | 6.4 | Natural gas and electric | 3 | 125,000mx | 102,500mx | \Classifications\Building System Class\D30-HVAC Systems\D3050 - Package SYS\Package Unit - PKU | 1018003
15-H1 | 15-H1 Arvin/ Lamont Branch | 15-H1-C1020-110-FRD07 | Rollup Fire Door #2 (Court Clerk Office) | Cookson | 428721 | DNA | OM00036877 |  | Court Clerks' Office | NA | NA | NA | NA | NA | NA | NA | NA | NA | NA | \Classifications\Building System Class\C10-General Building Interior\C1020 - Fire Doors\Fire Doors - FRD | 1018246
15-H1 | 15-H1 Arvin/ Lamont Branch | 15-H1-C1020-110-FRD09 | Rollup Fire Door #4 (Court Clerk Office) | Cookson | 428723 | DNA | OM00036879 |  | Court Clerks' Office | NA | NA | NA | NA | NA | NA | NA | NA | NA | NA | \Classifications\Building System Class\C10-General Building Interior\C1020 - Fire Doors\Fire Doors - FRD | 1018249
15-H1 | 15-H1 Arvin/ Lamont Branch | 15-H1-C1020-110-FRD10 | Rollup Fire Door #5 (Court Clerk Office) | Cookson | 428724 | DNA | OM00036880 |  | Court Clerks' Office | NA | NA | NA | NA | NA | NA | NA | NA | NA | NA | \Classifications\Building System Class\C10-General Building Interior\C1020 - Fire Doors\Fire Doors - FRD | 1018248
15-H1 | 15-H1 Arvin/ Lamont Branch | 15-H1-C1020-110-FRD11 | Rollup Fire Door #6 (Court Clerk Office) | Cookson | 428725 | DNA | OM00036881 |  | Court Clerks' Office | NA | NA | NA | NA | NA | NA | NA | NA | NA | NA | \Classifications\Building System Class\C10-General Building Interior\C1020 - Fire Doors\Fire Doors - FRD | 1018250
15-H1 | 15-H1 Arvin/ Lamont Branch | 15-H1-C1020-110-FRD08 | Rollup Fire Door #3 (Court Clerk Office) | Cookson | DNA | DNA | OM00036878 |  | Court Clerks' Office | NA | NA | NA | NA | NA | NA | NA | NA | NA | NA | \Classifications\Building System Class\C10-General Building Interior\C1020 - Fire Doors\Fire Doors - FRD | 1018247
15-H1 | 15-H1 Arvin/ Lamont Branch | 15-H1-C1020-110-FRD01 | Overhead Fire Door (Clerks' Window) | Cookson Door Company | 428725 | DNA | OM00036881 |  | Floor 1, Clerks Window, Clerks' Main Office | NA | NA | NA | NA | NA | NA | NA | NA | NA | NA | \Classifications\Building System Class\C10-General Building Interior\C1020 - Fire Doors\Fire Doors - FRD | 1019154
15-H1 | 15-H1 Arvin/ Lamont Branch | 15-H1-C1020-110-FRD02 | Overhead Fire Door (Clerks' Window) | Cookson Door Company | 428724 | DNA | OM00036880 |  | 1st Floor, Clerks' Main Office, Clerk's Window | NA | NA | NA | NA | NA | NA | NA | NA | NA | NA | \Classifications\Building System Class\C10-General Building Interior\C1020 - Fire Doors\Fire Doors - FRD | 1019155
15-H1 | 15-H1 Arvin/ Lamont Branch | 15-H1-C1020-110-FRD03 | Overhead Fire Door (Clerks' Window) FRO03 | Cookson Door Company | 428723 | DNA | OM00036879 |  | 1st Floor, Clerks Window, Clerks' Main Office | NA | NA | NA | NA | NA | NA | NA | NA | NA | NA | \Classifications\Building System Class\C10-General Building Interior\C1020 - Fire Doors\Fire Doors - FRD | 1019156
15-H1 | 15-H1 Arvin/ Lamont Branch | 15-H1-C1020-110-FRD04 | Overhead Fire Door (Clerks' Window) FRO04 | Cookson Door Company | 428722 | DNA | OM00036878 |  | 1st Floor, Clerks Window, Clerks' Main Office | NA | NA | NA | NA | NA | NA | NA | NA | NA | NA | \Classifications\Building System Class\C10-General Building Interior\C1020 - Fire Doors\Fire Doors - FRD | 1019157
15-H1 | 15-H1 Arvin/ Lamont Branch | 15-H1-C1020-110-FRD05 | Overhead Fire Door (Clerks' Window) FRO05 | Cookson Door Company | 428721 | DNA | OM00036877 |  | Clerks' Main Office | NA | NA | NA | NA | NA | NA | NA | NA | NA | NA | \Classifications\Building System Class\C10-General Building Interior\C1020 - Fire Doors\Fire Doors - FRD | 1019158
15-H1 | 15-H1 Arvin/ Lamont Branch | 15-H1-D5010-200-ESD01 | Electrical Switchboard, under 560 Volts SBR01 | Westinghouse Corp | DNA | 14KA | OM00035880 |  | Main Electrical Room | NA | NA | NA | NA | 480Y/277 | 1200 | Electric | 3 | NA | NA | \Classifications\Building System Class\D50-Electrical SYS\D5010 - Elec Service & Dist\Electical Service and Distribution - ESD | 1019159
15-H1 | 15-H1 Arvin/ Lamont Branch | 15-H1-D5092-250-EML10 | Emergency Lighting (10) | Lithonia | NA | NA | OM00037627 |  | Throughout Building | NA | NA | NA | NA | 110 | DNA | Electric | DNA | NA | NA | \Classifications\Building System Class\D50-Electrical SYS\D5090 - Elec SYS\Emergency And Exit Lighting - EML | 1019219
15-H1 | 15-H1 Arvin/ Lamont Branch | 15-H1-D4010-150-FMS01 | Fire Sprinkler System (FMS01) | DNA | DNA | DNA | OM00005821 |  | Janitors Room | NA | NA | NA | NA | NA | NA | NA | NA | NA | NA | \Classifications\Building System Class\D40-Fire Protection SYS\D4010 - Sprinkler SYS\Fire Systems, stand pipes - FMS | 1021678
15-I1 | 15-I1 Mojave-Main Court Facility | 15-I1-D4031-100-FEX05 | Extinguishers(5) | American Fire | PG-024380 | 85u semi auto | OM00036008 |  | Multiple | NA | NA | NA | NA | NA | NA | NA | NA | NA | NA | \Classifications\Building System Class\D40-Fire Protection SYS\D4030 - FIRE SPEC\Fire Extinguisher - FEX | EQ-1007681
15-I1 | 15-I1 Mojave-Main Court Facility | 15-I1-D5092-250-EML05 | EMERGENCY LIGHTING (5) | Lithonia | NA | NA | OM00036456 |  | THROUGHOUT BUILDING | NA | NA | NA | NA | 110 | DNA | Electric | 1 | NA | NA | \Classifications\Building System Class\D50-Electrical SYS\D5090 - Elec SYS\Emergency And Exit Lighting - EML | 1015595
15-I1 | 15-I1 Mojave-Main Court Facility | 15-I1-B2010-100-CTY01 | Building | NA | NA | NA | OM00037875 | [12 empty] | \Classifications\Building System Class\B20-General Building Exterior\B2010 - Exterior Walls\Building - BLD | 1016531
15-I2 | 15-I2 Mojave-County Administration Bldg. | 15-I2-D5092-250-EML03 | EMERGENCY LIGHTING (3) | Lithonia | NA | NA | OM00037911 |  | THROUGHOUT BUILDING | NA | NA | NA | 1.5 | 110 | DNA | Electric | DNA | NA | NA | \Classifications\Building System Class\D50-Electrical SYS\D5090 - Elec SYS\Emergency And Exit Lighting - EML | 1017269
15-I2 | 15-I2 Mojave-County Administration Bldg. | 15-I2-D4031-100-FEX03 | FIRE EXTINGUISHERS (3) | NA | NA | NA | OM00037910 |  | THROUGHOUT BUILDING | NA | NA | NA | NA | NA | NA | NA | NA | NA | NA | \Classifications\Building System Class\D40-Fire Protection SYS\D4030 - FIRE SPEC\Fire Extinguisher - FEX | 1017270
15-I3 | 15-I3 Mojave Superior Court Modular | 15-I3-D5092-250-EML02 | EMERGENCY LIGHTING (2) | Lithonia | NA | NA | OM00037913 |  | THROUGHOUT BUILDING | NA | NA | NA | NA | 110 | DNA | Electric | DNA | NA | NA | \Classifications\Building System Class\D50-Electrical SYS\D5090 - Elec SYS\Emergency And Exit Lighting - EML | 1017272
15-I3 | 15-I3 Mojave Superior Court Modular | 15-I3-D4031-100-FEX02 | FIRE EXTINGUISHERS (2) | Amerex | NA | NA | OM00037912 |  | THROUGHOUT BUILDING | NA | NA | NA | NA | NA | NA | NA | NA | NA | NA | \Classifications\Building System Class\D40-Fire Protection SYS\D4030 - FIRE SPEC\Fire Extinguisher - FEX | 1017271
15-I3 | 15-I3 Mojave Superior Court Modular | 15-I3-D3050-210-PKU01 | Package Unit #1 | BARD | 314L122951540-02 | W24A1-10XX4XXX | OM00035925 |  | Floor 1, Modular Booth Unit | NA | 16x25x1 | R-410A | DNA | 208 | 60amp | Electric | 1 | NA | NA | \Classifications\Building System Class\D30-HVAC Systems\D3050 - Package SYS\Package Unit - PKU | 1020510
15-I3 | 15-I3 Mojave Superior Court Modular | 15-I3-D3050-210-PKU03 | Package Unit #2 (PKU03) | Bard | 314D163322746-02 | W24A2-A10XX4XX | OM00041018 |  | West Side of Building |  | 16x25x1 | R-410A | Out Dr. Motor 1/5, In Dr. Motor 1/6 | 230-208 | DNA | Electric | 1 | NA | NA | \Classifications\Building System Class\D30-HVAC Systems\D3050 - Package SYS\Package Unit - PKU | 1021369
15-J1 | 15-J1 Ridgecrest-Main Facility | 15-J1-D4031-100-FEX03 | Extinguishers(5) | American Fire | PG-024380 | 85u semi auto | OM00036012 |  | All Floors | [10 empty] | \Classifications\Building System Class\D40-Fire Protection SYS\D4030 - FIRE SPEC\Fire Extinguisher - FEX | EQ-1007683
15-J1 | 15-J1 Ridgecrest-Main Facility | 15-J1-B2010-100-CTY01 | Building | NA | NA | NA | OM00037876 | [12 empty] | \Classifications\Building System Class\B20-General Building Exterior\B2010 - Exterior Walls\Building - BLD | 1016532
15-J1 | 15-J1 Ridgecrest-Main Facility | 15-J1-D5092-250-EML03 | Emergency Lighting (3) | Lithonia | NA | NA | OM00037628 |  | Throughout Building | NA | NA | NA | NA | 110 | DNA | Electric | DNA | NA | NA | \Classifications\Building System Class\D50-Electrical SYS\D5090 - Elec SYS\Emergency And Exit Lighting - EML | 1019220
15-J1 | 15-J1 Ridgecrest-Main Facility | 15-J1-G2023-150-PEG02 | Security Parking Gate PEG01 | All-O-Matic | 394350099 | SL-150-1 | OM00026282 |  | Grounds East Side Back of Facility | NA | 1 | NA | NA | 115 | 8.4 | Electric | DNA | NA | NA | \Classifications\Building System Class\G20-Other Systems\G2020 - Parking Lots\Secured Parking Gate - PEG | 1021366
15-J1 | 15-J1 Ridgecrest-Main Facility | 15-J1-G2023-150-PEG01 | Security Parking Gate PEG02 | All-O-Matic | 394350098 | SL-150-1 | OM00026283 |  | Grounds South Side Back of Facility | NA | NA | NA | 1 | 115 | 8.4 | Electric | DNA | NA | NA | \Classifications\Building System Class\G20-Other Systems\G2020 - Parking Lots\Secured Parking Gate - PEG | 1021367
15-J2 | 15-J2 Ridgecrest - Division B Courtroom | 15-J2-D4031-100-FEX02 | Fire Extinguisher (2) | NA | NA | NA | OM00036011 |  | ALL | NA | NA | NA | NA | NA | NA | NA | NA | NA | NA | \Classifications\Building System Class\D40-Fire Protection SYS\D4030 - FIRE SPEC\Fire Extinguisher - FEX | EQ-1005430
15-J2 | 15-J2 Ridgecrest - Division B Courtroom | 15-J2-D2022-260-HWG01 | Bathroom Mini- Hot H2O Unit Elec. HWG01 | CES Control Energy Corp. | DNA | DNA | OM00005799 |  | MENS RESTROOM | NA | NA | NA | NA | 115 | 5 | NA | DNA | NA | NA | \Classifications\Building System Class\D20-Plumbing\D2020 - Domestic Water\Domestic Water Heater, Gas - HWG | EQ-1005431
15-J2 | 15-J2 Ridgecrest - Division B Courtroom | 15-J2-D2018-100-DKF01 | Drinking Fountain DKF01 | DNA | 97066673 | HWBFA8LSS | OM00005798 |  | MAIN LOBBY | NA | NA | R-134a | 1/5 | 115 | 5.6 | electric | Floor 1 | NA | NA | \Classifications\Building System Class\D20-Plumbing\D2010 - Plumb Fix\Drink Fountain (Refr Indvl Wtrcooler) - DKF | EQ-1005432
15-J2 | 15-J2 Ridgecrest - Division B Courtroom | 15-J2-D3050-210-PKU01 | Roof top package unit | Carrier | 0608G21213 | 48SDN030040311 | OM00005882 |  | Roof | 4L32 | 14x25x2 | R-22 | 1/2hp | 230 | 12.4 | gas | 3 | NA | NA | \Classifications\Building System Class\D30-HVAC Systems\D3050 - Package SYS\Package Unit - PKU | EQ-1005433
15-J2 | 15-J2 Ridgecrest - Division B Courtroom | 15-J2-D3050-210-PKU02 | Roof top package unit | Carrier | 0307G40323 | 48HJL006-351 | OM00005883 |  | Roof | 4L60 | 20x25x2 | R-22 | 3/4hp | 230 | 19.2 | Natural gas and electric | 3 | NA | NA | \Classifications\Building System Class\D30-HVAC Systems\D3050 - Package SYS\Package Unit - PKU | EQ-1005434
15-J2 | 15-J2 Ridgecrest - Division B Courtroom | 15-J2-B2010-100-BLD01 | Building Structure | NA | NA | NA | OM00036009 |  | NA | NA | NA | NA | NA | NA | NA | NA | NA | NA | NA | \Classifications\Building System Class\B20-General Building Exterior\B2010 - Exterior Walls\Building - BLD | EQ-1007273
15-J2 | 15-J2 Ridgecrest - Division B Courtroom | 15-J2-B3010-100-RUF01 | Roofing Systems | NA | NA | NA | OM00036010 |  | NA | NA | NA | NA | NA | NA | NA | NA | NA | NA | NA | \Classifications\Building System Class\B30-Roofing\B3010 - Roof Types\Roof - RUF | EQ-1007450
15-J2 | 15-J2 Ridgecrest - Division B Courtroom | 15-J2-D3050-210-PKU03 | PACKAGE UNIT #3 (ROOF) | Carrier | 0508G21087 | 485DN024040311 | OM00005884 |  | ROOF | 4L32 | 12X20X1 | R-22 | 2 | 240 | 12.4 | Natural gas and electric | 3 | NA | NA | \Classifications\Building System Class\D30-HVAC Systems\D3050 - Package SYS\Package Unit - PKU | 1016258
15-J2 | 15-J2 Ridgecrest - Division B Courtroom | 15-J2-D5092-250-EML03 | Emergency Lighting (3) | Lithonia | NA | NA | OM00037629 |  | Throughout Building | NA | NA | NA | NA | 110 | DNA | Electric | DNA | NA | NA | \Classifications\Building System Class\D50-Electrical SYS\D5090 - Elec SYS\Emergency And Exit Lighting - EML | 1019221
15-J2 | 15-J2 Ridgecrest - Division B Courtroom | 15-J2-D2022-100-HWE01 | Hot Water Heater, Electric (Jury Restroom) | Control Energy Corp | DNA | DNA | OM00005885 |  | Jury Room Restroom | NA | NA | NA | NA | DNA | DNA | Electric | DNA | NA | NA | \Classifications\Building System Class\D20-Plumbing\D2020 - Domestic Water\Domestic Water Heater, Electric - HWE | 1019222
15-J2 | 15-J2 Ridgecrest - Division B Courtroom | 15-J2-D2022-100-HWE02 | Hot Water Heater, Electric (Womens Restroom) | EEMax | 922028 | SP35 | OM00005887 |  | Womens Restroom | NA | NA | NA | NA | 240 | DNA | Electric | DNA | NA | NA | \Classifications\Building System Class\D20-Plumbing\D2020 - Domestic Water\Domestic Water Heater, Electric - HWE | 1019223
15-J2 | 15-J2 Ridgecrest - Division B Courtroom | 15-J2-D2022-100-HWE03 | Hot Water Heater, Electric (Mens Restroom) | EEMax | 936073 | SP35 | OM00005886 |  | Mens Restroom | NA | NA | NA | NA | 240 | DNA | Electric | DNA | NA | NA | \Classifications\Building System Class\D20-Plumbing\D2020 - Domestic Water\Domestic Water Heater, Electric - HWE | 1019224
15-J2 | 15-J2 Ridgecrest - Division B Courtroom | 15-J2-G2023-150-PEG01 | Security Parking Gate (Secured Parking Area) | Elite Chamberlain | 2211N2210 | CSW200UL3 | OM00026277 |  | Secured Parking Area | NA | NA | NA | 1/2 | 120 | 4 | Electric | 1 | NA | NA | \Classifications\Building System Class\G20-Other Systems\G2020 - Parking Lots\Secured Parking Gate - PEG | 1019225
16-A5 | 16-A5 New Hanford Courthouse | 16-A5-D2023-100-BFP02 | 3/4" Fire Water Reduced Pressure Back Flow Perventer BFP-2 | Wilkins | 3865563 | 950XLZ | OM00039341 | ID#:2 | Exterior | NA | NA | NA | NA | NA | NA | NA | NA | NA | NA | \Classifications\Building System Class\D20-Plumbing\D2020 - Domestic Water\Backflow Preventer - BFP | 1020096
16-A5 | 16-A5 New Hanford Courthouse | 16-A5-D2023-100-BFP03 | 6" Domestic Water Reduced Pressure Back Flow Perventer BFP-2 | Wilkins | X29709 | 350 ADA 8" | OM00039342 | ID#:3 | Exterior | NA | NA | NA | NA | NA | NA | NA | NA | NA | NA | \Classifications\Building System Class\D20-Plumbing\D2020 - Domestic Water\Backflow Preventer - BFP | 1020097
16-A5 | 16-A5 New Hanford Courthouse | 16-A5-D3041-110-AHU08 | Air Handler Unit AHU-8 | Dynamic Air Technology, Inc. | D-14-071 | D-AHU-4 | OM00039155 |  | Roof West Penthouse | Direct Drive | OSA Pre-Filters: MERV- 8 30% Efficiency Qty (3) 24"X24"X2", Qty (3) 24"X12"X2", OSA Final Filters: MERV-13 85% Efficiency Qty (3) 24"X24"X12", Qty (3) 24"X12"X12", Return Air Filters: Qty (3) 24"x24"x2", Qty (3) 12"x24"x2" | NA | (1) 5Hp Supply, (1) 5Hp Return | 460v | 6A per motor | NA | 3 | NA | NA | \Classifications\Building System Class\D30-HVAC Systems\D3040 - Distribution SYS\Air Handling Unit - AHU | 1020098
16-A5 | 16-A5 New Hanford Courthouse | 16-A5-D3041-110-AHU05 | Air Handler Unit AHU-5 | Dynamic Air Technology, Inc. | D-14-068 | D-AHU-4 | OM00039156 |  | Roof West Penthouse | Direct Drive | OSA Pre-Filters: MERV- 8 30% Efficiency Qty (3) 24"X24"X2", Qty (3) 24"X12"X2" OSA Final Filters: MERV-13 85% Efficiency Qty (3) 24"X24"X12", Qty (3) 24"X12"X12", Return Air Filters: Qty (3) 24"x24"x2", Qty (3) 12"x24"x2" | NA | (1) 7.5Hp Supply, (1) 5Hp Return | 460v | 6A per motor | NA | 3 | NA | NA | \Classifications\Building System Class\D30-HVAC Systems\D3040 - Distribution SYS\Air Handling Unit - AHU | 1020099
16-A5 | 16-A5 New Hanford Courthouse | 16-A5-D3041-110-AHU07 | Air Handler Unit AHU-7 | Dynamic Air Technology, Inc. | D-14-070 | D-AHU-30 | OM00039157 |  | Roof West Penthouse | Direct Drive | Pre-Filters: MERV- 8 30% Efficiency Qty (16) 24"X24"X2", Qty (4) 12"X24"X2" Final Filters: MERV-13 85% Efficiency Qty (16) 24"X24"X12", Qty (4) 12"X24"X12" | NA | (4) 10Hp Supply, (4) 3Hp Return | 460v | (S) - 12A (R) - 4.5A | NA | 3 | NA | NA | \Classifications\Building System Class\D30-HVAC Systems\D3040 - Distribution SYS\Air Handling Unit - AHU | 1020100
16-A5 | 16-A5 New Hanford Courthouse | 16-A5-D3041-110-AHU06 | Air Handler Unit AHU-6 | Dynamic Air Technology, Inc. | D-14-069 | D-AHU-30 | OM00039159 |  | Roof West Penthouse | Direct Drive | Pre-Filters: MERV- 8 30% Efficiency Qty (16) 24"X24"X2", Qty (4) 12"X24"X2" Final Filters: MERV-13 85% Efficiency Qty (16) 24"X24"X12", Qty (4) 12"X24"X12" | NA | (4) 10Hp Supply, (4) 3Hp Return | 460v | (S) - 12A (R) - 4.5A | NA | 3 | NA | NA | \Classifications\Building System Class\D30-HVAC Systems\D3040 - Distribution SYS\Air Handling Unit - AHU | 1020102
16-A5 | 16-A5 New Hanford Courthouse | 16-A5-D3042-220-EFN08 | Atrium Exhasut Fan #3 | Greenheck | 13973163 | Cube-300-20-F | OM00039160 |  | Roof | AP-38 (2 per fan) | NA | NA | 2 Hp | 460V | 2.9A | NA | DNA | NA | NA | \Classifications\Building System Class\D30-HVAC Systems\D3040 - Distribution SYS\Supply/Exhaust/Return fans- FAN | 1020103
16-A5 | 16-A5 New Hanford Courthouse | 16-A5-D3042-220-EFN06 | Atrium Exhasut Fan #1 | Greenheck | 13973161 | Cube-300-20-F | OM00039161 |  | Roof | AP-38 (2 per fan) | NA | NA | 2 Hp | 460V | 2.9A | NA | DNA | NA | NA | \Classifications\Building System Class\D30-HVAC Systems\D3040 - Distribution SYS\Supply/Exhaust/Return fans- FAN | 1020104
16-A5 | 16-A5 New Hanford Courthouse | 16-A5-D3042-220-EFN07 | Atrium Exhasut Fan #2 | Greenheck | 13973162 | Cube-300-20-F | OM00039163 |  | Roof | AP-38 (2 per fan) | NA | NA | 2 Hp | 460V | 2.9A | NA | DNA | NA | NA | \Classifications\Building System Class\D30-HVAC Systems\D3040 - Distribution SYS\Supply/Exhaust/Return fans- FAN | 1020105
16-A5 | 16-A5 New Hanford Courthouse | 16-A5-D3050-250-ACU22 | Ductless Split System OU-20 | Mitsubishi Electric | 44U02264C | PUY-A42NHA5 | OM00039164 |  | Roof Westside | NA | Polypropylene Honeycomb | R-410A | DNA | 208/230V | 2 Amps | NA | 1 | NA | 42,000 | \Classifications\Building System Class\D30-HVAC Systems\D3050 - Package SYS\Air Conditioning,Split System - ACU | 1020106
16-A5 | 16-A5 New Hanford Courthouse | 16-A5-D4022-210-FSG01 | Main Fire Pump | AC Fire Pump | 14-070490-01-01/QKU283 | Inline 7L83 Series 1580 | OM00039165 |  | 1st Floor Central Plant Fire Water Pump Room C120 | NA | NA | NA | 30 Hp | 460V | 34.5 A | Electric | 3 | NA | NA | \Classifications\Building System Class\D40-Fire Protection SYS\D4020 - Stand Pipe\Pump,Fire,Electric Motor Driven - FSG | 1020107
16-A5 | 16-A5 New Hanford Courthouse | 16-A5-D4022-210-JPM01 | Fire Jockey Pump | Gold Water Tech | H1404778 | 3SV6FC4F20 | OM00039166 |  | 1st Flr. Central Plant Fire Water Pump Room C120 | NA | NA | NA | 1 Hp | 460V | 1.8 A | Electric | 3 | NA | NA | \Classifications\Building System Class\D40-Fire Protection SYS\D4020 - Stand Pipe\Jockey Pump - JPM | 1020108
16-A5 | 16-A5 New Hanford Courthouse | 16-A5-D2017-100-SHW01 | Emergency Eyewash / Shower EEWS-1 | Bradley | NA | S19314FW | OM00039177 |  | 1st Flr. Central Plant Chiller Room C122 | NA | NA | NA | NA | NA | NA | NA | NA | NA | NA | \Classifications\Building System Class\D20-Plumbing\D2010 - Plumb Fix\Showers - SHW | 1020109
16-A5 | 16-A5 New Hanford Courthouse | 16-A5-D3040-120-FCU02 | Fan Coil Unit FCU-2 | Trane | T14G33951 | BCHC090G2 | OM00039178 |  | Floor 1 Chiller Room C101 | A-53 | 2" Pleated D-MERV 13 Throwaway Filter | NA | 2 Hp | 460V | DNA | NA | 3 | NA | NA | \Classifications\Building System Class\D30-HVAC Systems\D3040 - Distribution SYS\Fan Coil Unit - FCU | 1020129
16-A5 | 16-A5 New Hanford Courthouse | 16-A5-D3050-250-ACU27 | Ductless Split System OU-24 | Mitsubishi Electric | 32U02122B | PUY-A42NHA5 | OM00039182 |  | Exterior Southside of Central Plant Building | NA | Polypropylene Honeycomb | R-410A | NA | 208/230V | 2 Amps | NA | 1 | NA | 42,000 | \Classifications\Building System Class\D30-HVAC Systems\D3050 - Package SYS\Air Conditioning,Split System - ACU | 1020132
16-A5 | 16-A5 New Hanford Courthouse | 16-A5-D3050-250-ACU28 | Ductless Split System OU-25 | Liebert | 31U00813B | PUZ-A42NHA5 | OM00039183 |  | Exterior Southside of Central Plant Building | NA | (2) 20X20X4 Deep Pleated MERV 8 Filters | R-407C | NA | 460V | 11.7 Amps | NA | 3 | NA | 6.7 Ton | \Classifications\Building System Class\D30-HVAC Systems\D3050 - Package SYS\Air Conditioning,Split System - ACU | 1020133
16-A5 | 16-A5 New Hanford Courthouse | 16-A5-D3050-250-ACU26 | Ductless Split System OU-23 | Mitsubishi Electric | 31U00813B | PUZ-A42NHA5 | OM00039184 |  | Exterior Southside of Central Plant Building | NA | Polypropylene Honeycomb | R-410A | NA | 208/230V | 2 | NA | 1 | NA | 42,000 | \Classifications\Building System Class\D30-HVAC Systems\D3050 - Package SYS\Air Conditioning,Split System - ACU | 1020134
16-A5 | 16-A5 New Hanford Courthouse | 16-A5-D3050-250-ACU29 | Ductless Split System OU-26 | Mitsubishi Electric | 32002123B | PUZ-A42NHA5 | OM00039185 |  | Exterior Southside of Central Plant Building | NA | Polypropylene Honeycomb | R-410A | DNA | 208/230V | 2 | NA | 1 | NA | 42,000 | \Classifications\Building System Class\D30-HVAC Systems\D3050 - Package SYS\Air Conditioning,Split System - ACU | 1020135
16-A5 | 16-A5 New Hanford Courthouse | 16-A5-D3030-110-CTW01 | Cooling Tower CT-1 | Evapco, Inc. | 13-634896 (same nameplate at CTW02) | AT-29-124 | OM00039186 |  | 1st Flr. Central Plant Cooling Tower Yard | (1) B-173 | NA | NA | (1) 10HP | 460V | 12.6 A | NA | 3 | NA | NA | \Classifications\Building System Class\D30-HVAC Systems\D3030 - Cooling SYS\Cooling Tower - CTW | 1020136
16-A5 | 16-A5 New Hanford Courthouse | 16-A5-D3030-110-CTW02 | Cooling Tower CT-2 | Evapco, Inc. | 13-634896 (same nameplate at CTW01) | AT-29-124 | OM00039187 |  | 1st Flr. Central Plant Cooling Tower Yard | (1) B-173 | NA | NA | (1) 10HP | 460V | 12.6 A | NA | 3 | NA | NA | \Classifications\Building System Class\D30-HVAC Systems\D3030 - Cooling SYS\Cooling Tower - CTW | 1020137
16-A5 | 16-A5 New Hanford Courthouse | 16-A5-D5092-210-GEN01 | Emergency Generator GEN-1CP1 | Caterpillar | CAT00C27KGDS00553 | C27 | OM00039336 | Permit #C-8723-1-0 | 1st Flr. Cetral Plant Generator Enclosure | NA | NA | NA | NA | 480V | 750 kW | Diesel | 3 | NA | NA | \Classifications\Building System Class\D50-Electrical SYS\D5090 - Elec SYS\Emergency Generator - GEN | 1020138
16-A5 | 16-A5 New Hanford Courthouse | 16-A5-D3040-120-FCU01 | Fan Coil Unit FCU-1 | Trane | T15A01270 | BCVC054G2J0C3LN4F0000006B1000000000000A0 | OM00039337 |  | Basement Room 003 | (1) A43 | (4) 16x20x2 | NA | 1 | 460 | DNA | NA | 3 | NA | NA | \Classifications\Building System Class\D30-HVAC Systems\D3040 - Distribution SYS\Fan Coil Unit - FCU | 1020139
16-A5 | 16-A5 New Hanford Courthouse | 16-A5-D1010-100-ELE03 | Electric Traction Elevator 3 (Staff & Judges) | KONE | DNA | Unit #6028566 Equipment #20366361 | OM00039338 | State ID# 167451 | Basement Vestibule 020 | NA | NA | NA | NA | 480 | NA | NA | 3 | NA | NA | \Classifications\Building System Class\D10-Conveyance Systems\D1010 - Elevator\Elevator,Electric,Pass/Freight - ELE | 1020140
16-A5 | 16-A5 New Hanford Courthouse | 16-A5-D2023-100-BFP05 | 2" Irrigation Water reduced pressure back flow preventer BFP-5 | Wlkins | 3957218 | 975XL 2" | OM00039339 | ID#:5 | Exterior | NA | NA | NA | NA | NA | NA | NA | NA | NA | NA | \Classifications\Building System Class\D20-Plumbing\D2020 - Domestic Water\Backflow Preventer - BFP | 1020141
16-A5 | 16-A5 New Hanford Courthouse | 16-A5-D2023-100-BFP01 | 8" Fire Water Reduced Pressure Back Flow Perventer BFP-1 | Wilkins | V39446 | 350 ADA 8" | OM00039340 | ID#:1 | Exterior | NA | NA | NA | NA | NA | NA | NA | NA | NA | NA | \Classifications\Building System Class\D20-Plumbing\D2020 - Domestic Water\Backflow Preventer - BFP | 1020142
16-A5 | 16-A5 New Hanford Courthouse | 16-A5-D2023-100-BFP06 | 8" Irrigation Water reduced pressure back flow preventer BFP-6 | Wlkins | 3877513 | 950XL2 | OM00039343 | ID#:6 | Exterior | NA | NA | NA | NA | NA | NA | NA | NA | NA | NA | \Classifications\Building System Class\D20-Plumbing\D2020 - Domestic Water\Backflow Preventer - BFP | 1020143
16-A5 | 16-A5 New Hanford Courthouse | 16-A5-D2023-100-BFP07 | 3/4" Irrigation Water reduced pressure back flow preventer BFP-7 | Wlkins | 3877513 | 950XL2 | OM00039344 | ID#:7 | Exterior | NA | NA | NA | NA | NA | NA | NA | NA | NA | NA | \Classifications\Building System Class\D20-Plumbing\D2020 - Domestic Water\Backflow Preventer - BFP | 1020144
16-A5 | 16-A5 New Hanford Courthouse | 16-A5-D3050-250-ACU21 | Ductless Split System OU-19 | Mitsubishi Electric | 32U06794B | PUY-A12NHA4 | OM00039345 |  | Roof Westside | NA | Polypropylene Honeycomb | R-410A | NA | 208/230V | 1 | NA | 1 | NA | 12,000 | \Classifications\Building System Class\D30-HVAC Systems\D3050 - Package SYS\Air Conditioning,Split System - ACU | 1020145
16-A5 | 16-A5 New Hanford Courthouse | 16-A5-D3050-250-ACU20 | Ductless Split System OU-17 | Mitsubishi Electric | 32U02118B | PUY-A42NHA5 | OM00039346 |  | Roof Westside | NA | Polypropylene Honeycomb | R-410A | NA | 208/230V | 2 | NA | 1 | NA | 42,000 | \Classifications\Building System Class\D30-HVAC Systems\D3050 - Package SYS\Air Conditioning,Split System - ACU | 1020146
16-A5 | 16-A5 New Hanford Courthouse | 16-A5-D3050-250-ACU19 | Ductless Split System OU-16 | Mitsubishi Electric | 3XU01666A | PUY-A42NHA5 | OM00039347 |  | Roof Westside | NA | Polypropylene Honeycomb | R-410A | NA | 208/230V | 2 | NA | 1 | NA | 42,000 | \Classifications\Building System Class\D30-HVAC Systems\D3050 - Package SYS\Air Conditioning,Split System - ACU | 1020147
16-A5 | 16-A5 New Hanford Courthouse | 16-A5-D3050-250-ACU18 | Ductless Split System OU-15 | Mitsubishi Electric | 3XU01661A | PUY-A42NHA5 | OM00039348 |  | Roof Westside | NA | Polypropylene Honeycomb | R-410A | NA | 208/230V | 2 | NA | 1 | NA | 42,000 | \Classifications\Building System Class\D30-HVAC Systems\D3050 - Package SYS\Air Conditioning,Split System - ACU | 1020148
16-A5 | 16-A5 New Hanford Courthouse | 16-A5-D3050-250-ACU17 | Ductless Split System OU-14 | Mitsubishi Electric | 32U06779B | PUY-A12NHA4 | OM00039349 |  | Roof Westside | NA | Polypropylene Honeycomb | R-410A | NA | 208/230V | 1 | NA | 1 | NA | 12,000 | \Classifications\Building System Class\D30-HVAC Systems\D3050 - Package SYS\Air Conditioning,Split System - ACU | 1020149
16-A5 | 16-A5 New Hanford Courthouse | 16-A5-D3050-250-ACU16 | Ductless Split System OU-13 | Mitsubishi Electric | 3XU01670A | PUY-A42NHA5 | OM00039350 |  | Roof Westside | NA | Polypropylene Honeycomb | R-410A | NA | 208/230V | 2 | NA | 1 | NA | 42,000 | \Classifications\Building System Class\D30-HVAC Systems\D3050 - Package SYS\Air Conditioning,Split System - ACU | 1020150
16-A5 | 16-A5 New Hanford Courthouse | 16-A5-D3050-250-ACU15 | Ductless Split System OU-12 | Mitsubishi Electric | 3XU01668A | PUY-A42NHA5 | OM00039351 |  | Roof Westside | NA | Polypropylene Honeycomb | R-410A | NA | 208/230V | 3.50 Amps | NA | 1 | NA | 42,000 | \Classifications\Building System Class\D30-HVAC Systems\D3050 - Package SYS\Air Conditioning,Split System - ACU | 1020151
16-A5 | 16-A5 New Hanford Courthouse | 16-A5-D3050-250-ACU14 | Ductless Split System OU-11 | Mitsubishi Electric | 3XU01659A | PUY-A42NHA5 | OM00039352 |  | Roof Westside | NA | Polypropylene Honeycomb | R-410A | NA | 208/230V | 2 | NA | 1 | NA | 42,000 | \Classifications\Building System Class\D30-HVAC Systems\D3050 - Package SYS\Air Conditioning,Split System - ACU | 1020152
16-A5 | 16-A5 New Hanford Courthouse | 16-A5-D3050-250-ACU23 | Ductless Split System OU-21 | Mitsubishi Electric | 3XU01657A | PUY-A42NHA5 | OM00039353 |  | Roof Westside | NA | Polypropylene Honeycomb | R-410A | NA | 208/230V | 2 | NA | 1 | NA | 42,000 | \Classifications\Building System Class\D30-HVAC Systems\D3050 - Package SYS\Air Conditioning,Split System - ACU | 1020153
16-A5 | 16-A5 New Hanford Courthouse | 16-A5-D3050-250-ACU01 | Ductless Split System OU-1A | Liebert | Y14KG14980 | PFH067A-AH7 | OM00039354 |  | Roof Eastside | NA | (2) 20X20X4 Deep Pleated MERV 8 Filters | R-407C | .75 | 460V | 11.7 | NA | 3 | NA | 6.7 Ton | \Classifications\Building System Class\D30-HVAC Systems\D3050 - Package SYS\Air Conditioning,Split System - ACU | 1020154
16-A5 | 16-A5 New Hanford Courthouse | 16-A5-D3050-250-ACU02 | Ductless Split System OU-1B | Liebert | Y14KG14987 | PFH067A-AH7 | OM00039355 |  | Roof Eastside | NA | (2) 20X20X4 Deep Pleated MERV 8 Filters | R-407C | .75 | 460V | 11.7 | NA | 3 | NA | 6.7 Ton | \Classifications\Building System Class\D30-HVAC Systems\D3050 - Package SYS\Air Conditioning,Split System - ACU | 1020155
16-A5 | 16-A5 New Hanford Courthouse | 16-A5-D3050-250-ACU10 | Ductless Split System OU-7 | Mitsubishi Electric | 21U00882B | PUY-A42NHA5 | OM00039356 |  | Roof Eastside | NA | Polypropylene Honeycomb | R-410A | NA | 208/230V | 3.5 | NA | 1 | NA | 42,000 | \Classifications\Building System Class\D30-HVAC Systems\D3050 - Package SYS\Air Conditioning,Split System - ACU | 1020156
16-A5 | 16-A5 New Hanford Courthouse | 16-A5-D3021-130-BLR01 | Gas Fired Condensing Boiler B-1 | Aerco International, Inc. | G-14-0620 | BMK2000 GWBF9 | OM00043090 | PEER# C-7823-1-0 | 1st Flr. Central Plant Boiler Room C121 | NA | NA | NA | 2.0 blower | 120V | 15 Amps | Natural gas | 1 | 2,000,000 | 1,840,000 | \Classifications\Building System Class\D30-HVAC Systems\D3020 - Heat SYS\Boiler,Hot Water,Oil/Gas/Comb. - BLR | 1020157
16-A5 | 16-A5 New Hanford Courthouse | 16-A5-D3021-130-BLR02 | Gas Fired Condensing Boiler B-2 | Aerco International, Inc. | G-14-0622 | BMK2000 GWBF9 | OM00043091 | PEER# C-7823-2-0 | 1st Flr. Central Plant Boiler Room C121 | NA | NA | NA | 2.0 blower | 120V | 15 | Natural gas | 1 | 2,000,000 | 1,840,000 | \Classifications\Building System Class\D30-HVAC Systems\D3020 - Heat SYS\Boiler,Hot Water,Oil/Gas/Comb. - BLR | 1020158
16-A5 | 16-A5 New Hanford Courthouse | 16-A5-D3021-130-BLR03 | Gas Fired Condensing Boiler B-3 | Aerco International, Inc. | G-14-0621 | BMK2000 GWBF9 | OM00043092 | PEER# C-8723-3-0 | 1st Flr. Central Plant Boiler Room C121 | NA | NA | NA | 2.0 blower | 120 | 15 | Natural gas | 1 | 2,000,000 | 1,840,000 | \Classifications\Building System Class\D30-HVAC Systems\D3020 - Heat SYS\Boiler,Hot Water,Oil/Gas/Comb. - BLR | 1020159
16-A5 | 16-A5 New Hanford Courthouse | 16-A5-D3040-120-FCU03 | Fan Coil Unit FCU-3 | TRANE | T14G33952 | BCHC072G2 | OM00043097 |  | 1st. Flr. Boiler Room C102 | A 43 | 2" Pleated D-MERV 13 Throwaway Filter | NA | 1.5 HP | 460V | DNA | NA | 3 | NA | NA | \Classifications\Building System Class\D30-HVAC Systems\D3040 - Distribution SYS\Fan Coil Unit - FCU | 1020161
16-A5 | 16-A5 New Hanford Courthouse | 16-A5-D3031-130-CLR01 | 250 Ton Water Cooled Helical Rotary Chiller CH-1 | Trane | U14D08941 | RTWD250F2D0201A2AA3A3A1Y1E6A40AA100P10007C0100D0 | OM00043098 |  | 1st Flr. Central Plant Chiller Room C122 | NA | NA | R-134a | NA | 460 | 285 | NA | 3 | NA | NA | \Classifications\Building System Class\D30-HVAC Systems\D3030 - Cooling SYS\Chiller, Water Cooled - CLR | 1020162
16-A5 | 16-A5 New Hanford Courthouse | 16-A5-D3031-130-CLR02 | 250 Ton Water Cooled Helical Rotary Chiller CH-2 | Trane | U14D08942 | RTWD250F2 | OM00043099 |  | 1st Flr. Central Plant Chiller Room C122 | NA | NA | R-134a | NA | 460 | 285 | NA | 3 | NA | NA | \Classifications\Building System Class\D30-HVAC Systems\D3030 - Cooling SYS\Chiller, Water Cooled - CLR | 1020163
16-A5 | 16-A5 New Hanford Courthouse | 16-A5-D3060-100-RDS01 | Refrigerant Detection System | Chillgard | F15-400247755-10-001 | A-LE-D-4-1-0-1-1-4.0-0-0-200000 | OM00043100 |  | 1st Flr. Central Plant Chiller Room C122 | NA | NA | NA | NA | 24 | NA | NA | 1 | NA | NA | \Classifications\Building System Class\D30-HVAC Systems\D3060 - Control & Inst Air\Refrigerant Leak Detection System - RDS | 1020164
16-A5 | 16-A5 New Hanford Courthouse | 16-A5-D3050-250-ACU03 | Ductless Split System OU-2 | Mitsubishi Electric | 44U02468C | PUMY-P48NHMU | OM00043281 |  | Roof Eastside | NA | Polypropylene Honeycomb | R-410A | NA | 460V | 11.7 Amps | NA | 3 | NA | 48,000 | \Classifications\Building System Class\D30-HVAC Systems\D3050 - Package SYS\Air Conditioning,Split System - ACU | 1020165
16-A5 | 16-A5 New Hanford Courthouse | 16-A5-D3050-250-ACU05 | Ductless Split System OU-3B | Mitsubishi Electric | 3XU01639A | PUY-A42NHA5 | OM00043282 |  | Roof Eastside | NA | Polypropylene Honeycomb | R-410A | NA | 208/230 | 2 | NA | 1 | NA | 42,000 | \Classifications\Building System Class\D30-HVAC Systems\D3050 - Package SYS\Air Conditioning,Split System - ACU | 1020166
16-A5 | 16-A5 New Hanford Courthouse | 16-A5-D3050-250-ACU04 | Ductless Split System OU-3A | Mitsubishi Electric | 3XU01664A | PUY-A42NHA5 | OM00043283 |  | Roof Eastside | NA | Polypropylene Honeycomb | R-410A | NA | 208/230 | 2 | NA | 1 | NA | 42,000 | \Classifications\Building System Class\D30-HVAC Systems\D3050 - Package SYS\Air Conditioning,Split System - ACU | 1020167
16-A5 | 16-A5 New Hanford Courthouse | 16-A5-D3050-250-ACU07 | Ductless Split System OU-4B | Mitsubishi Electric | 3XU01660A | PUY-A42NHA5 | OM00043284 |  | Roof Eastside | NA | Polypropylene Honeycomb | R-410A | NA | 208/230 | 3.5 | NA | 1 | NA | 42,000 | \Classifications\Building System Class\D30-HVAC Systems\D3050 - Package SYS\Air Conditioning,Split System - ACU | 1020168
16-A5 | 16-A5 New Hanford Courthouse | 16-A5-D3050-250-ACU06 | Ductless Split System OU-4A | Mitsubishi Electric | 3XU01662A | PUY-A42NHA5 | OM00043285 |  | Roof Eastside | NA | Polypropylene Honeycomb | R-410A | NA | 208/230 | 3.5 | NA | 1 | NA | 42,000 | \Classifications\Building System Class\D30-HVAC Systems\D3050 - Package SYS\Air Conditioning,Split System - ACU | 1020169
16-A5 | 16-A5 New Hanford Courthouse | 16-A5-D3050-250-ACU08 | Ductless Split System OU-5 | Mitsubishi Electric | 3XU01665A | PUY-A42NHA5 | OM00043286 |  | Roof Eastside | NA | Polypropylene Honeycomb | R-410A | NA | 208/230V | 3.5 | NA | 1 | NA | 42,000 | \Classifications\Building System Class\D30-HVAC Systems\D3050 - Package SYS\Air Conditioning,Split System - ACU | 1020170
16-A5 | 16-A5 New Hanford Courthouse | 16-A5-D3050-250-ACU09 | Ductless Split System OU-6 | Mitsubishi Electric | 44U02267C | PUY-A42NHA5 | OM00043287 |  | Roof Eastside | NA | Polypropylene Honeycomb | R-410A | NA | 208/230 | 2 | NA | 1 | NA | 42,000 | \Classifications\Building System Class\D30-HVAC Systems\D3050 - Package SYS\Air Conditioning,Split System - ACU | 1020171
16-A5 | 16-A5 New Hanford Courthouse | 16-A5-D3050-250-ACU24 | Ductless Split System OU-22A | Liebert | Y14KG14986 | PFH067A-AH7 | OM00043288 |  | Roof Eastside | NA | (2) 20X20X4 Deep Pleated MERV 8 Filters | R-407C | .75 | 460 | 11.7 | NA | 3 | NA | 6.7 Ton | \Classifications\Building System Class\D30-HVAC Systems\D3050 - Package SYS\Air Conditioning,Split System - ACU | 1020172
16-A5 | 16-A5 New Hanford Courthouse | 16-A5-D3050-250-ACU25 | Ductless Split System OU-22B | Liebert | Y14KG14984 | PFH067A-AH7 | OM00043289 |  | Roof Eastside | NA | (2) 20X20X4 Deep Pleated MERV 8 Filters | R-407C | .75 | 460 | 11.7 | NA | 3 | NA | 6.7 Ton | \Classifications\Building System Class\D30-HVAC Systems\D3050 - Package SYS\Air Conditioning,Split System - ACU | 1020173
16-A5 | 16-A5 New Hanford Courthouse | 16-A5-D3050-250-ACU11 | Ductless Split System OU-8 | Mitsubishi Electric | 32U16164B | PUY-A24NHA4 | OM00043290 |  | Roof Eastside | NA | Polypropylene Honeycomb | R-410A | NA | 208/2230 | 2.63 | NA | 1 | NA | 24,000 | \Classifications\Building System Class\D30-HVAC Systems\D3050 - Package SYS\Air Conditioning,Split System - ACU | 1020174
16-A5 | 16-A5 New Hanford Courthouse | 16-A5-D3050-250-ACU12 | Ductless Split System OU-9 | Mitsubishi Electric | 32U02131B | PUY-A42NHA5 | OM00043291 |  | Roof Eastside | NA | Polypropylene Honeycomb | R-410A | NA | 208/230V | 3.5 | NA | 1 | NA | 42,000 | \Classifications\Building System Class\D30-HVAC Systems\D3050 - Package SYS\Air Conditioning,Split System - ACU | 1020175
16-A5 | 16-A5 New Hanford Courthouse | 16-A5-D3050-250-ACU13 | Ductless Split System OU-10 | Mitsubishi Electric | 45U18149C | PUY-A24NHA4 | OM00043292 |  | Roof Eastside | NA | Polypropylene Honeycomb | R-410A | NA | 208/230 | 2.63 | NA | 1 | NA | 24,000 | \Classifications\Building System Class\D30-HVAC Systems\D3050 - Package SYS\Air Conditioning,Split System - ACU | 1020176
16-A5 | 16-A5 New Hanford Courthouse | 16-A5-D3041-110-AHU02 | Air Handler Unit AHU-2 | Dynamic Air Technology, Inc. | D-14-065 | D-AHU-40 | OM00043293 |  | Roof East Penthouse | Direct Drive | Pre-Filters: MERV- 8 30% Efficiency Qty (20) 24"X24"X2" Final Filters: MERV-13 85% Efficiency Qty (20) 24"X24"X12" | NA | (4) 15Hp Supply, (4) 5Hp Return | 460 | (S) - 18.1A (R) - 7.4A | NA | 3 | NA | NA | \Classifications\Building System Class\D30-HVAC Systems\D3040 - Distribution SYS\Air Handling Unit - AHU | 1020177
16-A5 | 16-A5 New Hanford Courthouse | 16-A5-D3041-110-AHU01 | Air Handler Unit AHU-1 | Dynamic Air Technology, Inc. | D-14-064 | D-AHU-12 | OM00043294 |  | Roof East Penthouse | Direct Drive | Pre-Filters: MERV- 8 30% Efficiency Qty (6) 24"X24"X2", Qty (2) 12"X24"X2" Final Filters: MERV-13 85% Efficiency Qty (6) 24"X24"X12", Qty (2) 12"X24"X12" | NA | (2) 7.5Hp Supply, (2) 2Hp Return | 460 | (S) - 9.4A (R) - 3.15A | NA | 3 | NA | NA | \Classifications\Building System Class\D30-HVAC Systems\D3040 - Distribution SYS\Air Handling Unit - AHU | 1020178
16-A5 | 16-A5 New Hanford Courthouse | 16-A5-D3041-110-AHU04 | Air Handler Unit AHU-4 | Dynamic Air Technology, Inc. | D-14-067 | D-AHU-4 | OM00043295 |  | Roof East Penthouse | Direct Drive | See Notes: OSA Pre-Filters: MERV- 8 30% Efficiency Qty (3) 24"X24"X2", Qty (3) 24"X12"X2" OSA Final Filters: MERV-13 85% Efficiency Qty (3) 24"X24"X12", Qty (3) 24"X12"X12" Return Air Filters: (3) 24"x24"x2", (3) 12"x24"x2" | NA | (1) 5Hp Supply, (1) 5Hp Return | 460 | (S) - 6.7A (R) - 6.7A | NA | 3 | NA | NA | \Classifications\Building System Class\D30-HVAC Systems\D3040 - Distribution SYS\Air Handling Unit - AHU | 1020179
16-A5 | 16-A5 New Hanford Courthouse | 16-A5-D3041-110-AHU03 | Air Handler Unit AHU-3 | Dynamic Air Technology, Inc. | D-14-066 | D-AHU-30 | OM00043296 |  | Roof East Penthouse | Direct Drive | See Notes: Pre-Filters: MERV- 8 30% Efficiency Qty (16) 24"X24"X2", Qty (4) 12"X24"X2" Final Filters: MERV-13 85% Efficiency Qty (16) 24"X24"X12", Qty (4) 12"X24"X12" | NA | (4) 10Hp Supply, (4) 3Hp Return | 460 | (S) - 12A (R) - 4.6A | NA | 3 | NA | NA | \Classifications\Building System Class\D30-HVAC Systems\D3040 - Distribution SYS\Air Handling Unit - AHU | 1020180
16-A5 | 16-A5 New Hanford Courthouse | 16-A5-D3042-220-EFN01 | Exhaust Fan EF-1A | Greenheck | 13999194 | QEI-16-I-20 | OM00043297 |  | Basement Room 001 | AP50 | NA | NA | 2 | 460 | DNA | NA | 3 | NA | NA | \Classifications\Building System Class\D30-HVAC Systems\D3040 - Distribution SYS\Supply/Exhaust/Return fans- FAN | 1020181
16-A5 | 16-A5 New Hanford Courthouse | 16-A5-D3042-220-EFN02 | Exhaust Fan EF-1B | Greenheck | 13999195 | QEI-12-I-5 | OM00043298 |  | Basement Room 023 | 4L430R | NA | NA | 1/3 | 460 | 9 | NA | 3 | NA | NA | \Classifications\Building System Class\D30-HVAC Systems\D3040 - Distribution SYS\Supply/Exhaust/Return fans- FAN | 1020182
16-A5 | 16-A5 New Hanford Courthouse | 16-A5-D4010-150-FMS02 | Stand Pipe Fire Riser 002 | Transbay Fire Protection | NA | Various | OM00043299 |  | Basement Sallyport | NA | NA | NA | NA | NA | NA | NA | NA | NA | NA | \Classifications\Building System Class\D40-Fire Protection SYS\D4010 - Sprinkler SYS\Fire Systems, stand pipes - FMS | 1020183
16-A5 | 16-A5 New Hanford Courthouse | 16-A5-D4010-150-FMS03 | Stand Pipe Fire Riser 003 | Transbay Fire Protection | NA | Various | OM00043300 |  | Basement Stairwell #3 | NA | NA | NA | NA | NA | NA | NA | NA | NA | NA | \Classifications\Building System Class\D40-Fire Protection SYS\D4010 - Sprinkler SYS\Fire Systems, stand pipes - FMS | 1020184
16-A5 | 16-A5 New Hanford Courthouse | 16-A5-D4010-150-FMS04 | Stand Pipe Fire Riser 004 | Transbay Fire Protection | NA | Various | OM00043301 |  | 1st Flr. Stairwell #3 | NA | NA | NA | NA | NA | NA | NA | NA | NA | NA | \Classifications\Building System Class\D40-Fire Protection SYS\D4010 - Sprinkler SYS\Fire Systems, stand pipes - FMS | 1020185
16-A5 | 16-A5 New Hanford Courthouse | 16-A5-D4010-150-FMS05 | Stand Pipe Fire Riser 005 | Transbay Fire Protection | NA | Various | OM00043302 |  | 2nd. Flr. Stairwell #3 | NA | NA | NA | NA | NA | NA | NA | NA | NA | NA | \Classifications\Building System Class\D40-Fire Protection SYS\D4010 - Sprinkler SYS\Fire Systems, stand pipes - FMS | 1020186
16-A5 | 16-A5 New Hanford Courthouse | 16-A5-D4010-150-FMS06 | Stand Pipe Fire Riser 006 | Transbay Fire Protection | NA | Various | OM00043303 |  | 3rd. Flr. Stairwell #3 | NA | NA | NA | NA | NA | NA | NA | NA | NA | NA | \Classifications\Building System Class\D40-Fire Protection SYS\D4010 - Sprinkler SYS\Fire Systems, stand pipes - FMS | 1020187
16-A5 | 16-A5 New Hanford Courthouse | 16-A5-D4010-150-FMS07 | Stand Pipe Fire Riser 007 | Transbay Fire Protection | NA | Various | OM00043304 |  | 4th. Flr. Stairwell #3 | NA | NA | NA | NA | NA | NA | NA | NA | NA | NA | \Classifications\Building System Class\D40-Fire Protection SYS\D4010 - Sprinkler SYS\Fire Systems, stand pipes - FMS | 1020188
16-A5 | 16-A5 New Hanford Courthouse | 16-A5-D4010-150-FMS01 | Stand Pipe Fire Riser 001 | Transbay Fire Protection | NA | Various | OM00043318 |  | 1st Flr. Central Plant Fire Water Pump Room C120 | NA | NA | NA | NA | NA | NA | NA | NA | NA | NA | \Classifications\Building System Class\D40-Fire Protection SYS\D4010 - Sprinkler SYS\Fire Systems, stand pipes - FMS | 1020189
16-A5 | 16-A5 New Hanford Courthouse | 16-A5-D5092-100-UPS01 | Uninterruptible Power Supply System UPS-BA1 | Liebert | 2101200325 2154010001 | 38SA160A0A00 | OM00043357 |  | Basement UPS Room 021 | NA | Reusable foam filters | NA | NA | 480Y/277V, 4-Wire, 65KAIC | 160kVA/144kW | Electric and lead-sulfuric acid | 3 | NA | NA | \Classifications\Building System Class\D50-Electrical SYS\D5090 - Elec SYS\Uninterruptible Power System - UPS | 1020190
16-A5 | 16-A5 New Hanford Courthouse | 16-A5-D3068-100-BAS01 | BAS Work Station | Dell | 7NM5L52 | Optiplex 3020 | OM00043364 |  | 1st Flr. JCC Maintenance Office | NA | NA | NA | NA | 115 | DNA | NA | DNA | NA | NA | \Classifications\Building System Class\D30-HVAC Systems\D3060 - Control & Inst Air\Building Automation System - BAS | 1020191
16-A5 | 16-A5 New Hanford Courthouse | 16-A5-D5037-710-FAP01 | Main Fire Alarm Control Panel FACP | MFG. Edwards Installing contractor Red Wave Communication | DNA | EST3 | OM00043377 |  | 1st Flr. Communications Room 188 | NA | NA | NA | NA | 120 | NA | NA | 1 | NA | NA | \Classifications\Building System Class\D50-Electrical SYS\D5030 - Comm & Security\Fire Alarm Panel - FAP | 1020192
16-A5 | 16-A5 New Hanford Courthouse | 16-A5-D1010-100-ELE02 | Electric Traction Elevator 2 (Public) | KONE | 20366360 | Unit #6028566 Equipment #20366360 | OM00043378 | State ID# 170022 | 1st Flr. South Corridor 104 | NA | NA | NA | NA | 480 | NA | NA | 3 | NA | NA | \Classifications\Building System Class\D10-Conveyance Systems\D1010 - Elevator\Elevator,Electric,Pass/Freight - ELE | 1020193
16-A5 | 16-A5 New Hanford Courthouse | 16-A5-D1010-100-ELE01 | Electric Traction Elevator 1 (Public) | KONE | 20366359 | Unit #6028566 Equipment #20366359 | OM00043379 | State ID# 170021 | 1st Flr. South Corridor 104 | NA | NA | NA | NA | 480 | NA | NA | 3 | NA | NA | \Classifications\Building System Class\D10-Conveyance Systems\D1010 - Elevator\Elevator,Electric,Pass/Freight - ELE | 1020194
16-A5 | 16-A5 New Hanford Courthouse | 16-A5-D4010-150-FMS08 | Stand Pipe Fire Riser 008 | Transbay Fire Protection | NA | Various | OM00043380 |  | Basement Near Stairwell #3 | NA | NA | NA | NA | NA | NA | NA | NA | NA | NA | \Classifications\Building System Class\D40-Fire Protection SYS\D4010 - Sprinkler SYS\Fire Systems, stand pipes - FMS | 1020195
16-A5 | 16-A5 New Hanford Courthouse | 16-A5-D1010-100-ELE04 | Electric Traction Elevator 4 (Inmate Detention Only)) | KONE | 20366362 | Unit #6028566 Equipment #20366362 | OM00043381 | State ID# 170024 | Basement West end Corridor 004 | NA | NA | NA | NA | 480 | NA | NA | 3 | NA | NA | \Classifications\Building System Class\D10-Conveyance Systems\D1010 - Elevator\Elevator,Electric,Pass/Freight - ELE | 1020196
16-A5 | 16-A5 New Hanford Courthouse | 16-A5-D1010-100-ELE05 | Electric Traction Elevator 5 (Inmate Detention Only)) | KONE | 20366363 | Unit #6028566 Equipment #20366363 | OM00043383 | State ID# 170023 P E #5 | Basement East end Corridor 004 | NA | NA | NA | NA | 480 | NA | NA | 3 | NA | NA | \Classifications\Building System Class\D10-Conveyance Systems\D1010 - Elevator\Elevator,Electric,Pass/Freight - ELE | 1020197
16-A5 | 16-A5 New Hanford Courthouse | 16-A5-D4031-100-FEX39 | Fire Extinguishers | NA | NA | NA | OM00043396 |  | Throughout Building | NA | NA | NA | NA | NA | NA | NA | NA | NA | NA | \Classifications\Building System Class\D40-Fire Protection SYS\D4030 - FIRE SPEC\Fire Extinguisher - FEX | 1020198
16-A5 | 16-A5 New Hanford Courthouse | 16-A5-D5092-250-EML102 | Emergency Lighting | NA | NA | NA | OM00043397 |  | Throughout Building | NA | NA | NA | NA | NA | NA | NA | NA | NA | NA | \Classifications\Building System Class\D50-Electrical SYS\D5090 - Elec SYS\Emergency And Exit Lighting - EML | 1020199
16-A5 | 16-A5 New Hanford Courthouse | 16-A5-D4010-150-FMS09 | Stand Pipe Fire Riser 009 | Transbay Fire Protection | NA | Various | OM00043400 |  | 1st Flr. Stairwell #2 | NA | NA | NA | NA | NA | NA | NA | NA | NA | NA | \Classifications\Building System Class\D40-Fire Protection SYS\D4010 - Sprinkler SYS\Fire Systems, stand pipes - FMS | 1020200
16-A5 | 16-A5 New Hanford Courthouse | 16-A5-B3010-100-RUF01 | Roof | Silka Sarafil | NA | NA | OM00043402 |  | Roof | NA | NA | NA | NA | NA | NA | NA | NA | NA | NA | \Classifications\Building System Class\B30-Roofing\B3010 - Roof Types\Roof - RUF | 1020201
16-A5 | 16-A5 New Hanford Courthouse | 16-A5-B2010-100-BLD01 | Building Structure | NA | NA | NA | OM00043403 |  | Throughout Building | NA | NA | NA | NA | NA | NA | NA | NA | NA | NA | \Classifications\Building System Class\B20-General Building Exterior\B2010 - Exterior Walls\Building - BLD | 1020202
16-A5 | 16-A5 New Hanford Courthouse | 16-A5-D3040-120-FCU04 | Fan Coil Unit FCU-4 | Trane | No Nameplate | HUVC1001 | OM00043404 |  | 2nd. Flr. Stairwell #2 | NA | 2" Pleated D-MERV 8 Throwaway Filter | NA | DNA | 115 | 15 | NA | 1 | NA | NA | \Classifications\Building System Class\D30-HVAC Systems\D3040 - Distribution SYS\Fan Coil Unit - FCU | 1020203
16-A5 | 16-A5 New Hanford Courthouse | 16-A5-D3040-120-FCU09 | Fan Coil Unit FCU-9 | Trane | No Nameplate | HUVC1001 | OM00043405 |  | 4th. Flr. Stairwell #2 | NA | 2" Pleated D-MERV 8 Throwaway Filter | NA | DNA | 115 | 15 | NA | 1 | NA | NA | \Classifications\Building System Class\D30-HVAC Systems\D3040 - Distribution SYS\Fan Coil Unit - FCU | 1020204
16-A5 | 16-A5 New Hanford Courthouse | 16-A5-D3040-120-FCU08 | Fan Coil Unit FCU-8 | Trane | No Nameplate | HUVC1501 | OM00043406 |  | 4th. Flr. Stairwell #4 | NA | 2" Pleated D-MERV 8 Throwaway Filter | NA | DNA | 115 | 15 | NA | 1 | NA | NA | \Classifications\Building System Class\D30-HVAC Systems\D3040 - Distribution SYS\Fan Coil Unit - FCU | 1020205
16-A5 | 16-A5 New Hanford Courthouse | 16-A5-D3040-120-FCU11 | Fan Coil Unit FCU-11 | Trane | No Nameplate | HUVC1001 | OM00043407 |  | 4th. Flr. Stairwell #3 | NA | 2" Pleated D-MERV 8 Throwaway Filter | NA | DNA | 115 | 15 | NA | 1 | NA | NA | \Classifications\Building System Class\D30-HVAC Systems\D3040 - Distribution SYS\Fan Coil Unit - FCU | 1020206
16-A5 | 16-A5 New Hanford Courthouse | 16-A5-D3040-120-FCU07 | Fan Coil Unit FCU-7 | Trane | No Nameplate | HUVC1001 | OM00043408 |  | 2nd. Flr. Stairwell #3 | NA | 2" Pleated D-MERV 8 Throwaway Filter | NA | DNA | 115 | 15 | NA | 1 | NA | NA | \Classifications\Building System Class\D30-HVAC Systems\D3040 - Distribution SYS\Fan Coil Unit - FCU | 1020207
16-A5 | 16-A5 New Hanford Courthouse | 16-A5-D3040-120-FCU05 | Fan Coil Unit FCU-5 | Trane | No Nameplate | HUVC1001 | OM00043409 |  | 2nd. Flr. Stairwell #4 | NA | 2" Pleated D-MERV 8 Throwaway Filter | NA | DNA | 115 | 15 | NA | 1 | NA | NA | \Classifications\Building System Class\D30-HVAC Systems\D3040 - Distribution SYS\Fan Coil Unit - FCU | 1020208
16-A5 | 16-A5 New Hanford Courthouse | 16-A5-D3040-120-FCU06 | Fan Coil Unit FCU-6 | Trane | No Nameplate | HUVC1001 | OM00043410 |  | 2nd. Flr. Stairwell #1 | NA | 2" Pleated D-MERV 8 Throwaway Filter | NA | DNA | 115 | 15 | NA | 1 | NA | NA | \Classifications\Building System Class\D30-HVAC Systems\D3040 - Distribution SYS\Fan Coil Unit - FCU | 1020209
16-A5 | 16-A5 New Hanford Courthouse | 16-A5-D4010-150-FMS10 | Stand Pipe Fire Riser 010 | Transbay Fire Protection | NA | Various | OM00043411 |  | 1st Flr. Stairwell #1 | NA | NA | NA | NA | NA | NA | NA | NA | NA | NA | \Classifications\Building System Class\D40-Fire Protection SYS\D4010 - Sprinkler SYS\Fire Systems, stand pipes - FMS | 1020210
16-A5 | 16-A5 New Hanford Courthouse | 16-A5-D3040-120-FCU10 | Fan Coil Unit FCU-10 | Trane | No Nameplate | HUVC1501 | OM00043412 |  | 4th. Flr. Stairwell #1 | NA | 2" Pleated D-MERV 8 Throwaway Filter | NA | DNA | 115 | 15 | NA | 1 | NA | NA | \Classifications\Building System Class\D30-HVAC Systems\D3040 - Distribution SYS\Fan Coil Unit - FCU | 1020211
16-A5 | 16-A5 New Hanford Courthouse | 16-A5-D4010-150-FMS11 | Stand Pipe Fire Riser 011 | Transbay Fire Protection | NA | Various | OM00043487 |  | Basement Stairwell #4 | NA | NA | NA | NA | NA | NA | NA | NA | NA | NA | \Classifications\Building System Class\D40-Fire Protection SYS\D4010 - Sprinkler SYS\Fire Systems, stand pipes - FMS | 1020212
16-A5 | 16-A5 New Hanford Courthouse | 16-A5-D5011-240-TRN16 | Dry Type Transformer ST-5B1 | GE Genral Electric | 1M0001AKY | 9T83C9874G20 | OM00039153 |  | Roof Electric Room 507 | NA | NA | NA | NA | 480V/208Y/120V | 75kVA | NA | 3 | NA | NA | \Classifications\Building System Class\D50-Electrical SYS\D5010 - Elec Service & Dist\Transformer - TRN | 1020213
16-A5 | 16-A5 New Hanford Courthouse | 16-A5-D5011-240-TRN11 | Dry Type Transformer T-5B1 | GE Genral Electric | 1M0349664 | 9T83C9141G15 | OM00039154 |  | Roof Electrical Room 507 | NA | NA | NA | NA | 480V/208Y/120V | 15kVA | NA | 3 | NA | NA | \Classifications\Building System Class\D50-Electrical SYS\D5010 - Elec Service & Dist\Transformer - TRN | 1020214
16-A5 | 16-A5 New Hanford Courthouse | 16-A5-D5010-234-ATS01 | Fire Pump System Automatic Transfer Switch ATS-FP1 | Metron | 23389149 | MTS-100 | OM00039167 |  | 1st Flr. Cetral Plant Fire Pump Room C120 | NA | NA | NA | NA | 480 | 100 | NA | 3 | NA | NA | \Classifications\Building System Class\D50-Electrical SYS\D5010 - Elec Service & Dist\Automatic Transfer Switch - ATS | 1020215
16-A5 | 16-A5 New Hanford Courthouse | 16-A5-D3031-100-PCH01 | Chilled Water Secondary Pump P-1 | Taco | C1403190912 | Pump - FI4013E2MCJ2L0A Motor - EM2539T | OM00039168 |  | 1st Flr. Central Plant Chiller Room C122 | NA | NA | NA | 40 | 230/460 | 49 | NA | 3 | NA | NA | \Classifications\Building System Class\D30-HVAC Systems\D3030 - Cooling SYS\Chilled Water Pump - PCH | 1020216
16-A5 | 16-A5 New Hanford Courthouse | 16-A5-D3031-100-PCH02 | Chilled Water Secondary Pump P-2 | Taco | C1403190902 | Pump - FI4013E2MCJ2L0A Motor - EM2539T | OM00039169 |  | 1st Flr. Central Plant Chiller Room C122 | NA | NA | NA | 40 | 230/460 | 49 | NA | 3 | NA | NA | \Classifications\Building System Class\D30-HVAC Systems\D3030 - Cooling SYS\Chilled Water Pump - PCH | 1020217
16-A5 | 16-A5 New Hanford Courthouse | 16-A5-D3031-100-PCH03 | Chilled Water Primary Pump P-3 | Taco | Z1403100331 | Pump - FI4013E2HCJ2L0A Motor - EM2513T | OM00039170 |  | 1st Flr. Central Plant Chiller Room C122 | NA | NA | NA | 15 | 230/460 | 17.7 | NA | 3 | NA | NA | \Classifications\Building System Class\D30-HVAC Systems\D3030 - Cooling SYS\Chilled Water Pump - PCH | 1020218
16-A5 | 16-A5 New Hanford Courthouse | 16-A5-D3031-100-PCH04 | Chilled Water Primary Pump P-4 | Taco | Z1403100356 | Pump - FI4013E2HCJ2L0A Motor - EM2513T | OM00039171 |  | 1st Flr. Central Plant Chiller Room C122 | NA | NA | NA | 15 | 230/460 | 17.7 | NA | 3 | NA | NA | \Classifications\Building System Class\D30-HVAC Systems\D3030 - Cooling SYS\Chilled Water Pump - PCH | 1020219
16-A5 | 16-A5 New Hanford Courthouse | 16-A5-D3031-100-PCH05 | Condensing Water Pump P-9 | Taco | C1403200022 | Pump - FI5013E2KCL2L0A Motor - EM2524T | OM00039172 |  | 1st Flr. Central Plant Chiller Room C122 | NA | NA | NA | 15 | 230/460V | 41/20.5 | NA | 3 | NA | NA | \Classifications\Building System Class\D30-HVAC Systems\D3030 - Cooling SYS\Chilled Water Pump - PCH | 1020220
16-A5 | 16-A5 New Hanford Courthouse | 16-A5-D3031-100-PCH06 | Condensing Water Pump P-10 | Taco | C1405150027 | Pump - FI5013 Motor - EM2524T | OM00039173 |  | Central Plant Chiller Room C122 | NA | NA | NA | 15 | 230/460V | 41/20.5 | NA | 3 | NA | NA | \Classifications\Building System Class\D30-HVAC Systems\D3030 - Cooling SYS\Chilled Water Pump - PCH | 1020221
16-A5 | 16-A5 New Hanford Courthouse | 16-A5-D3031-100-PCH07 | Glycol Feed Pump | Leeson | 103493 | A4S17DB17A | OM00039179 |  | 1st Flr. Central Plant Chiller Room C122 | NA | NA | NA | 1/3 | 115 | 6A | NA | 1 | NA | NA | \Classifications\Building System Class\D30-HVAC Systems\D3030 - Cooling SYS\Chilled Water Pump - PCH | 1020222
16-A5 | 16-A5 New Hanford Courthouse | 16-A5-D3031-100-PCH08 | Cooling Tower #1 Water Filtration Pump | WEG | 102270530 | 00536EP35184JM-W22 | OM00039188 |  | 1st Flr. Central Plant Cooling Tower Yard | NA | NA | NA | DNA | 460 | 5.9 | NA | 3 | NA | NA | \Classifications\Building System Class\D30-HVAC Systems\D3030 - Cooling SYS\Chilled Water Pump - PCH | 1020223
16-A5 | 16-A5 New Hanford Courthouse | 16-A5-D3031-100-PCH09 | Cooling Tower #2 Water Filtration Pump | WEG | 102270520 | 00536EP35184JM-W22 | OM00039333 |  | 1st Flr. Central Plant Cooling Tower Yard | NA | NA | NA | DNA | 460 | 5.9 | NA | 3 | NA | NA | \Classifications\Building System Class\D30-HVAC Systems\D3030 - Cooling SYS\Chilled Water Pump - PCH | 1020224
16-A5 | 16-A5 New Hanford Courthouse | 16-A5-D5010-200-ESD03 | Distribution Panel Board DPH-1CP2 | GE Genral Electric | NA | APNB2306FH2A | OM00039334 |  | 1st Flr. Cetral Plant Generator Enclosure | NA | NA | NA | NA | 480Y/277V, 4-Wire, 65KAIC | 600Amp | NA | 3 | NA | NA | \Classifications\Building System Class\D50-Electrical SYS\D5010 - Elec Service & Dist\Electical Service and Distribution - ESD | 1020225
16-A5 | 16-A5 New Hanford Courthouse | 16-A5-D5010-200-ESD12 | Distribution Panel Board EDSH-1CP1 | GE Genral Electric | NA | NA | OM00039335 |  | 1st Flr. Cetral Plant Generator Enclosure | NA | NA | NA | NA | 480Y/277V, 4-Wire, 65KAIC | 2000Amp | NA | 3 | NA | NA | \Classifications\Building System Class\D50-Electrical SYS\D5010 - Elec Service & Dist\Electical Service and Distribution - ESD | 1020226
16-A5 | 16-A5 New Hanford Courthouse | 16-A5-D5011-240-TRN01 | Dry Type Transformer T-1CP1 | GE Genral Electric | 1M0000WOK | 9T83C9142G15 | OM00043077 |  | 1st Flr. Central Plant Main Electric Room C117 | NA | NA | NA | NA | 480V/208Y/120V | 30kVA | NA | 3 | NA | NA | \Classifications\Building System Class\D50-Electrical SYS\D5010 - Elec Service & Dist\Transformer - TRN | 1020227
16-A5 | 16-A5 New Hanford Courthouse | 16-A5-D5010-200-ESD01 | Main Electrical Breaker | GE Power Break II | P24000628000102 | SSF40G440 | OM00043078 |  | 1st Flr. Central Plant Main Electric Room C117 | NA | NA | NA | NA | 600 VAC | 400A | NA | 3 | NA | NA | \Classifications\Building System Class\D50-Electrical SYS\D5010 - Elec Service & Dist\Electical Service and Distribution - ESD | 1020228
16-A5 | 16-A5 New Hanford Courthouse | 16-A5-D5010-234-ATS04 | Automatic Transfer Switch SATS-1CP1 | Caterpillar | NA | ATC-800 | OM00043079 |  | 1st Flr. Cetral Plant Electrical Life Safety Room C119 | NA | NA | NA | NA | 460 | 800 | NA | 3 | NA | NA | \Classifications\Building System Class\D50-Electrical SYS\D5010 - Elec Service & Dist\Automatic Transfer Switch - ATS | 1020229
16-A5 | 16-A5 New Hanford Courthouse | 16-A5-D5010-200-ESD07 | Distrubution Panel Board ODPH-1CP1 | GE Genral Electric | NA | APNB2804FH2TA | OM00043081 |  | 1st Flr. Cetral Plant Electrical Life Safety Room C119 | NA | NA | NA | NA | 480Y/277V, 4-Wire, 65KAIC | 400 | NA | 3 | NA | NA | \Classifications\Building System Class\D50-Electrical SYS\D5010 - Elec Service & Dist\Electical Service and Distribution - ESD | 1020230
16-A5 | 16-A5 New Hanford Courthouse | 16-A5-D5011-240-TRN12 | Dry Type Transformer OT-1CP1 | GE Genral Electric | 224878 | 9T83C9431G13 | OM00043082 |  | 1st Flr. Cetral Plant Electrical Life Safety Room C119 | NA | NA | NA | NA | 480V/208Y/120V | 15kVA | NA | 3 | NA | NA | \Classifications\Building System Class\D50-Electrical SYS\D5010 - Elec Service & Dist\Transformer - TRN | 1020231
16-A5 | 16-A5 New Hanford Courthouse | 16-A5-D5011-240-TRN02 | Dry Type Transformer ST-1CP1 | GE Genral Electric | 1M0337667 | 9T83C9142G15 | OM00043083 |  | 1st Flr. Central Plant Main Electric Room C117 | NA | NA | NA | NA | 480V/208Y/120V | 30kVA | NA | 3 | NA | NA | \Classifications\Building System Class\D50-Electrical SYS\D5010 - Elec Service & Dist\Transformer - TRN | 1020232
16-A5 | 16-A5 New Hanford Courthouse | 16-A5-D5011-240-TRN08 | Dry Type Transformer ET-1CP1 | GE Genral Electric | 1M0332701 | 9T83C9141G15 | OM00043084 |  | 1st Flr. Cetral Plant Electrical Life Safety Room C119 | NA | NA | NA | NA | 480V/208Y/120V | 15kVA | NA | 3 | NA | NA | \Classifications\Building System Class\D50-Electrical SYS\D5010 - Elec Service & Dist\Transformer - TRN | 1020233
16-A5 | 16-A5 New Hanford Courthouse | 16-A5-D5010-200-ESD06 | Distrubution Panel Board EDPH-1CP1 | GE Genral Electric | NA | APNB2802FH2TA | OM00043085 |  | 1st Flr. Cetral Plant Electrical Life Safety Room C119 | NA | NA | NA | NA | 480Y/277V, 4-Wire, 65KAIC | 250Amp | NA | 3 | NA | NA | \Classifications\Building System Class\D50-Electrical SYS\D5010 - Elec Service & Dist\Electical Service and Distribution - ESD | 1020234
16-A5 | 16-A5 New Hanford Courthouse | 16-A5-D5010-234-ATS02 | Automatic Transfer Switch EATS-1CP1 | Caterpillar | NA | ATC-800 | OM00043086 |  | 1st Flr. Cetral Plant Electrical Life Safety Room C119 | NA | NA | NA | NA | 480 | 260 | NA | 3 | NA | NA | \Classifications\Building System Class\D50-Electrical SYS\D5010 - Elec Service & Dist\Automatic Transfer Switch - ATS | 1020235
16-A5 | 16-A5 New Hanford Courthouse | 16-A5-D5010-200-ESD09 | Distrubution Panel Board SDPH-1CP1 | GE Genral Electric | NA | APNB2806FH2TB | OM00043087 |  | 1st Flr. Cetral Plant Electrical Life Safety Room C119 | NA | NA | NA | NA | 480Y/277V, 4-Wire, 65KAIC | 600 | NA | 3 | NA | NA | \Classifications\Building System Class\D50-Electrical SYS\D5010 - Elec Service & Dist\Electical Service and Distribution - ESD | 1020236
16-A5 | 16-A5 New Hanford Courthouse | 16-A5-D3044-125-PHW02 | Heating Water Secondary Pump P-6 | Taco | Z1402240234 | Pump - FI2511E2HCJ2L0A Motor - EM2513T | OM00043088 |  | 1st Flr. Central Plant Boiler Room C121 | NA | NA | NA | 15 | 230/460 | 17.7 | NA | 3 | NA | NA | \Classifications\Building System Class\D30-HVAC Systems\D3040 - Distribution SYS\Hot Water Pump - PHW | 1020237
16-A5 | 16-A5 New Hanford Courthouse | 16-A5-D3044-125-PHW01 | Heating Water Secondary Pump P-5 | Taco | Z1403100256 | Pump - FI2511E2HCJ2L0A Motor - EM2513T | OM00043089 |  | 1st Flr. Central Plant Boiler Room C121 | NA | NA | NA | 15 | 230/460 | 17.7 | NA | 3 | NA | NA | \Classifications\Building System Class\D30-HVAC Systems\D3040 - Distribution SYS\Hot Water Pump - PHW | 1020238
16-A5 | 16-A5 New Hanford Courthouse | 16-A5-D3044-125-PHW03 | Heating Water Boiler Primary Pump P-7 | Taco | Motor F1404040344 | Pump - FI2511E2HCJ2L0A Motor - EM2513T | OM00043094 |  | 1st Flr. Central Plant Boiler Room C121 | NA | NA | NA | 2 | 230/460V | 7.1/3.5 | NA | 3 | NA | NA | \Classifications\Building System Class\D30-HVAC Systems\D3040 - Distribution SYS\Hot Water Pump - PHW | 1020239
16-A5 | 16-A5 New Hanford Courthouse | 16-A5-D3044-125-PHW04 | Heating Water Boiler Primary Pump P-8 | Taco | Motor F1404040334 | KV2508 | OM00043095 |  | 1st Flr. Central Plant Boiler Room C121 | NA | NA | NA | 2 | 230/460V | 7.1/3.5 | NA | 3 | NA | NA | \Classifications\Building System Class\D30-HVAC Systems\D3040 - Distribution SYS\Hot Water Pump - PHW | 1020240
16-A5 | 16-A5 New Hanford Courthouse | 16-A5-D3044-125-PHW05 | Heating Water Boiler Primary Pump P-11 | Taco | Motor F1404040349 | KV2508 | OM00043096 |  | 1st Flr. Central Plant Boiler Room C121 | NA | NA | NA | 2 | 230/460V | 7.1/3.5 | NA | 3 | NA | NA | \Classifications\Building System Class\D30-HVAC Systems\D3040 - Distribution SYS\Hot Water Pump - PHW | 1020241
16-A5 | 16-A5 New Hanford Courthouse | 16-A5-B2034-400-DOH02 | Sallyport Motorized Roll-up Door 023 | Cornell | MGH0I03311EXRC01509 | MGH33 | OM00043317 |  | Basement Sallyport 023 | NA | NA | NA | 1/3 | 115 | 3a | NA | 1 | NA | NA | \Classifications\Building System Class\B20-General Building Exterior\B2030 - Exterior Doors\Door,Overhead-Shutter,Manual,Elec,Roll-up - DOH | 1020242
16-A5 | 16-A5 New Hanford Courthouse | 16-A5-G2023-150-PEG01 | Sallyport/Secure Parking Roll gates (Entrance) | Hysecurity | SL15-1523-786 | Slidesmart DC15 | OM00043319 |  | Exterior Sallyport/Secure Parking Roll gates (Entrance) | 1 belt, # not available | NA | NA | DNA | 115/230 | 3/1.5a | NA | 1 | NA | NA | \Classifications\Building System Class\G20-Other Systems\G2020 - Parking Lots\Secured Parking Gate - PEG | 1020243
16-A5 | 16-A5 New Hanford Courthouse | 16-A5-G2023-150-PEG02 | Sallyport/Secure Parking Roll gates (Exit) | Hysecurity | SL15-1523-785 | Slidesmart DC15 | OM00043320 |  | ExteriorSallyport/Secure Parking Roll gates (Exit) | 1 belt, # not available | NA | NA | DNA | 115/230 | 3/1.5a | NA | 1 | NA | NA | \Classifications\Building System Class\G20-Other Systems\G2020 - Parking Lots\Secured Parking Gate - PEG | 1020244
16-A5 | 16-A5 New Hanford Courthouse | 16-A5-D5011-240-TRN03 | Dry Type Transformer T-1A2 | GE Genral Electric | 1M0001AS9 | 9T61C9874G23 | OM00043321 |  | 1st Flr. Electric Room 139 | NA | NA | NA | NA | 480V/208Y/120V | 75kVA | NA | 3 | NA | NA | \Classifications\Building System Class\D50-Electrical SYS\D5010 - Elec Service & Dist\Transformer - TRN | 1020245
16-A5 | 16-A5 New Hanford Courthouse | 16-A5-D5011-240-TRN13 | Dry Type Transformer ST-1A1 | GE Genral Electric | 1M0001DBX | 9T83C9143G15 | OM00043322 |  | 1st Flr. Electric Room 139 | NA | NA | NA | NA | 480V/208Y/120V | 45kVA | NA | 3 | NA | NA | \Classifications\Building System Class\D50-Electrical SYS\D5010 - Elec Service & Dist\Transformer - TRN | 1020246
16-A5 | 16-A5 New Hanford Courthouse | 16-A5-D5011-240-TRN06 | Dry Type Transformer T-1A1 | GE Genral Electric | 1M0350996 | 9T61C9872G23 | OM00043323 |  | 1st Flr. Electric room 187 | NA | NA | NA | NA | 480V/208Y/120V | 30kVA | NA | 3 | NA | NA | \Classifications\Building System Class\D50-Electrical SYS\D5010 - Elec Service & Dist\Transformer - TRN | 1020247
16-A5 | 16-A5 New Hanford Courthouse | 16-A5-D5010-200-ESD10 | Distrubution Panel Board DSH-1A1 | GE Genral Electric | NA | Spectra Series | OM00043324 |  | 1st Flr. Electrical Room 139 | NA | NA | NA | NA | 480Y/277V, 4-Wire, 65KAIC | 1200 | NA | 3 | NA | NA | \Classifications\Building System Class\D50-Electrical SYS\D5010 - Elec Service & Dist\Electical Service and Distribution - ESD | 1020248
16-A5 | 16-A5 New Hanford Courthouse | 16-A5-D5010-200-ESD08 | Distribution Panel Board SDPH-1A1 | GE Genral Electric | NA | Spectra Series | OM00043325 |  | 1st Flr. Electrical Room 139 | NA | NA | NA | NA | 480Y/277V, 4-Wire, 65KAIC | 400 | NA | 3 | NA | NA | \Classifications\Building System Class\D50-Electrical SYS\D5010 - Elec Service & Dist\Electical Service and Distribution - ESD | 1020249
16-A5 | 16-A5 New Hanford Courthouse | 16-A5-D5010-200-ESD05 | Distrubution Panel Board EDPH-1A1 | GE Genral Electric | AXS5T687 | AEF3422KBX | OM00043326 |  | 1st Flr. Electrical Room 195 | NA | NA | NA | NA | 480Y/277V, 4-Wire, 65KAIC | 225 | NA | 3 | NA | NA | \Classifications\Building System Class\D50-Electrical SYS\D5010 - Elec Service & Dist\Electical Service and Distribution - ESD | 1020250
16-A5 | 16-A5 New Hanford Courthouse | 16-A5-D5011-240-TRN05 | Dry Type Transformer T-1B1 | GE Genral Electric | 1M0348750 | 9T61C9875G23 | OM00043327 |  | 1st Flr. Electric room 187 | NA | NA | NA | NA | 480V/208Y/120V | 112.5kVA | NA | 3 | NA | NA | \Classifications\Building System Class\D50-Electrical SYS\D5010 - Elec Service & Dist\Transformer - TRN | 1020251
16-A5 | 16-A5 New Hanford Courthouse | 16-A5-D5011-240-TRN14 | Dry Type Transformer ST-1B1 | GE Genral Electric | 1M0001D8G | 9T83C9143G15 | OM00043328 |  | 1st Flr. Electric Room 187 | NA | NA | NA | NA | 480V/208Y/120V | 45kVA | NA | 3 | NA | NA | \Classifications\Building System Class\D50-Electrical SYS\D5010 - Elec Service & Dist\Transformer - TRN | 1020252
16-A5 | 16-A5 New Hanford Courthouse | 16-A5-D5011-240-TRN07 | Dry Type Transformer ET-1B1 | GE Genral Electric | 1M0354264 | 9T83C9141G15 | OM00043329 |  | 1st Flr. Electric room 187 | NA | NA | NA | NA | 480V/208Y/120V | 15kVa | NA | 3 | NA | NA | \Classifications\Building System Class\D50-Electrical SYS\D5010 - Elec Service & Dist\Transformer - TRN | 1020253
16-A5 | 16-A5 New Hanford Courthouse | 16-A5-D5011-240-TRN15 | Dry Type Transformer ST-5A1 | GE Genral Electric | 1M0001AM0 | 9T83C9874G20 | OM00043330 |  | Electric Room 508 | NA | NA | NA | NA | 480V/208Y/120V | 75kVA | NA | 3 | NA | NA | \Classifications\Building System Class\D50-Electrical SYS\D5010 - Elec Service & Dist\Transformer - TRN | 1020254
16-A5 | 16-A5 New Hanford Courthouse | 16-A5-D5011-240-TRN10 | Dry Type Transformer T-5A1 | GE Genral Electric | 1M0348818 | 9T83C9141G15 | OM00043331 |  | Electrical Room 508 | NA | NA | NA | NA | 480V/208Y/120V | 15kVA | NA | 3 | NA | NA | \Classifications\Building System Class\D50-Electrical SYS\D5010 - Elec Service & Dist\Transformer - TRN | 1020255
16-A5 | 16-A5 New Hanford Courthouse | 16-A5-D5011-240-TRN04 | Dry Type Transformer T-2A1 | GE Genral Electric | 1M0001AQR | 9T61C9874G23 | OM00043332 |  | 2nd. Flr. Electric room 244 | NA | NA | NA | NA | 480V/208Y/120V | 75kVA | NA | 3 | NA | NA | \Classifications\Building System Class\D50-Electrical SYS\D5010 - Elec Service & Dist\Transformer - TRN | 1020256
16-A5 | 16-A5 New Hanford Courthouse | 16-A5-D5010-200-ESD04 | Distribution Panel Board DPH-2A1 | GE Genral Electric | AXS5B7 | ASF3244KBX | OM00043333 |  | 2nd. Flr. Electrical Room 244 | NA | NA | NA | NA | 480Y/277V, 4-Wire, 65KAIC | 400 | NA | 3 | NA | NA | \Classifications\Building System Class\D50-Electrical SYS\D5010 - Elec Service & Dist\Electical Service and Distribution - ESD | 1020257
16-A5 | 16-A5 New Hanford Courthouse | 16-A5-D5011-240-TRN09 | Dry Type Transformer ET-3B1 | GE Genral Electric | 1M0351706 | 9T83C9141G15 | OM00043334 |  | 3rd. Flr. Electrical Room 376 | NA | NA | NA | NA | 480V/208Y/120V | 15kVA | NA | 3 | NA | NA | \Classifications\Building System Class\D50-Electrical SYS\D5010 - Elec Service & Dist\Transformer - TRN | 1020258
16-A5 | 16-A5 New Hanford Courthouse | 16-A5-D2022-100-HWE01 | Solar Electric Domestic Water Heater EWH-1 | Lochinvar | L14I00076698 | SET119 | OM00043335 |  | 4th. Flr. 436A | NA | NA | NA | NA | 240 v | 19A | Solar | 1 | DNA | DNA | \Classifications\Building System Class\D20-Plumbing\D2020 - Domestic Water\Domestic Water Heater, Electric - HWE | 1020259
16-A5 | 16-A5 New Hanford Courthouse | 16-A5-D2023-310-WBS04 | Domestic Hot Water Booster Pump BP-4 | Grundfos | Part # 52588510P1 | UPS26-99U CMBE 3-51 | OM00043336 |  | 4th. Flr. 436A | NA | NA | NA | 1.012 Hp | 115 | DNA | Solar | 1 | NA | NA | \Classifications\Building System Class\D20-Plumbing\D2020 - Domestic Water\Domestic Water Booster System - WBS | 1020260
16-A5 | 16-A5 New Hanford Courthouse | 16-A5-D2023-310-HWP01 | Domestic Hot Water Circulating Pump HWP-1 | Grundfos | Part # 95906632 | UPS 26-155 SF | OM00043337 |  | 4th. Flr. 436A | NA | NA | NA | 1/4 Hp 87 Watts | 115V | DNA | NA | 1 | NA | NA | \Classifications\Building System Class\D20-Plumbing\D2020 - Domestic Water\Domestic Hot Water Circulating Pump - HWP | 1020261
16-A5 | 16-A5 New Hanford Courthouse | 16-A5-D2023-310-HWP02 | Domestic Hot Water Circulating Pump HWP-2 | Grundfos | Part #59896773P1 | UPS 15-55-SFC | OM00043338 |  | 4th. Flr. 436A | NA | NA | NA | 1/4 Hp 87 Watts | 115V | DNA | NA | 1 | NA | NA | \Classifications\Building System Class\D20-Plumbing\D2020 - Domestic Water\Domestic Hot Water Circulating Pump - HWP | 1020262
16-A5 | 16-A5 New Hanford Courthouse | 16-A5-D2023-310-WBS01 | Domestic Water Booster Pump BP-1 | Armstrong | 005402H474 | 134L0202 | OM00043349 |  | Basement Pump Room 019 | NA | NA | NA | 5 | 460 | 7.4 | NA | 3 | NA | NA | \Classifications\Building System Class\D20-Plumbing\D2020 - Domestic Water\Domestic Water Booster System - WBS | 1020263
16-A5 | 16-A5 New Hanford Courthouse | 16-A5-D2023-310-WBS02 | Domestic Water Booster Pump BP-2 | Armstrong | 005602H025 | 134L0202 | OM00043350 |  | Basement Pump Room 019 | NA | NA | NA | 5 | 460 | 7.4 | NA | 3 | NA | NA | \Classifications\Building System Class\D20-Plumbing\D2020 - Domestic Water\Domestic Water Booster System - WBS | 1020264
16-A5 | 16-A5 New Hanford Courthouse | 16-A5-D2023-310-WBS03 | Domestic Water Booster Pump BP-3 | Armstrong | 005502H474 | 134L0202 | OM00043351 |  | Basement Pump Room 019 | NA | NA | NA | 5 | 460 | 7.4 | NA | 3 | NA | NA | \Classifications\Building System Class\D20-Plumbing\D2020 - Domestic Water\Domestic Water Booster System - WBS | 1020265
16-A5 | 16-A5 New Hanford Courthouse | 16-A5-D2023-310-HWP03 | Domestic Hot Water Circulating Pump HWP-3 | Grundfos | NA | UPS 15-55-SFC | OM00043352 |  | Basement Pump Room 019 | NA | NA | NA | 1/3 | 115 | DNA | NA | 1 | NA | NA | \Classifications\Building System Class\D20-Plumbing\D2020 - Domestic Water\Domestic Hot Water Circulating Pump - HWP | 1020266
16-A5 | 16-A5 New Hanford Courthouse | 16-A5-D2022-100-HWE02 | Electric Water Heater | Rheem | Q031523711 | ELD52-B | OM00043353 |  | Basement Pump Room 019 | NA | NA | NA | NA | 208 | DNA | Electric | 1 | DNA | DNA | \Classifications\Building System Class\D20-Plumbing\D2020 - Domestic Water\Domestic Water Heater, Electric - HWE | 1020267
16-A5 | 16-A5 New Hanford Courthouse | 16-A5-D2030-410-PMS01 | Domestic Hot Water Circulating Pump (2 pump system) | Weil - California Hydronics | DNA | Pumps: W-2515-14-3" andControl Panel:W-8165-T-040-D | OM00043354 |  | Basement Pump Room 019 | NA | NA | NA | 1.5 | 460 | DNA | NA | 3 | NA | NA | \Classifications\Building System Class\D20-Plumbing\D2030 - Sani Waste\Sewage Ejector Pump - PMS | 1020268
16-A5 | 16-A5 New Hanford Courthouse | 16-A5-D5011-240-TRN17 | Dry Type Transformer UT-BA1 | GE Genral Electric | 1M0348986 | 9T61C9876G23 | OM00043356 |  | Basement UPS Room 021 | NA | NA | NA | NA | 480V/208Y/120V | 150kVA | NA | 3 | NA | NA | \Classifications\Building System Class\D50-Electrical SYS\D5010 - Elec Service & Dist\Transformer - TRN | 1020269
16-A5 | 16-A5 New Hanford Courthouse | 16-A5-B2034-400-DOH01 | Secured Parking Motorized Roll-up Door 001A | Cornell | MGHL3311EHL | MGH33 | OM00043358 |  | Basement Secured Parking 001 | NA | NA | NA | 1/3 | 115 | 3 | NA | 1 | NA | NA | \Classifications\Building System Class\B20-General Building Exterior\B2030 - Exterior Doors\Door,Overhead-Shutter,Manual,Elec,Roll-up - DOH | 1020270
16-A5 | 16-A5 New Hanford Courthouse | 16-A5-D2040-100-PSU01 | Storm Drain Lift Station Pumps (2 pump system) | HOMA | DNA | AMX 334-155/2.9 T/C | OM00043359 |  | Exterior Eastside of Sallyport Entrance | NA | NA | NA | 2.9 | 460 | DNA | NA | 3 | NA | NA | \Classifications\Building System Class\D20-Plumbing\D2040 - Rain Drain\Sump Pump - PSU | 1020271
16-A5 | 16-A5 New Hanford Courthouse | 16-A5-D5010-200-ESD11 | Distribution Panel Board DPH-1CP1 | Genral Electric Spectra Series | A-Series II | Cat #APNB2806FH2B | OM00043361 |  | 1st Flr. Chiller Room C122 | NA | NA | NA | NA | 480Y/277V, 4-Wire, 65KAIC | 600 | NA | 3 | NA | NA | \Classifications\Building System Class\D50-Electrical SYS\D5010 - Elec Service & Dist\Electical Service and Distribution - ESD | 1020272
16-A5 | 16-A5 New Hanford Courthouse | 16-A5-D2023-310-WBS05 | Irrigation Booster Pump | Pentair | 1114002 | JBMF3-40S | OM00043362 |  | Exterior South East planter near Kings County Drive | NA | NA | NA | 1.5 | 208/460 | 4.7 | NA | 3 | NA | NA | \Classifications\Building System Class\D20-Plumbing\D2020 - Domestic Water\Domestic Water Booster System - WBS | 1020273
16-A5 | 16-A5 New Hanford Courthouse | 16-A5-D5010-200-ESD02 | Distribution Panel Board DPH-1B1 | GE Genral Electric | NA | APNB2304FH2A | OM00043365 |  | 1st Flr. Electrical Room 187 | NA | NA | NA | NA | 480Y/277V, 4-Wire, 65KAIC | 400 | NA | 3 | NA | NA | \Classifications\Building System Class\D50-Electrical SYS\D5010 - Elec Service & Dist\Electical Service and Distribution - ESD | 1020274
16-A5 | 16-A5 New Hanford Courthouse | 16-A5-B2033-120-DOR01 | ADA Double Door Front Exit (North) | Kawnee | DNA | DNA | OM00043366 |  | 1st Flr. Front Exit | NA | NA | NA | DNA | DNA | DNA | NA | DNA | NA | NA | \Classifications\Building System Class\B20-General Building Exterior\B2030 - Exterior Doors\Door,Automatic-Sliding,Revolving - DOR | 1020275
16-A5 | 16-A5 New Hanford Courthouse | 16-A5-B2033-120-DOR02 | ADA Double Door Front Exit (South) | Kawnee | DNA | DNA | OM00043367 |  | 1st Flr. Front Exit | NA | NA | NA | DNA | DNA | DNA | NA | DNA | NA | NA | \Classifications\Building System Class\B20-General Building Exterior\B2030 - Exterior Doors\Door,Automatic-Sliding,Revolving - DOR | 1020276
16-A5 | 16-A5 New Hanford Courthouse | 16-A5-B2033-120-DOR03 | ADA Double Door Front Entrance (West) | Kawnee | DNA | DNA | OM00043368 |  | 1st Flr. Front Entrance | NA | NA | NA | DNA | DNA | DNA | NA | DNA | NA | NA | \Classifications\Building System Class\B20-General Building Exterior\B2030 - Exterior Doors\Door,Automatic-Sliding,Revolving - DOR | 1020277
16-A5 | 16-A5 New Hanford Courthouse | 16-A5-B2033-120-DOR04 | ADA Double Door Front Entrance (East) | Kawnee | DNA | DNA | OM00043369 |  | 1st Flr. Front Entrance | NA | NA | NA | DNA | DNA | DNA | NA | DNA | NA | NA | \Classifications\Building System Class\B20-General Building Exterior\B2030 - Exterior Doors\Door,Automatic-Sliding,Revolving - DOR | 1020278
16-A5 | 16-A5 New Hanford Courthouse | 16-A5-D2023-310-WBS06 | Heating water makeup booster pump | Grundfos | NA | A-98810924P21544 | OM00043488 |  | 1st Flr. Central Plant Boiler Room C121 | NA | NA | NA | NA | 115 | NA | NA | NA | NA | NA | \Classifications\Building System Class\D20-Plumbing\D2020 - Domestic Water\Domestic Water Booster System - WBS | 1020279
16-A5 | 16-A5 New Hanford Courthouse | 16-A5-B2033-120-DOR05 | Detention Secured Roll Gate | DNA | DNA | DNA | OM00043385 |  | Basement Tunnel | NA | NA | NA | DNA | 115V | 1.5A | NA | 1 | NA | NA | \Classifications\Building System Class\B20-General Building Exterior\B2030 - Exterior Doors\Door,Automatic-Sliding,Revolving - DOR | 1020290
16-A5 | 16-A5 New Hanford Courthouse | 16-A5-C1020-110-FRD17 | Tunnel Fire Door 004A | Door Components | WHI - 296010 | NA | OM00043485 |  | Basement Tunnel 004A | NA | NA | NA | NA | NA | NA | NA | NA | NA | NA | \Classifications\Building System Class\C10-General Building Interior\C1020 - Fire Doors\Fire Doors - FRD | 1020291
16-A5 | 16-A5 New Hanford Courthouse | 16-A5-C1020-110-FRD18 | Tunnel Fire Door 004B | Door Components | WHI - 296011 | NA | OM00043486 |  | Basement Tunnel 004A | NA | NA | NA | NA | NA | NA | NA | NA | NA | NA | \Classifications\Building System Class\C10-General Building Interior\C1020 - Fire Doors\Fire Doors - FRD | 1020292
16-A5 | 16-A5 New Hanford Courthouse | 16-A5-C1020-110-FRD19 | Hortizontal Sliding Accordian Fire Door 103A | WON-DOOR Corp | 00643 | FG-90-CS | OM00043348 |  | 1st Flr. Public Corridor 104 East | NA | NA | NA | NA | NA | NA | NA | NA | NA | NA | \Classifications\Building System Class\C10-General Building Interior\C1020 - Fire Doors\Fire Doors - FRD | 1020293
16-A5 | 16-A5 New Hanford Courthouse | 16-A5-C1020-110-FRD20 | Horizontal Sliding Accordion Fire Door 201A | WON-DOOR Corp | 00447A | FG-90-CS | OM00043346 |  | Floor 2 Public Corridor 201 East | NA | NA | NA | NA | NA | NA | NA | NA | NA | NA | \Classifications\Building System Class\C10-General Building Interior\C1020 - Fire Doors\Fire Doors - FRD | 1020294
16-A5 | 16-A5 New Hanford Courthouse | 16-A5-C1020-110-FRD21 | Hortizontal Sliding Accordian Fire Door 201B | WON-DOOR Corp | 00445A | FG-90-CS | OM00043347 |  | 2nd. Flr. Public Corridor 201 West | NA | NA | NA | NA | NA | NA | NA | NA | NA | NA | \Classifications\Building System Class\C10-General Building Interior\C1020 - Fire Doors\Fire Doors - FRD | 1020295
16-A5 | 16-A5 New Hanford Courthouse | 16-A5-C1020-110-FRD22 | Horizontal Sliding Accordion Fire Door 201C | WON-DOOR Corp | A31298731 | FG-90-CSE | OM00043345 |  | 2nd. Floor Public Corridor 201 East | NA | NA | NA | NA | NA | NA | NA | NA | NA | NA | \Classifications\Building System Class\C10-General Building Interior\C1020 - Fire Doors\Fire Doors - FRD | 1020296
16-A5 | 16-A5 New Hanford Courthouse | 16-A5-C1020-110-FRD23 | Horizontal Sliding Accordion Fire Door 301A | WON-DOOR Corp | 00446A | FG-90-CS | OM00043340 |  | 3rd. Floor Public Corridor 301 East | NA | NA | NA | NA | NA | NA | NA | NA | NA | NA | \Classifications\Building System Class\C10-General Building Interior\C1020 - Fire Doors\Fire Doors - FRD | 1020297
16-A5 | 16-A5 New Hanford Courthouse | 16-A5-C1020-110-FRD24 | Horizontal Sliding Accordion Fire Door 301B | WON-DOOR Corp | 00448A | FG-90-CS | OM00043342 |  | 3rd. Flr. Public Corridor 301 West | NA | NA | NA | NA | NA | NA | NA | NA | NA | NA | \Classifications\Building System Class\C10-General Building Interior\C1020 - Fire Doors\Fire Doors - FRD | 1020298
16-A5 | 16-A5 New Hanford Courthouse | 16-A5-C1020-110-FRD25 | Horizontal Sliding Accordion Fire Door 301C | WON-DOOR Corp | A31298730 | FG-90-CSE | OM00043341 |  | 3rd. Flr. Public Corridor 201 East | NA | NA | NA | NA | NA | NA | NA | NA | NA | NA | \Classifications\Building System Class\C10-General Building Interior\C1020 - Fire Doors\Fire Doors - FRD | 1020299
16-A5 | 16-A5 New Hanford Courthouse | 16-A5-C1020-110-FRD26 | Horizontal Sliding Accordion Fire Door 401A | WON-DOOR Corp | 00444A | FG-90-CS | OM00043343 |  | 4th. Flr. Public Corridor 401 East | NA | NA | NA | NA | NA | NA | NA | NA | NA | NA | \Classifications\Building System Class\C10-General Building Interior\C1020 - Fire Doors\Fire Doors - FRD | 1020300
16-A5 | 16-A5 New Hanford Courthouse | 16-A5-C1020-110-FRD27 | Horizontal Sliding Accordion Fire Door 401B | WON-DOOR Corp | 00449A | FG-90-CS | OM00043344 |  | Floor 4 Public Corridor 401 West | NA | NA | NA | NA | NA | NA | NA | NA | NA | NA | \Classifications\Building System Class\C10-General Building Interior\C1020 - Fire Doors\Fire Doors - FRD | 1020301
16-A5 | 16-A5 New Hanford Courthouse | 16-A5-D5010-234-ATS03 | Automatic Transfer Switch OATS-1CP1 | Caterpillar | NA | ATC-800 | OM00043080 |  | 1st Flr. Cetral Plant Electrical Life Safety Room C119 | NA | NA | NA | NA | 460V | 400 Amp |  | 3 | NA | NA | \Classifications\Building System Class\D50-Electrical SYS\D5010 - Elec Service & Dist\Automatic Transfer Switch - ATS | 1020302
16-A5 | 16-A5 New Hanford Courthouse | 16-A5-D3042-220-EFN09 | Atrium Exhaust Fan #4 | Greenheck | 13973164 | Cube-300-20-F | OM00039162 |  | Roof | AP-38 (2 per fan) | NA | NA | 2 Hp | 460V | 2.9A | NA | DNA | NA | NA | \Classifications\Building System Class\D30-HVAC Systems\D3040 - Distribution SYS\Supply/Exhaust/Return fans- FAN | 1020303
16-A5 | 16-A5 New Hanford Courthouse | 16-A5-C1020-110-FRD28 | Horizontal Sliding Accordion Fire Door 401C | WON-DOOR Corp | A31298729 | FG-90-CSE | OM00043339 |  | Floor 4 Public Corridor 401 East | NA | NA | NA | NA | NA | NA | NA | NA | NA | NA | \Classifications\Building System Class\C10-General Building Interior\C1020 - Fire Doors\Fire Doors - FRD | 1020311
16-A5 | 16-A5 New Hanford Courthouse | 16-A5-C1020-110-FRD29 | Elevator #3 Double Door Fire Door #1 | Metal Manufactoring Company | WHI - 009068 | DNA | OM00043374 |  | Floor 1 Elevator #3 | NA | NA | NA | NA | NA | NA | NA | NA | NA | NA | \Classifications\Building System Class\C10-General Building Interior\C1020 - Fire Doors\Fire Doors - FRD | 1020312
16-A5 | 16-A5 New Hanford Courthouse | 16-A5-C1020-110-FRD14 | Elevator #3 Double Door Fire Door #2 | Metal Manufactoring Company | WHI - 008990 | DNA | OM00043393 |  | Floor 2 Elevator #3 | NA | NA | NA | NA | NA | NA | NA | NA | NA | NA | \Classifications\Building System Class\C10-General Building Interior\C1020 - Fire Doors\Fire Doors - FRD | 1020313
16-A5 | 16-A5 New Hanford Courthouse | 16-A5-C1020-110-FRD15 | Elevator #3 Double Door Fire Door #3 | Metal Manufactoring Company | WHI - 009014 | DNA | OM00043394 |  | Floor 3 Elevator #3 | NA | NA | NA | NA | NA | NA | NA | NA | NA | NA | \Classifications\Building System Class\C10-General Building Interior\C1020 - Fire Doors\Fire Doors - FRD | 1020314
16-A5 | 16-A5 New Hanford Courthouse | 16-A5-C1020-110-FRD16 | Elevator #3 Double Door Fire Door #4 | Metal Manufactoring Company | WHI - 009026 | DNA | OM00043395 |  | Floor 4 Elevator #3 | NA | NA | NA | NA | NA | NA | NA | NA | NA | NA | \Classifications\Building System Class\C10-General Building Interior\C1020 - Fire Doors\Fire Doors - FRD | 1020315
16-A5 | 16-A5 New Hanford Courthouse | 16-A5-C1020-110-FRD01 | North East Wall Atrium Rolling Fire Door Service Window 151C | Cornell | S025020424-002 | ERD10 | OM00043370 |  | 1st Flr. Atrium 103 | NA | NA | NA | 1/3 | 115 | DNA | NA | 1 | NA | NA | \Classifications\Building System Class\C10-General Building Interior\C1020 - Fire Doors\Fire Doors - FRD | 1020316
16-A5 | 16-A5 New Hanford Courthouse | 16-A5-C1020-110-FRD02 | South East Atrium Rolling Fire Door Service Window 151C | Cornell | DNA | ERD10 | OM00043371 |  | Floor 1 Atrium 103 South East Wall | NA | NA | NA | 1/3 | 115 | DNA | NA | 1 | NA | NA | \Classifications\Building System Class\C10-General Building Interior\C1020 - Fire Doors\Fire Doors - FRD | 1020317
16-A5 | 16-A5 New Hanford Courthouse | 16-A5-C1020-110-FRD03 | Atrium Rolling Fire Door Service Window 182D | Cornell | S025020424-004 | ERD10 | OM00043372 |  |  | NA | NA | NA | 1/3 | 115 | DNA | NA | 1 | NA | NA | \Classifications\Building System Class\C10-General Building Interior\C1020 - Fire Doors\Fire Doors - FRD | 1020318
16-A5 | 16-A5 New Hanford Courthouse | 16-A5-C1020-110-FRD04 | Atrium Rolling Fire Door Service Window 182C | Cornell | DNA | ERD10 | OM00043373 |  | Floor 1 Atrium 103 | NA | NA | NA | 1/3 | 115 | DNA | NA | 1 | NA | NA | \Classifications\Building System Class\C10-General Building Interior\C1020 - Fire Doors\Fire Doors - FRD | 1020319
16-A5 | 16-A5 New Hanford Courthouse | 16-A5-C1020-110-FRD05 | Basement Smoke Guard Detention Elevator #4 smoke doors 022E | Smoke Guard | 4018739 | Model 400 | OM00043382 |  | West Basement Corridor 004 | NA | NA | NA | NA | 480 | NA | NA | 3 | NA | NA | \Classifications\Building System Class\C10-General Building Interior\C1020 - Fire Doors\Fire Doors - FRD | 1020320
16-A5 | 16-A5 New Hanford Courthouse | 16-A5-C1020-110-FRD06 | Basement Smoke Guard Detention Elevator #5 smoke doors 022F | Smoke Guard | 4018742 | Model 400 | OM00043384 |  | East Basement Corridor 004 | NA | NA | NA | NA | 480 | NA | NA | 3 | NA | NA | \Classifications\Building System Class\C10-General Building Interior\C1020 - Fire Doors\Fire Doors - FRD | 1020321
16-A5 | 16-A5 New Hanford Courthouse | 16-A5-C1020-110-FRD07 | 3rd Floor Smoke Guard Detention Elevator #5 smoke doors 300O | Smoke Guard | DNA | Model 400 | OM00043387 |  | Floor 3 East Holding Corridor 325 | NA | NA | NA | NA | 480 | NA | NA | 3 | NA | NA | \Classifications\Building System Class\C10-General Building Interior\C1020 - Fire Doors\Fire Doors - FRD | 1020322
16-A5 | 16-A5 New Hanford Courthouse | 16-A5-C1020-110-FRD08 | 2nd Floor Smoke Guard Detention Elevator #5 Smoke door | Smoke Guard | DNA | Model 400 | OM00043386 |  | 2nd. Flr. East Holding Corridor | NA | NA | NA | NA | 480 | NA | NA | 3 | NA | NA | \Classifications\Building System Class\C10-General Building Interior\C1020 - Fire Doors\Fire Doors - FRD | 1020323
16-A5 | 16-A5 New Hanford Courthouse | 16-A5-C1020-110-FRD09 | 3rd Floor Smoke Guard Detention Elevator #4 Smoke door | Smoke Guard | DNA | Model 400 | OM00043389 |  | 2nd. Flr. West Holding Corridor | NA | NA | NA | NA | 480 | NA | NA | 3 | NA | NA | \Classifications\Building System Class\C10-General Building Interior\C1020 - Fire Doors\Fire Doors - FRD | 1020324
16-A5 | 16-A5 New Hanford Courthouse | 16-A5-C1020-110-FRD10 | 4th Floor Smoke Guard Detention Elevator #4 smoke doors 400T | Smoke Guard | DNA | Model 400 | OM00043391 |  | 4th. Flr. West Holding Corridor 462 | NA | NA | NA | NA | 480 | NA | NA | 3 | NA | NA | \Classifications\Building System Class\C10-General Building Interior\C1020 - Fire Doors\Fire Doors - FRD | 1020325
16-A5 | 16-A5 New Hanford Courthouse | 16-A5-C1020-110-FRD11 | Basement Smoke Guard Staff/Judges Elevator #3 smoke doors 022D | Smoke Guard | 4018734 | Model 400 | OM00043392 |  | East Basement Corridor 004 | NA | NA | NA | NA | 480 | NA | NA | 3 | NA | NA | \Classifications\Building System Class\C10-General Building Interior\C1020 - Fire Doors\Fire Doors - FRD | 1020326
16-A5 | 16-A5 New Hanford Courthouse | 16-A5-C1020-110-FRD12 | 4th Floor Smoke Guard Detention Elevator #5 smoke doors 400V | Smoke Guard | 4018738 | Model 400 | OM00043388 |  | 4th. Flr. East Holding Corridor 462 | NA | NA | NA | NA | 480 | NA | NA | 3 | NA | NA | \Classifications\Building System Class\C10-General Building Interior\C1020 - Fire Doors\Fire Doors - FRD | 1020327
16-A5 | 16-A5 New Hanford Courthouse | 16-A5-C1020-110-FRD13 | 3rd Floor Smoke Guard Detention Elevator #4 smoke doors 300S | Smoke Guard | DNA | Model 400 | OM00043390 |  | 3rd. Flr. West Holding Corridor 364 | NA | NA | NA | NA | 480 | NA | NA | 3 | NA | N | \Classifications\Building System Class\C10-General Building Interior\C1020 - Fire Doors\Fire Doors - FRD | 1020328
16-A5 | 16-A5 New Hanford Courthouse | 16-A5-D2090-230-WIP01 | Chem Injection Pump #1 | Pulsa Tron | 551664 | LB03SA-VTC1-XXX | OM00039174 |  | Floor 1 Central Plant Chiller Room C122 | NA | NA | NA | NA | 115 | 0.4A | NA | 1 | NA | NA | \Classifications\Building System Class\D20-Plumbing\D2090 - Other Plumbing SYS\Water Treatment Inhibitor Pump - WIP | 1020329
16-A5 | 16-A5 New Hanford Courthouse | 16-A5-D2090-230-WIP02 | Chem Injection Pump #2 | Pulsa Tron | 551666 | LBO2SA-VVC9-XXX | OM00039175 |  | Floor 1 Central Plant Chiller Room C122 | NA | NA | NA | NA | 115 | 0.4A | NA | 1 | NA | NA | \Classifications\Building System Class\D20-Plumbing\D2090 - Other Plumbing SYS\Water Treatment Inhibitor Pump - WIP | 1020330
16-A5 | 16-A5 New Hanford Courthouse | 16-A5-D2090-230-WIP03 | Chem Injection Pump #3 | Pulsa Tron | 551665 | LB03SA-VTC1-XXX | OM00039176 |  | 1st Flr. Central Plant Chiller Room C122 | NA | NA | NA | NA | 115 | 0.4A | NA | 1 | NA | NA | \Classifications\Building System Class\D20-Plumbing\D2090 - Other Plumbing SYS\Water Treatment Inhibitor Pump - WIP | 1020331
16-A5 | 16-A5 New Hanford Courthouse | 16-A5-G2050-200-LSC01 | Landscape | NA | NA | NA | OM00043399 |  | Exterior | NA | NA | NA | NA | NA | NA | NA | NA | NA | NA | \Classifications\Building System Class\G20-Other Systems\G2050 - Landscaping\Landscaping - LSC | 1020332
16-A5 | 16-A5 New Hanford Courthouse | 16-A5-D5092-250-ELT227 | Exterior Lighting | NA | NA | NA | OM00043398 |  | Exterior | NA | NA | NA | NA | NA | NA | NA | NA | NA | NA | \Classifications\Building System Class\D50-Electrical SYS\D5090 - Elec SYS\Exterior Lighting - ELT | 1020333
16-A5 | 16-A5 New Hanford Courthouse | 16-A5-G2049-300-HSC01 | Hardscape | NA | NA | NA | OM00043401 |  | Exterior | NA | NA | NA | NA | NA | NA | NA | NA | NA | NA | \Classifications\Building System Class\G20-Other Systems\G2040 - Site Development\Hardscape - HSC | 1020334
16-A5 | 16-A5 New Hanford Courthouse | 16-A5-D5038-810-CTY01 | Intrusion Alarm System | DNA | DNA | DNA | DNA |  | DNA | NA | NA | NA | NA | NA | NA | Electric | NA | NA | NA | \Classifications\Building System Class\D50-Electrical SYS\D5030 - Comm & Security\Intrusion Alarm - ITA | 1020378
16-A5 | 16-A5 New Hanford Courthouse | 16-A5-D2023-100-BFP08 | 3/4" Domestic Water Reduced Pressure Back Flow Perventer BFP-8 | Wilkins | 3887513 | 975XL2 3/4" | OM00027401 | ID#:8 | Exterior Outside Employee Break Area on East Wall of Planter Box | NA | NA | NA | NA | NA | NA | NA | NA | NA | NA | \Classifications\Building System Class\D20-Plumbing\D2020 - Domestic Water\Backflow Preventer - BFP | 1021370
16-A5 | 16-A5 Hanford Courthouse | 16-A5-D2023-100-BFP09 | BACKFLOW PREVENTER | WILKINS | B199141 | 375XLRP | OM00027403 |  | Central Plant Boiler Rm C121 | NA | NA | NA | NA | NA | NA | NA | NA | NA | NA | \Classifications\Building System Class\D20-Plumbing\D2020 - Domestic Water\Backflow Preventer - BFP | 1022467
16-A5 | 16-A5 Hanford Courthouse | 16-A5-D2023-310-WBS07 | Booster Pump for Glycol System | Grundfos | CMBE 3-51 I-X-C-B-D-E | A-98810924P21544 |  |  | 1st Flr Central Plant Room C122 | NA | NA | NA | DNA | NA | NA | NA | NA | NA | NA | \Classifications\Building System Class\D20-Plumbing\D2020 - Domestic Water\Domestic Water Booster System - WBS | 1022743
16-A5 | 16-A5 Hanford Courthouse | 16-A5-D3030-100-TSP15 | Thermal Storage Tanks | CALMAC | 215639B | 1500CSF | DNA |  | 1st Flr Central Plant | NA | NA | NA | NA | NA | NA | NA | NA | NA | NA | \Classifications\Building System Class\D30-HVAC Systems\D3030 - Cooling SYS\Thermal Storage Pump - TSP | 1022742
16-A5 | 16-A5 Hanford Courthouse | 16-A5-E1099-100-PSE01 | Window Washing System | DNA | DNA | DNA | DNA |  |  | NA | NA | NA | NA | DNA | DNA | DNA | DNA | NA | NA | \Classifications\Building System Class\E10-Equipment\E1090 - Other Equipment\Portable, Scaffolding - PSE | 1022744
16-C1 | 16-C1 Avenal Court | 16-C1-D3050-250-ACU01 | Condenser #01 ACU01 | Goodman | 9506073105 | CE090-3 (Mfr. Date - 1986) | OM00003460 | Court 1 | Center / North end of roof | NA | NA | R-22 | Comp fan - (2) 1/4 HP | 208/230 | 50 Max HACR | Electrical | 3 Ph, 60/50 Hz | NA | NA | \Classifications\Building System Class\D30-HVAC Systems\D3050 - Package SYS\Air Conditioning,Split System - ACU | EQ-1003892
16-C1 | 16-C1 Avenal Court | 16-C1-D3050-250-ACU02 | Condenser #2 | Carrier | 2489E41314 | 38TH048510DL (Mfr date - 1989) | OM00003461 |  | Center West End | DIRECT DRIVE | NA | R-22 | Comp Fan - 1/4 HP | 208/230 | 40 Max HACR | NA | 3 Ph, 60Hz | NA | NA | \Classifications\Building System Class\D30-HVAC Systems\D3050 - Package SYS\Air Conditioning,Split System - ACU | EQ-1003893
16-C1 | 16-C1 Avenal Court | 16-C1-D3050-122-FAH01 | Forced Air Furnace FAH01 | Carrier | EAFI42A5N221U090176 | X1005-SE 40RR008400 | OM00031298 | Furnace | Attic, above holding cells | (1) A44 | 16 x 20 x 1 (2) & 16 x 25 x 1 (2) | DNA | 1.0 | 220/115 | DNA | Nat Gas | 1 PH | 100000 | 80000 | \Classifications\Building System Class\D30-HVAC Systems\D3050 - Package SYS\Forced Air Heater,Oil/Gas fired - FAH | EQ-1003897
16-C1 | 16-C1 Avenal Court | 16-C1-D3050-122-FAH02 | Forced Air Furnace FAH02 | Carrier | 1289A10235 | 58CHC095-LC | OM00031297 | Furnace | Attic, above holding cells | DIRECT DRIVE | 20 x 20 x 1 (1) | DNA | 3/4 | 220 | DNA | Nat Gas | 1 PH | 115000 | NA | \Classifications\Building System Class\D30-HVAC Systems\D3050 - Package SYS\Forced Air Heater,Oil/Gas fired - FAH | EQ-1003898
16-C1 | 16-C1 Avenal Court | 16-C1-D4031-100-FEX04 | Fire Extinguishers FEX4 (4 Each) | AMEREX | NA | NA | OM00031300 |  | Lobby and CLerks Office | NA | NA | NA | NA | NA | NA | NA | NA | NA | NA | \Classifications\Building System Class\D40-Fire Protection SYS\D4030 - FIRE SPEC\Fire Extinguisher - FEX | EQ-1003900
16-C1 | 16-C1 Avenal Court | 16-C1-D5092-250-EML09 | Emergency Exit Lights (9 total) | NA | Multiple | Multiple | OM00031299 |  | Throughout Building | NA | NA | NA | NA | 115/277 6V DC | DNA | Electric | 1 PH | NA | NA | \Classifications\Building System Class\D50-Electrical SYS\D5090 - Elec SYS\Emergency And Exit Lighting - EML | EQ-1003902
16-C1 | 16-C1 Avenal Court | 16-C1-B2010-100-BLD01 | Building Structure | NA | NA | NA | OM00031296 |  | NA | NA | NA | NA | NA | NA | NA | NA | NA | NA | NA | \Classifications\Building System Class\B20-General Building Exterior\B2010 - Exterior Walls\Building - BLD | EQ-1007279
16-C1 | 16-C1 Avenal Court | 16-C1-B3010-100-RUF01 | Roofing Systems | NA | NA | NA | OM00031295 |  | Roof (Exterior) | NA | NA | NA | NA | NA | NA | NA | NA | NA | NA | \Classifications\Building System Class\B30-Roofing\B3010 - Roof Types\Roof - RUF | EQ-1007456
16-C1 | 16-C1 Avenal Court | 16-C1-D3050-250-ACU03 | Air Conditioning, Split System #3 ACU03 | Carrier | 3210E11625 | 24ABB336A510 | OM00004160 |  | North East Side Roof | NA | NA | R-410A | 1/4 | 240 | 10.8 | Electrical | 3 | NA | NA | \Classifications\Building System Class\D30-HVAC Systems\D3050 - Package SYS\Air Conditioning,Split System - ACU | 1010547
16-C1 | 16-C1 Avenal Court | 16-C1-D3050-122-FAH03 | Forced Air Heater FAH03 | Carrier | 0510A15869 | 58STX090-14 | OM00004159 |  | Attic, above holding cells | NA | 1- 20x20x1 | NA | 1/3 | 115 | 8.2 | gas | 1 | 154000 | 88,000 | \Classifications\Building System Class\D30-HVAC Systems\D3050 - Package SYS\Forced Air Heater,Oil/Gas fired - FAH | 1010549
16-C1 | 16-C1 Avenal Court | 16-C1-D3050-210-PKU02 | Package Unit 01 | Carrier | 5011G40151 | 48TCDD08A2A5A0A0A0 | OM00031249 |  | Roof - South Side | (1) AX52 | (4) 16x20x2 | R-410A | NA | 240 | 40 | Gas | 3 | 125,000 | 103,000 | \Classifications\Building System Class\D30-HVAC Systems\D3050 - Package SYS\Package Unit - PKU | 1013549
16-C1 | 16-C1 Avenal Court | 16-C1-D2023-310-HWP02 | Dom Hot Water Circ Pump HWP01 | Grundfos | 1335 | Part #59886775 | OM00031228 |  | JANITOR'S CLOSET | NA | NA | NA | 1/10 | 120 | DNA | Electric | DNA | NA | NA | \Classifications\Building System Class\D20-Plumbing\D2020 - Domestic Water\Domestic Hot Water Circulating Pump - HWP | 1016505
16-C1 | 16-C1 Avenal Court | 16-C1-D2022-260-HWG03 | Water Heater# 3 | Bradford White | KG18585601 | EC Defender / U440T6FRN | OM00031227 | Water Heater | Above Janitor's Closet | NA | NA | NA | NA | DNA | DNA | Natural Gas | DNA | 40000 | DNA | \Classifications\Building System Class\D20-Plumbing\D2020 - Domestic Water\Domestic Water Heater, Gas - HWG | 1016708
17-A3 | 17-A3 Lakeport Court Facility | 17-A3-D3042-210-FAN03 | Exhaust fan #3 | Greenheck | 102094 | CBH-10-4 | OM00018101 |  | 4th floor, central roof | 3L230 | NA | NA | 1/2hp | 120 | 4.5 | electric | 1 | NA | NA | \Classifications\Building System Class\D30-HVAC Systems\D3040 - Distribution SYS\Fan,Axial - FAN | EQ-1005718
17-A3 | 17-A3 Lakeport Court Facility | 17-A3-D2018-100-DKF01 | Fountain cooler | Sunroc | 9107 | C8-40401 | OM00018096 | DNA | Floor 4 North west hallway | NA | NA | NA | 1/8 HP | 120 | 0.4 RLA | Electric | NA | NA | NA | \Classifications\Building System Class\D20-Plumbing\D2010 - Plumb Fix\Drink Fountain (Refr Indvl Wtrcooler) - DKF | EQ-1005972
17-A3 | 17-A3 Lakeport Court Facility | 17-A3-D3044-125-PHW01 | Hot Water Pump - PHW01 | TACO | NA | 1600-846CRP | OM00032119 |  | 4th Floor M-4 (WEST QUADRANT)Mechanical Room | NA | NA | NA | 1hp | 110 | 1RLA | Electric | 1 | NA | NA | \Classifications\Building System Class\D30-HVAC Systems\D3040 - Distribution SYS\Hot Water Pump - PHW | EQ-1005973
17-A3 | 17-A3 Lakeport Court Facility | 17-A3-D3041-110-AHU01 | Air Handling Unit - AHU01 | carrier | 67443200 | 39BA-110-B14 | OM00018094 |  | mechanical room | (2) B97/BP97 | (8)20205X2 | R-22 | 15hp | 460 | DNA | electric | 3 | NA | NA | \Classifications\Building System Class\D30-HVAC Systems\D3040 - Distribution SYS\Air Handling Unit - AHU | EQ-1005975
17-A3 | 17-A3 Lakeport Court Facility | 17-A3-D3042-210-FAN01 | Exhaust fan #1 | Greenheck | 102092 | CBH-10-4 | OM00018099 |  | central roof | 3L230 | NA | NA | 1/2hp | 120 | 4.5 | electric | 1 | NA | NA | \Classifications\Building System Class\D30-HVAC Systems\D3040 - Distribution SYS\Fan,Axial - FAN | EQ-1005976
17-A3 | 17-A3 Lakeport Court Facility | 17-A3-D3050-250-ACU01 | Air Conditioning,Split System - ACU01 | Mitsubishi Electric | 8000495 | MUY-A24NA | OM00018102 |  | Condensing unit roof mounted,Air-handler in Computer room | NA | washable | R-410A | 1 | 208-230 | 10RLA | electric | 1 | NA | NA | \Classifications\Building System Class\D30-HVAC Systems\D3050 - Package SYS\Air Conditioning,Split System - ACU | EQ-1005984
17-A3 | 17-A3 Lakeport Court Facility | 17-A3-D3042-210-FAN02 | Exhaust fan #2 | Greenheck | 102095 | CBH-10-4 | OM00018100 |  | central roof | 3L230 | NA | NA | 1/2hp | 120 | 4.5 | electric | 1 | NA | NA | \Classifications\Building System Class\D30-HVAC Systems\D3040 - Distribution SYS\Fan,Axial - FAN | EQ-1007031
17-A3 | 17-A3 Lakeport Court Facility | 17-A3-D4031-100-FEX11 | Fire Extinguisher - FEX11 | AMEREX | YN - 970767 | B500 | OM00020128 |  | Main Lobby | NA | NA | NA | NA | NA | NA | NA | NA | NA | NA | \Classifications\Building System Class\D40-Fire Protection SYS\D4030 - FIRE SPEC\Fire Extinguisher - FEX | EQ-1007039
17-A3 | 17-A3 Lakeport Court Facility | 17-A3-B2010-100-BLD01 | Building Structure | NA | NA | NA | OM00042175 |  | NA | NA | NA | NA | NA | NA | NA | NA | NA | NA | NA | \Classifications\Building System Class\B20-General Building Exterior\B2010 - Exterior Walls\Building - BLD | EQ-1007281
17-A3 | 17-A3 Lakeport Court Facility | 17-A3-D2017-100-SHW01 | Eye Washes & Emergency Showers - SHW01 | North Safety Product | NA | NA | OM00032118 |  | Mechanical Room | NA | NA | NA | NA | NA | NA | NA | NA | NA | NA | \Classifications\Building System Class\D20-Plumbing\D2010 - Plumb Fix\Showers - SHW | 1009174
17-A3 | 17-A3 Lakeport Court Facility | 17-A3-D3031-140-CLR01 | Condenser,Air Cooled - CLR01 | CARLYLE | 0510UUE6723 | 06ET275-360 | OM00018097 |  | ROOF | NA | NA | R-22 | 30 | 460 | 59.8 | Electric | 3 | NA | NA | \Classifications\Building System Class\D30-HVAC Systems\D3030 - Cooling SYS\Chiller, Air Cooled - CLR | 1009175
17-A3 | 17-A3 Lakeport Court Facility | 17-A3-D4024-100-CTY01 | Other Stand Pipe and Hose Systems-FHS01 | ALLEN | NA | NA | OM00020172 |  | Hallway | NA | NA | NA | NA | NA | NA | NA | NA | NA | NA | \Classifications\Building System Class\D40-Fire Protection SYS\D4020 - Stand Pipe\Other Stand Pipe Hose Systems - FHS | 1009176
17-A3 | 17-A3 Lakeport Court Facility | 17-A3-D5092-250-EML14 | Emergency And Exit Lighting - EML14 | Lithonia | NA | NA | OM00042176 |  | Throughout | NA | NA | NA | NA | 120 | DNA | Electric | 1 | NA | NA | \Classifications\Building System Class\D50-Electrical SYS\D5090 - Elec SYS\Emergency And Exit Lighting - EML | 1009177
17-A3 | 17-A3 Lakeport Court Facility | 17-A3-D3050-210-PKU06 | Package Unit- PKU06 | ICP | G113510056 | RHS048LOXAOAAA | OM00032114 |  | central roof | NA | 16x25x2 (2) | R-410A | NA | 460 | 15 | electric | 3 | 45500 heating/47000 cooling | DNA | \Classifications\Building System Class\D30-HVAC Systems\D3050 - Package SYS\Package Unit - PKU | 1013568
17-A3 | 17-A3 Lakeport Court Facility | 17-A3-D3050-210-PKU07 | Package Unit- PKU07 | ICP | C114944629 | PAD460000L00C1 | OM00032117 |  | N.E. Annex Roof | NA | 18x24x1 (2) | R-410A | 1 | 460 | 20 | electric | 3 | 57000 | NA | \Classifications\Building System Class\D30-HVAC Systems\D3050 - Package SYS\Package Unit - PKU | 1013569
17-A3 | 17-A3 Lakeport Court Facility | 17-A3-D3050-210-PKU08 | Package Unit- PKU08 | ICP | G113530382 | RA5090L0AA0AAAA | OM00032116 |  | roof | NA | 16x20x2 (4) | R-410A | 2.25 hp | 460 | 20 | electric | 3 | NA | 83000 | \Classifications\Building System Class\D30-HVAC Systems\D3050 - Package SYS\Package Unit - PKU | 1013570
17-A3 | 17-A3 Lakeport Court Facility | 17-A3-D3050-210-PKU09 | Package Unit- PKU09 | ICP | C114918321 | PAD436000L000C1 | OM00032115 |  | North east annex roof | NA | 12x20x1 (2) | R-410A | 1/5 hp | 460 | 15 | electric | 3 | NA | 34200 | \Classifications\Building System Class\D30-HVAC Systems\D3050 - Package SYS\Package Unit - PKU | 1013571
17-B1 | 17-B1 South Civic Center | 17-B1-D4031-100-FEX08 | Fire Extinguisher - FEX08 | Ansul | Sentry | AA05 | OM00042170 | OM00020127 | 1st Floor, Throughout | NA | NA | NA | NA | NA | NA | NA | NA | NA | NA | \Classifications\Building System Class\D40-Fire Protection SYS\D4030 - FIRE SPEC\Fire Extinguisher - FEX | EQ-1005988
17-B1 | 17-B1 South Civic Center | 17-B1-B2010-100-BLD01 | Building Structure | NA | NA | NA | OM00042168 |  | All | NA | NA | NA | NA | NA | NA | NA | NA | NA | NA | \Classifications\Building System Class\B20-General Building Exterior\B2010 - Exterior Walls\Building - BLD | EQ-1007282
17-B1 | 17-B1 South Civic Center | 17-B1-B3010-100-RUF01 | Roof - RUF01 | NA | NA | NA | OM00042169 |  | Roof | NA | NA | NA | NA | NA | NA | NA | NA | NA | NA | \Classifications\Building System Class\B30-Roofing\B3010 - Roof Types\Roof - RUF | EQ-1007459
17-B1 | 17-B1 South Civic Center | 17-B1-B2033-120-DOR01 | Door,Swinging Electric-DOR01 | Horton Automatic Swinging Door | NA | NA | OM00020166 |  | Public Entrance Door | NA | NA | NA | NA | 120 | DNA | Electric | 1 | NA | NA | \Classifications\Building System Class\B20-General Building Exterior\B2030 - Exterior Doors\Door,Automatic-Sliding,Revolving - DOR | 1009178
17-B1 | 17-B1 South Civic Center | 17-B1-C1020-110-FRD01 | Fire Doors Overhead - FRO01 | The Cookson Company, Inc. | NA | WHI-1496 | OM00020164 |  | Criminal Office | NA | NA | NA | NA | NA | NA | NA | NA | NA | NA | \Classifications\Building System Class\C10-General Building Interior\C1020 - Fire Doors\Fire Doors - FRD | 1009179
17-B1 | 17-B1 South Civic Center | 17-B1-C1020-110-FRD02 | Fire Doors Overhead - FRO02 | The Cookson Company, Inc. | NA | NA | OM00020165 |  | Traffic / Civil Office | NA | NA | NA | NA | NA | NA | NA | NA | NA | NA | \Classifications\Building System Class\C10-General Building Interior\C1020 - Fire Doors\Fire Doors - FRD | 1009180
17-B1 | 17-B1 South Civic Center | 17-B1-D2022-260-HWG01 | Domestic Water Heater, Gas - HWG01 | Reliance Water Heater | J03305875 | 640P0RS | OM00020162 |  | Mechanical Room | NA | NA | NA | NA | NA | NA | Propane | NA | 35,000 | NA | \Classifications\Building System Class\D20-Plumbing\D2020 - Domestic Water\Domestic Water Heater, Gas - HWG | 1009182
17-B1 | 17-B1 South Civic Center | 17-B1-D3050-210-PKU01 | Package Unit- PKU01 | ACC Commercial | 5606B01822 | TGA12052BM | OM00018088 |  | Lower Roof East | (1) AX46 | 18x24x2-(4) | R-22 | 3 | 208/230 | 15 | Electric/Propane | 3 | NA | NA | \Classifications\Building System Class\D30-HVAC Systems\D3050 - Package SYS\Package Unit - PKU | 1009183
17-B1 | 17-B1 South Civic Center | 17-B1-D3050-210-PKU02 | Package Unit- PKU02 | Carrier | 2209G30185 | 48TCLA05A2A5A0A0A0 | OM00020136 |  | Upper Roof | (1) AX35 | 16x25x2-(2) | R-410A | 1 | 208/230 | 1.5 | Electric/Propane | 3 | DNA | DNA | \Classifications\Building System Class\D30-HVAC Systems\D3050 - Package SYS\Package Unit - PKU | 1009184
17-B1 | 17-B1 South Civic Center | 17-B1-D3050-210-PKU03 | Package Unit- PKU03 | Carrier | 2409G50300 | 48TCDD08A2G5A0A0A0 | OM00020135 | DNA | Upper Roof | NA | 16x20x2-(4) | R-410A | NA | 208/230 | 3.8 | Electric/Propane | 3 | 125,000 | 103,000 | \Classifications\Building System Class\D30-HVAC Systems\D3050 - Package SYS\Package Unit - PKU | 1009185
17-B1 | 17-B1 South Civic Center | 17-B1-D3050-250-ACU01 | Air Conditioning,Split System - ACU01 | Fujitsu | GYN006274 | AOU24RLXQ | OM00020231 |  | Lower Roof | NA | NA | R-410A | NA | 208/230 | 18 | Electric | 1 | 24,200 (COOL) / 27,600 (HEAT) | 27600 | \Classifications\Building System Class\D30-HVAC Systems\D3050 - Package SYS\Air Conditioning,Split System - ACU | 1009186
17-B1 | 17-B1 South Civic Center | 17-B1-D3050-250-ACU02 | Air Conditioning,Split System - ACU02 | Fujitsu | GYN006930 | AOU24RLXQ | OM00020232 |  | Lower Roof | NA | NA | R-410A | NA | 208/230 | 18 | Electric | 1 | 24,200 (COOL) / 27,600 (HEAT) | 27600 | \Classifications\Building System Class\D30-HVAC Systems\D3050 - Package SYS\Air Conditioning,Split System - ACU | 1009187
17-B1 | 17-B1 South Civic Center | 17-B1-D3050-250-ACU03 | Air Conditioning,Split System - ACU03 | Fujitsu | DEN009156 | AOU30CLX | OM00020161 |  | Lower Roof | NA | NA | R-410A | NA | 208/230 | 22 | Electric | 1 | 30,700 | NA | \Classifications\Building System Class\D30-HVAC Systems\D3050 - Package SYS\Air Conditioning,Split System - ACU | 1009188
17-B1 | 17-B1 South Civic Center | 17-B1-D3050-250-ACU04 | Air Conditioning,Split System - ACU04 | Lennox | 5607E16910 | HS29-090-3Y | OM00018086 |  | Lower Roof | NA | NA | R-22 | 3/4 | 208/230 | 28.8 | Electric | 3 | NA | NA | \Classifications\Building System Class\D30-HVAC Systems\D3050 - Package SYS\Air Conditioning,Split System - ACU | 1009189
17-B1 | 17-B1 South Civic Center | 17-B1-D5010-200-ESD01 | Main Electrical Panel - SBR01 | GENERAL ELECTRIC | DNA | AV LINE | OM00020228 |  | Mechanical Room | NA | NA | NA | NA | 120/208 | 600 | Electric | 3 | NA | NA | \Classifications\Building System Class\D50-Electrical SYS\D5010 - Elec Service & Dist\Electical Service and Distribution - ESD | 1009190
17-B1 | 17-B1 South Civic Center | 17-B1-D5092-250-EML09 | Emergency And Exit Lighting - EML09 | Lithonia | NA | NA | OM00042171 | OM00020167 | Throughout | NA | NA | NA | NA | 120 | DNA | Electric | 1 | NA | NA | \Classifications\Building System Class\D50-Electrical SYS\D5090 - Elec SYS\Emergency And Exit Lighting - EML | 1009191
17-B1 | 17-B1 South Civic Center | 17-B1-D5010-110-EMT01 | Electric Meter Readings - EMT01 | SANGAMO ELECTRIC CO. | 38578401 | 2T4821 | OM00020163 |  | By Machine Room | NA | NA | NA | NA | NA | NA | Electric | NA | NA | NA | \Classifications\Building System Class\D50-Electrical SYS\D5010 - Elec Service & Dist\Electric Meter Readings - EMT | 1009192
17-B1 | 17-B1 South Civic Center | 17-B1-D2020-130-WMR01 | Water Meter Readings - WMR01 | Badger | NA | NA | OM00020168 |  | Exterior by backflow | NA | NA | NA | NA | NA | NA | NA | NA | NA | NA | \Classifications\Building System Class\D20-Plumbing\D2020 - Domestic Water\Water Meter Readings - WMR | 1009193
17-B1 | 17-B1 South Civic Center | 17-B1-D5092-250-ELT12 | Exterior Lighting - ELT12 | NA | NA | NA | OM00042172 | OM00020230 | Roof | NA | NA | NA | NA | DNA | DNA | Electric | DNA | NA | NA | \Classifications\Building System Class\D50-Electrical SYS\D5090 - Elec SYS\Exterior Lighting - ELT | 1009194
17-B1 | 17-B1 South Civic Center | 17-B1-D2023-100-BFP01 | Backflow Preventer - BFP01 Main Water Line | Febco | L9096 | 825Y RP 1-1/2 inch | OM00020169 | Acct#:58860-01 Meter#: 1287225 | Exterior -MAIN WATER 1-1/2" LINE | NA | NA | NA | NA | NA | NA | NA | NA | NA | NA | \Classifications\Building System Class\D20-Plumbing\D2020 - Domestic Water\Backflow Preventer - BFP | 1009210
17-B1 | 17-B1 South Civic Center | 17-B1-D2017-100-SHW01 | Eye Washes & Emergency Showers - SHW01 | North Safety Product | NA | NA | OM00032122 |  | Floor 1, Mechanical Room | NA | NA | NA | NA | NA | NA | NA | NA | NA | NA | \Classifications\Building System Class\D20-Plumbing\D2010 - Plumb Fix\Showers - SHW | 1009606
17-B1 | 17-B1 South Civic Center | 17-B1-D3050-122-FAH01 | Forced Air Heater,Oil/Gas fired - FAH01 | Trane | 9433JD27G | XR95 | OM00032121 | OM00020125 | Mechanical Room | NA | 24x25x1 | NA | 3/4 | 120 | 12.9 | Propane | 1 | 110,000 | 104,500 | \Classifications\Building System Class\D30-HVAC Systems\D3050 - Package SYS\Forced Air Heater,Oil/Gas fired - FAH | 1010131
17-B1 | 17-B1 South Civic Center | 17-B1-D3050-122-FAH02 | Forced Air Heater,Oil/Gas fired - FAH02 | Trane | 9433HB87T | XR95 | OM00032120 |  | Mechanical Room | NA | 24x25x1 | NA | 3/4 | 120 | 12.9 | Propane | 1 | 110,000 | 104,500 | \Classifications\Building System Class\D30-HVAC Systems\D3050 - Package SYS\Forced Air Heater,Oil/Gas fired - FAH | 1010132
17-B1 | 17-B1 South Civic Center | 17-B1-D4010-150-FMS01 | No FMS FRO only | The Cookson Company | NA | NA | OM00020165 |  | Multiple | NA | NA | NA | NA | NA | NA | NA | NA | NA | NA | \Classifications\Building System Class\D40-Fire Protection SYS\D4010 - Sprinkler SYS\Fire Systems, stand pipes - FMS | 1017299
18-C1 | 18-C1 New Susanville Courthouse | 18-C1-B2010-100-BLD01 | Building Structure | NA | NA | NA | OM00034987 | NA | All | NA | NA | NA | NA | NA | NA | NA | NA | NA | NA | \Classifications\Building System Class\B20-General Building Exterior\B2010 - Exterior Walls\Building - BLD | 1014654
18-C1 | 18-C1 New Susanville Courthouse | 18-C1-B3010-100-RUF01 | Roofing Systems | Progressive Roofing | NA | NA | OM00034986 | NA | Roof | NA | NA | NA | NA | NA | NA | NA | NA | NA | NA | \Classifications\Building System Class\B30-Roofing\B3010 - Roof Types\Roof - RUF | 1014655
18-C1 | 18-C1 New Susanville Courthouse | 18-C1-C1020-110-FRD01 | Staff Entry Fire Door | INTER TEK | 741 | WHI00019753 | OM00034764 | NA | Employee entrance frist floor | NA | NA | NA | NA | 12 DC | NA | Electrical | 1 | NA | NA | \Classifications\Building System Class\C10-General Building Interior\C1020 - Fire Doors\Fire Doors - FRD | 1014656
18-C1 | 18-C1 New Susanville Courthouse | 18-C1-D1010-100-ELE04 | Elevator 4 | Otis | 201137231 | AAA21310AD | OM00035004 | State ID# 160706¦ DIR 1 | Vestibule | NA | NA | NA | 15 | 480 | Run amps 19 | Electric | DNA | NA | NA | \Classifications\Building System Class\D10-Conveyance Systems\D1010 - Elevator\Elevator,Electric,Pass/Freight - ELE | 1014657
18-C1 | 18-C1 New Susanville Courthouse | 18-C1-D1010-100-ELE02 | Elevator 2 | Otis | 201137229 | AAA21310AD | OM00035002 | State ID# 160707 | Vestibule | NA | NA | NA | 15 | 480 | Run AMPS 19 | Electric | 3 | NA | NA | \Classifications\Building System Class\D10-Conveyance Systems\D1010 - Elevator\Elevator,Electric,Pass/Freight - ELE | 1014658
18-C1 | 18-C1 New Susanville Courthouse | 18-C1-D1010-100-ELE03 | Elevator 3 | Otis | 201137230 | AAA21310AD | OM00035003 | State ID# 160708 | Vestibule | NA | NA | NA | 15 | NA | Run AMPS19 | Electric | 3 | NA | NA | \Classifications\Building System Class\D10-Conveyance Systems\D1010 - Elevator\Elevator,Electric,Pass/Freight - ELE | 1014659
18-C1 | 18-C1 New Susanville Courthouse | 18-C1-D1010-100-ELE01 | Elevator 1 | Otis | 201137228 | AAA21310AD | OM00035001 | State ID# 160709 | Lobby | NA | NA | NA | 15 | 280 | Run AMPS 19 | Electric | 3 | NA | NA | \Classifications\Building System Class\D10-Conveyance Systems\D1010 - Elevator\Elevator,Electric,Pass/Freight - ELE | 1014660
18-C1 | 18-C1 New Susanville Courthouse | 18-C1-D2022-100-HWE01 | 65 Gallon Electric Hot Water Heater | Bradford White | HC14655052 | LD65R33G080 | OM00034988 | NA | Maintenance Shop | NA | NA | NA | NA | 480 | DNA | Electrical | 1 | NA | NA | \Classifications\Building System Class\D20-Plumbing\D2020 - Domestic Water\Domestic Water Heater, Electric - HWE | 1014661
18-C1 | 18-C1 New Susanville Courthouse | 18-C1-D2022-100-HWE02 | 6 Gallon Electric Hot Water Heater | Bradford White | HC14655053 D/N | LD6U31A020 | OM00034990 | NA | Janitor | NA | NA | NA | NA | 120 50/60 HZ | DNA | Electrical | 1 | NA | NA | \Classifications\Building System Class\D20-Plumbing\D2020 - Domestic Water\Domestic Water Heater, Electric - HWE | 1014662
18-C1 | 18-C1 New Susanville Courthouse | 18-C1-D2022-100-HWE03 | 10 Gallon Electric Hot Water Heater | Bradford White | HC14655054 D/N | LD10U31A020 | OM00034989 | NA | Housekeeping Storage | NA | NA | NA | NA | 120 | DNA | Electrical | 1 | NA | NA | \Classifications\Building System Class\D20-Plumbing\D2020 - Domestic Water\Domestic Water Heater, Electric - HWE | 1014663
18-C1 | 18-C1 New Susanville Courthouse | 18-C1-D3044-125-PHW03 | Boiler Circulation Pump 3 | Bell & Gossett | W1306143518 | V35389 | OM00037015 | NA | Roof | NA | NA | NA | 0 | 460 | DNA | Electrical | 3 | NA | NA | \Classifications\Building System Class\D30-HVAC Systems\D3040 - Distribution SYS\Hot Water Pump - PHW | 1014668
18-C1 | 18-C1 New Susanville Courthouse | 18-C1-D3044-125-PHW04 | Hot Water Pump 1 | Bell & Gossett | PH008887-A | 1.5AC 7.0BF | OM00037013 | NA | Roof | NA | NA | NA | 3 | 460 | DNA | Electrical | 3 | NA | NA | \Classifications\Building System Class\D30-HVAC Systems\D3040 - Distribution SYS\Hot Water Pump - PHW | 1014669
18-C1 | 18-C1 New Susanville Courthouse | 18-C1-D3044-125-PHW05 | Hot Water Pump 2 | Bell & Gossett | PH008887-B | 1.5AC 7.0BF | OM00037014 | NA | Roof | NA | NA | NA | 3 | 460 | DNA | Electrical | 3 | NA | NA | \Classifications\Building System Class\D30-HVAC Systems\D3040 - Distribution SYS\Hot Water Pump - PHW | 1014670
18-C1 | 18-C1 New Susanville Courthouse | 18-C1-D3044-125-PHW06 | Hot Water Pump 3 | Bell & Gossett | PH008905 | #1531 1-1/2AC 125BC | OM00037016 | NA | Roof | NA | NA | NA | 3 | 460 | DNA | Electrical | 3 | NA | NA | \Classifications\Building System Class\D30-HVAC Systems\D3040 - Distribution SYS\Hot Water Pump - PHW | 1014671
18-C1 | 18-C1 New Susanville Courthouse | 18-C1-D3021-130-BLR01 | Boiler | Patterson-Kelley | R744-10-6141 | Mach C1500 | OM00037009 | PTO-17-153 | Roof | NA | NA | NA | 43 | 120 | 12 | Natural Gas | 1 | 1,500,000 | 1,440,000 | \Classifications\Building System Class\D30-HVAC Systems\D3020 - Heat SYS\Boiler,Hot Water,Oil/Gas/Comb. - BLR | 1014672
18-C1 | 18-C1 New Susanville Courthouse | 18-C1-D3021-130-BLR02 | Boiler 2 | Patterson-Kelley | R744-10-6142 | Mach C1500 | OM00037010 | PTO-17-153 | Roof | NA | NA | NA | 43 | 120 | 12 | Natural Gas | 1 | 1,500,000 | 1,440,000 | \Classifications\Building System Class\D30-HVAC Systems\D3020 - Heat SYS\Boiler,Hot Water,Oil/Gas/Comb. - BLR | 1014673
18-C1 | 18-C1 New Susanville Courthouse | 18-C1-D3021-130-BLR03 | Boiler 3 - Snow Melt System | Patterson-Kelley | W827-10-5611 | C-1050 | OM00037017 | PTO-17-153 | Roof | NA | NA | NA | 29.5 | 120 | 8 | Natural Gas | 1 | 1,050,000 | 987,000 | \Classifications\Building System Class\D30-HVAC Systems\D3020 - Heat SYS\Boiler,Hot Water,Oil/Gas/Comb. - BLR | 1014674
18-C1 | 18-C1 New Susanville Courthouse | 18-C1-D3031-100-PCH01 | AH#1 Condersor Water Pump # 1 | Taco | F1010204057 | CL1506E2HABB697D | OM00037049 | NA | Roof/Air Handler | NA | NA | NA | NA | 208-230/460 | 5.2-4.8/2.4 | Electrical | 3 | NA | NA | \Classifications\Building System Class\D30-HVAC Systems\D3030 - Cooling SYS\Chilled Water Pump - PCH | 1014677
18-C1 | 18-C1 New Susanville Courthouse | 18-C1-D3031-100-PCH02 | AH # 1 Condersor Water pump # 2 | Taco | F1010043757 Motor | CL1506E2HABB697D | OM00037050 | NA | Roof /Air Handler | NA | NA | NA | 1.5 | 208-230/460 | 5.12-4.8/2.4 | Electrical | 3 | NA | NA | \Classifications\Building System Class\D30-HVAC Systems\D3030 - Cooling SYS\Chilled Water Pump - PCH | 1014678
18-C1 | 18-C1 New Susanville Courthouse | 18-C1-D3031-100-PCH03 | AH #2 Condersor Water Pump #1 | Taco | F1008274872 | CL1506E2 HABB679D | OM00037040 | NA | Roof/Air Handler | NA | NA | NA | 1.5 | 208-230/460 | 5.2-4.8/2.4 | Electrical | 3 | NA | NA | \Classifications\Building System Class\D30-HVAC Systems\D3030 - Cooling SYS\Chilled Water Pump - PCH | 1014679
18-C1 | 18-C1 New Susanville Courthouse | 18-C1-D3031-100-PCH04 | AH #2 Condersor Water Pump 2 | TACO | F1008274747 | CL1502HABB697D | OM00037041 | NA | Roof/ Air Handler | NA | NA | NA | 1.5 | DNA | 5.2-4.5/2.4 | Electrical | 3 | NA | NA | \Classifications\Building System Class\D30-HVAC Systems\D3030 - Cooling SYS\Chilled Water Pump - PCH | 1014680
18-C1 | 18-C1 New Susanville Courthouse | 18-C1-D3031-210-CDR01 | Condenser Unit 1 | Mitsubishi Electric | 07W00155 | PURY-P96YJMU-A | OM00037020 | NA | Roof | NA | NA | R-410A | NA | 460 | NA | Electrical | 3 | NA | NA | \Classifications\Building System Class\D30-HVAC Systems\D3030 - Cooling SYS\Condensing Unit, Air Cooled - CDR | 1014681
18-C1 | 18-C1 New Susanville Courthouse | 18-C1-D3041-110-AHU01 | Air Handler unit # 1 | Energy Labs | 1012-5462-1 | C91102-FHR-L | OM00037048 | NA | Roof/Airhandler | NA | Prefilter 24x24x2/12x24x2 Finnel Filter 24x24x12 | R-410A | NA | 460 | 200 Max | Electrical | 3 | NA | NA | \Classifications\Building System Class\D30-HVAC Systems\D3040 - Distribution SYS\Air Handling Unit - AHU | 1014683
18-C1 | 18-C1 New Susanville Courthouse | 18-C1-D3041-110-AHU02 | AIR HANDLER UNIT # 2 | ENERGRY LABS INC. | 1012-5462-2 | C91102-FHR-L | OM00037039 | NA | ROOF AIR HANDLER | NA | PERFILTER 24X24X2/12X24X2 FINENEL FILTER 24X24X12 | R-410A | NA | 460 | NA | Electrical | 3 | NA | NA | \Classifications\Building System Class\D30-HVAC Systems\D3040 - Distribution SYS\Air Handling Unit - AHU | 1014684
18-C1 | 18-C1 New Susanville Courthouse | 18-C1-D3040-120-FCU01 | Fan Coil Unit 1-1 | Mitsubishi | 08W00911 | PEFY-P96NMHU-E | OM00034991 | NA | Electrical Room | DNA | DNA | R-410A | NA | 208 | DNA | Electrical | 3 | NA | NA | \Classifications\Building System Class\D30-HVAC Systems\D3040 - Distribution SYS\Fan Coil Unit - FCU | 1014685
18-C1 | 18-C1 New Susanville Courthouse | 18-C1-D3040-120-FCU02 | Fan Coil Unit 1-2 | Mitsubishi | 08A02096D | PKFY-P06NBMU-E | OM00034992 | NA | Mail Room | DNA | DNA | R-410A | NA | 208 | DNA | Electrical | 1 | NA | NA | \Classifications\Building System Class\D30-HVAC Systems\D3040 - Distribution SYS\Fan Coil Unit - FCU | 1014686
18-C1 | 18-C1 New Susanville Courthouse | 18-C1-D3040-120-FCU03 | Fan Coil Unit 1-3 | Mitsubishi | 0O5M00340 | PKFY-P30NKMU-E | OM00034993 | NA | AV Closet | NA | NA | R-410A | NA | 208 | DNA | Electrical | 1 | NA | NA | \Classifications\Building System Class\D30-HVAC Systems\D3040 - Distribution SYS\Fan Coil Unit - FCU | 1014687
18-C1 | 18-C1 New Susanville Courthouse | 18-C1-D3040-120-FCU04 | Fan Coil Unit 1-4 | Mitsubishi | 99M00282 | PEFY-P24NMU-E | OM00034994 | NA | Electrical Room | DNA | DNA | R-410A | NA | 208 | DNA | Electrical | 1 | NA | NA | \Classifications\Building System Class\D30-HVAC Systems\D3040 - Distribution SYS\Fan Coil Unit - FCU | 1014688
18-C1 | 18-C1 New Susanville Courthouse | 18-C1-D3040-120-FCU05 | Fan Coil Unit 1-5 | Mitsubishi | 99M00283 | PEFY-P2NKMU-E | OM00034995 | NA | IDF Room | DNA | DNA | R-410A | NA | 208 | DNA | Electrical | 1 | NA | NA | \Classifications\Building System Class\D30-HVAC Systems\D3040 - Distribution SYS\Fan Coil Unit - FCU | 1014689
18-C1 | 18-C1 New Susanville Courthouse | 18-C1-D3040-120-FCU06 | Fan Coil Unit 1-6 | Mitsubishi | 02M0089 | PEFY-P3NKMU-3 | OM00034996 | NA | AV Closet | DNA | DNA | R-410A | NA | 208 | DNA | Electrical | 1 | NA | NA | \Classifications\Building System Class\D30-HVAC Systems\D3040 - Distribution SYS\Fan Coil Unit - FCU | 1014690
18-C1 | 18-C1 New Susanville Courthouse | 18-C1-D3042-220-EFN01 | EF-1 General Exhaust | AEROVENT | L10-000000035874 | ACX240D | OM00037021 | NA | ROOF | 3L-330 | NA | NA | 1.5 | 208/230/460 | 208 4.8 460/2.4 | Electrical | 3 | NA | NA | \Classifications\Building System Class\D30-HVAC Systems\D3040 - Distribution SYS\Supply/Exhaust/Return fans- FAN | 1014699
18-C1 | 18-C1 New Susanville Courthouse | 18-C1-D3042-220-EFN02 | EF-2 General Exhaust | AEROVENT | L10-000000035875 | ACX140D | OM00037022 | NA | Center of Roof | 4L-270 | NA | NA | 1/2 | 115 | DNA | Electrical | 1 | NA | NNA | \Classifications\Building System Class\D30-HVAC Systems\D3040 - Distribution SYS\Supply/Exhaust/Return fans- FAN | 1014700
18-C1 | 18-C1 New Susanville Courthouse | 18-C1-D3042-220-EFN03 | EF-3 Mail Room Exhaust | AEROVENT | L10-000000035876 | ACX070D | OM00037023 | NA | Center of Roof | 3L250 | NA | NA | 1/3 | 115 | DNA | Electrical | 1 | NA | NA | \Classifications\Building System Class\D30-HVAC Systems\D3040 - Distribution SYS\Supply/Exhaust/Return fans- FAN | 1014701
18-C1 | 18-C1 New Susanville Courthouse | 18-C1-D3042-220-EFN04 | EF-4 Break Room Exhaust | AEROVENT | L10-000000035877 | AXC1000DHP | OM00037024 | NA | ROOF | 3L250 | NA | NA | 1/3 | 115/208/230 | DNA | Electrical | 1 | NA | NA | \Classifications\Building System Class\D30-HVAC Systems\D3040 - Distribution SYS\Supply/Exhaust/Return fans- FAN | 1014702
18-C1 | 18-C1 New Susanville Courthouse | 18-C1-D3042-220-EFN05 | EF-5 Upper Lobby Exhaust | AEROVENT | L10-000000035878 | ACX100D | OM00037025 | NA | ROOF | 3L240 | NA | NA | NA | 115 | DNA | Electrical | 1 | NA | NA | \Classifications\Building System Class\D30-HVAC Systems\D3040 - Distribution SYS\Supply/Exhaust/Return fans- FAN | 1014703
18-C1 | 18-C1 New Susanville Courthouse | 18-C1-D3042-220-EFN06 | EF-6 Secured Parking Exhaust | AEROVENT | L10-0000000354873 | SCBD180A | OM00037026 | NA | ROOF | 4L650 | NA | NA | 1/3 | 208/230 | DNA | Electrical | 1 | NA | NA | \Classifications\Building System Class\D30-HVAC Systems\D3040 - Distribution SYS\Supply/Exhaust/Return fans- FAN | 1014704
18-C1 | 18-C1 New Susanville Courthouse | 18-C1-D3068-100-BAS01 | Building Automation System | Johnson Controls | FXPM263 | FX60 | OM00037018 | NA | Maintenance Shop | NA | NA | NA | NA | DNA | DNA | Electrical | 1 | NA | NA | \Classifications\Building System Class\D30-HVAC Systems\D3060 - Control & Inst Air\Building Automation System - BAS | 1014709
18-C1 | 18-C1 New Susanville Courthouse | 18-C1-D4010-150-FMS01 | Standpipe Dry | Viking | W00480383 | 4""/DN100EZRCK-F1 | OM00037052 | NA | 1st Flr. Fire Riser Rm. | NA | NA | NA | NA | NA | NA |  | NA | NA | NA | \Classifications\Building System Class\D40-Fire Protection SYS\D4010 - Sprinkler SYS\Fire Systems, stand pipes - FMS | 1014710
18-C1 | 18-C1 New Susanville Courthouse | 18-C1-D4010-150-FMS02 | Standpipe Wet | Viking | W00486946 | 4""/DN100EZRCKVLV F1 | OM00037051 | NA | 1st Flr. Fire Riser Rm. | NA | NA | NA | NA | NA | NA | NA | NA | NA | NA | \Classifications\Building System Class\D40-Fire Protection SYS\D4010 - Sprinkler SYS\Fire Systems, stand pipes - FMS | 1014711
18-C1 | 18-C1 New Susanville Courthouse | 18-C1-D2023-100-BFP01 | Backflow Preventer 1 - Fire | AMES | 1663510710 | 2000SS - 8' FIRE BFP | OM00037030 | NA | North Side of Building | NA | NA | NA | NA | NA | NA |  | NA | NA | NA | \Classifications\Building System Class\D20-Plumbing\D2020 - Domestic Water\Backflow Preventer - BFP | 1014712
18-C1 | 18-C1 New Susanville Courthouse | 18-C1-D2023-100-BFP02 | Backflow Preventer FIRE Water - 2 | WILKINS | 334611 | 3000SS .8.000" DC DA | OM00037031 | NA | North Side of Building | NA | NA | NA | NA | DNA | DNA | NA | NA | NA | NA | \Classifications\Building System Class\D20-Plumbing\D2020 - Domestic Water\Backflow Preventer - BFP | 1014713
18-C1 | 18-C1 New Susanville Courthouse | 18-C1-D2023-100-BFP03 | Backflow Preventor 3 - Irrigation | WILKINS | 3346119 | 950XLT2 - 1 1/2" | OM00037032 | NA | North Side of Building Exterior Vault | NA | NA | NA | NA | NA | DNA | NA | NA | NA | NA | \Classifications\Building System Class\D20-Plumbing\D2020 - Domestic Water\Backflow Preventer - BFP | 1014714
18-C1 | 18-C1 New Susanville Courthouse | 18-C1-D4031-100-FEX17 | Handheld Fire Extinguishers | JC | NA | B402-5LB | OM00034981 |  | 14 Locations 1st & 2nd Floor | NA | NA | NA | NA | NA | NA | NA | NA | NA | NA | \Classifications\Building System Class\D40-Fire Protection SYS\D4030 - FIRE SPEC\Fire Extinguisher - FEX | 1014716
18-C1 | 18-C1 New Susanville Courthouse | 18-C1-D5010-200-ESD02 | Motor Control Center | DNA | DNA | DNA | OM00037172 | NA | Electrical Room | NA | NA | NA | NA | 120/208 |  | Electric | 1/3 | NA | NA | \Classifications\Building System Class\D50-Electrical SYS\D5010 - Elec Service & Dist\Electical Service and Distribution - ESD | 1014717
18-C1 | 18-C1 New Susanville Courthouse | 18-C1-D5010-234-ATS01 | Automatic Transfer Switch | GE Zenith controlls | 1611025-1 | 2B5CB0631-07E604X | OM00034997 |  | Electrical Room | NA | NA | NA | NA | DNA | DNA | Electrical | DNA | NA | NA | \Classifications\Building System Class\D50-Electrical SYS\D5010 - Elec Service & Dist\Automatic Transfer Switch - ATS | 1014718
18-C1 | 18-C1 New Susanville Courthouse | 18-C1-D5011-240-TRN01 | Transformer T1 225KVA | GE/Zenith | DNA | DNA | OM00034999 | NA | Electrical Room | NA | NA | NA | NA | 480 | 225 | Electrical | 1/3 | NA | NA | \Classifications\Building System Class\D50-Electrical SYS\D5010 - Elec Service & Dist\Transformer - TRN | 1014719
18-C1 | 18-C1 New Susanville Courthouse | 18-C1-D5011-240-TRN02 | Transformer Emergency Power TE1 125.5KVA | GE/Zenith | DNA | DNA | OM00034998 | NA | Electrical Room | NA | NA | NA | NA | 120/208 | DNA | Electrical | 1/3 | NA | NA | \Classifications\Building System Class\D50-Electrical SYS\D5010 - Elec Service & Dist\Transformer - TRN | 1014720
18-C1 | 18-C1 New Susanville Courthouse | 18-C1-D5037-710-FAP01 | Fire Alarm Panel | Silent Knight | Edwards | I0500(G/R)(D)(-PG/SP)(110VOLTS 60HZ 1.8AMPS) | OM00034763 | NA | Security Office | NA | NA | NA | NA | 120 | NA | Electrical | 1 | NA | NA | \Classifications\Building System Class\D50-Electrical SYS\D5030 - Comm & Security\Fire Alarm Panel - FAP | 1014721
18-C1 | 18-C1 New Susanville Courthouse | 18-C1-D5092-100-UPS01 | UPS | General electric | Q1100-1910-B004A | LP33-80KVA | OM00035000 | NA | Electrical Room | NA | NA | NA | NA | 208 |  | Electric and lead-sulfuric acid | 1 | NA | NA | \Classifications\Building System Class\D50-Electrical SYS\D5090 - Elec SYS\Uninterruptible Power System - UPS | 1014722
18-C1 | 18-C1 New Susanville Courthouse | 18-C1-D5092-210-GEN01 | Emergency Generator | CUMMINS | F110226453 | DQHAB-7433837 | OM00034760 | Permit #PTO-17-153 | Secured Parking | NA | NA | NA | 470 | 277/480 | DNA | Diesel | NA | NA | NA | \Classifications\Building System Class\D50-Electrical SYS\D5090 - Elec SYS\Emergency Generator - GEN | 1014723
18-C1 | 18-C1 New Susanville Courthouse | 18-C1-D5092-250-EML38 | Emergency Exit Lamps 38 Total | Phillips | MCPNBEN | ER45VXL1BZGC | OM00034982 | NA | 38 Locations 1st & 2nd Floor | NA | NA | NA | NA | 277 | NA | Electrical | NA | NA | NA | \Classifications\Building System Class\D50-Electrical SYS\D5090 - Elec SYS\Emergency And Exit Lighting - EML | 1014724
18-C1 | 18-C1 New Susanville Courthouse | 18-C1-G2023-150-PEG01 | Sallyport Gate 1 | DYNACO | DY43PHSPLL | LUS118087B | OM00034761 | NA | West Side of Bldg. | NA | NA | NA | NA | 480 | DNA | Electrical | DNA | NA | NA | \Classifications\Building System Class\G20-Other Systems\G2020 - Parking Lots\Secured Parking Gate - PEG | 1014725
18-C1 | 18-C1 New Susanville Courthouse | 18-C1-G2023-150-PEG02 | Sallyport Gate 2 | DYNACO | LSU1180 | LSU1180087A | OM00034762 | NA | West Side of Bldg. | NA | NA | NA | NA | 480 | DNA | Electrical | DNA | NA | NA | \Classifications\Building System Class\G20-Other Systems\G2020 - Parking Lots\Secured Parking Gate - PEG | 1014726
18-C1 | 18-C1 New Susanville Courthouse | 18-C1-G2050-200-LSC01 | Landscape | NA | NA | NA | OM00034984 | NA | Exterior | NA | NA | NA | NA | NA | NA | NA | NA | NA | NA | \Classifications\Building System Class\G20-Other Systems\G2050 - Landscaping\Landscaping - LSC | 1014727
18-C1 | 18-C1 New Susanville Courthouse | 18-C1-D5092-250-ELT144 | Exterior Lighting | NA | NA | DNA | OM00034983 | NA | Exterior | NA | NA | NA | NA | 277 | NA | Electrical | NA | NA | NA | \Classifications\Building System Class\D50-Electrical SYS\D5090 - Elec SYS\Exterior Lighting - ELT | 1014728
18-C1 | 18-C1 New Susanville Courthouse | 18-C1-G2049-300-HSC01 | Hardscape | NA | NA | NA | OM00034985 | NA | Exterior | NA | NA | NA | NA | NA | NA | NA | NA | NA | NA | \Classifications\Building System Class\G20-Other Systems\G2040 - Site Development\Hardscape - HSC | 1014729
18-C1 | 18-C1 New Susanville Courthouse | 18-C1-D3031-210-CDR03 | Description Condenser Unit 1 | Mitsubishi Electric | 07W00147 | PURY-P96YJMU-A | OM00031058 | NA | Roof | NA | NA | R-410A | NA | 460 | DNA | Electrical | 3 | NA | NA | \Classifications\Building System Class\D30-HVAC Systems\D3030 - Cooling SYS\Condensing Unit, Air Cooled - CDR | 1015786
18-C1 | 18-C1 New Susanville Courthouse | 18-C1-D4094-450-SFM03 | Gas Fire Supression System | Chemetrol | AA513391 | Micro 1012 | OM00037171 | NA | DNA | NA | NA | NA | NA | NA | NA | NA | NA | NA | NA | \Classifications\Building System Class\D40-Fire Protection SYS\D4090 - Other Fire Protection Systems\Fire Suppression, Gaseous - SFM | 1016274
18-C1 | 18-C1 New Susanville Courthouse | 18-C1-D4013-114-FAC01 | Compressor for Fire System | Gast | A11J1F0029 | 3LBA-46T-M300AX | OM00037175 | NA | DNA | NA | NA | NA | 3 | 110 | 6.6 | Electric | 1 | NA | NA | \Classifications\Building System Class\D40-Fire Protection SYS\D4010 - Sprinkler SYS\Air Compressor (Dry) Used w/ Fire S - FAC | 1016275
18-C1 | 18-C1 New Susanville Courthouse | 18-C1-D3044-125-PHW07 | Boiler circulation Pump 3 | Baldor | W1306143518 | VM3538 | OM00031549 |  | Behind Boiler | NA | NA | NA | 1/2 | 230/460 | 0.5 | Electric | 3 | NA | NA | \Classifications\Building System Class\D30-HVAC Systems\D3040 - Distribution SYS\Hot Water Pump - PHW | 1017186
18-C1 | 18-C1 New Susanville Courthouse | 18-C1-D3044-125-PHW08 | Boiler circulation Pump 4 | Baldor | W1306143519 | VM3538 | OM00031550 |  | Behind Boiler | NA | NA | NA | 1/2 | 230/460 | .5 | Electric | 3 | NA | NA | \Classifications\Building System Class\D30-HVAC Systems\D3040 - Distribution SYS\Hot Water Pump - PHW | 1017187
18-C1 | 18-C1 New Susanville Courthouse | 18-C1-G2023-160-PEB01 | Front entrance to secure parking | Magnetic Auto Controls | V30001471 | MIB40 | OM00031551 | [12 empty] | \Classifications\Building System Class\G20-Other Systems\G2020 - Parking Lots\Security Parking Electric Barrier - PEB | 1017205
18-C1 | 18-C1 New Susanville Courthouse | 18-C1-G2023-160-PEB02 | Rear Exit to secure parking | Magnetic Auto Controls | V30001472 | MIB40 | OM00031552 | [12 empty] | \Classifications\Building System Class\G20-Other Systems\G2020 - Parking Lots\Security Parking Electric Barrier - PEB | 1017206
18-C1 | 18-C1 New Susanville Courthouse | 18-C1-G2023-160-PEB03 | Rear entrance to secure parking | Magnetic Auto Controls | V30005880 | MIB40 | OM00031553 | [12 empty] | \Classifications\Building System Class\G20-Other Systems\G2020 - Parking Lots\Security Parking Electric Barrier - PEB | 1017207
18-C1 | 18-C1 New Susanville Courthouse | 18-C1-D5010-200-ESD01 | Main Elctrical Panel | GE | PO40106570001010 | SSF20D220 | OM00037174 |  | Basement Main Electrical Room | NA | NA | NA | NA | 200 | 600 | Electric | 3 | NA | NA | \Classifications\Building System Class\D50-Electrical SYS\D5010 - Elec Service & Dist\Electical Service and Distribution - ESD | 1017208
18-C1 | 18-C1 New Susanville Courthouse | 18-C1-G2023-150-PEG03 | Judges Parking Gate | HySecurity | 060101-1201-219 | 222 DE ST | OM00031059 |  | Judges Parking Gate | NA | NA | NA | 1 | 24 |  | Electric | 1 | NA | NA | \Classifications\Building System Class\G20-Other Systems\G2020 - Parking Lots\Secured Parking Gate - PEG | 1018823
18-C1 | 18-C1 New Susanville Courthouse | 18-C1-D3050-250-ACU02 | Split System #1 | Liebert | Y15DG10110 | PFH096A-AL7 | OM00031060 |  | Roof Top | NA | NA | R-407C | NA | 460 | NA | Electric | 3 | NA | NA | \Classifications\Building System Class\D30-HVAC Systems\D3050 - Package SYS\Air Conditioning,Split System - ACU | 1019524
19-A1 | 19-A1 Huntington Park Courthouse | 19-A1-D5092-100-CTY01 | Battery Back Up | DNA | DNA | DNA | OM00016062 |  | Basement on frame of door equp entrance | NA | NA | NA | NA | 110 | DNA | electric | 1 | NA | NA | \Classifications\Building System Class\D50-Electrical SYS\D5090 - Elec SYS\Uninterruptible Power System - UPS | 1010888
19-AC1 | 19-AC1 San Fernando Courthouse | 19-AC1-D1010-100-ELE01 | Elevator, Electric #1 | Dover | 15GR-C038 | GD-105 | OM00030490 | State ID# 073308 | Elevator Room - ID#073308 | NA | NA | NA | 23 | 240V | 78 | Electric | 3 | NA | NA | \Classifications\Building System Class\D10-Conveyance Systems\D1010 - Elevator\Elevator,Electric,Pass/Freight - ELE | 1011623
19-AC1 | 19-AC1 San Fernando Courthouse | 19-AC1-D1010-100-ELE02 | Judge's Elevator, Electric #2 | Dover | 15R-C045 | GD-105 | OM00030491 | State ID# 073188 | Elevator Room ID# 073188 (Judge) | NA | NA | NA | 23 | 240V | 78 | Electric | 3 | NA | NA | \Classifications\Building System Class\D10-Conveyance Systems\D1010 - Elevator\Elevator,Electric,Pass/Freight - ELE | 1011624
19-AC1 | 19-AC1 San Fernando Courthouse | 19-AC1-D1010-100-ELE03 | Elevator, Electric #3 | Dover | 15GR-C040 | GD-105 | OM00030481 | State ID# 073373 | Elevator Room ID#073373 | NA | NA | NA | 23 | 240V | 78 | Electric | 3 | NA | NA | \Classifications\Building System Class\D10-Conveyance Systems\D1010 - Elevator\Elevator,Electric,Pass/Freight - ELE | 1011625
19-AC1 | 19-AC1 San Fernando Courthouse | 19-AC1-D1010-100-ELE04 | Elevator, Electric #4 | Dover | 156R-C046 | GD-105 | OM00030482 | State ID# 073374 | Elevator Room ID # 073374 | NA | NA | NA | 23 | 240 | 78 | Electric | 3 | NA | NA | \Classifications\Building System Class\D10-Conveyance Systems\D1010 - Elevator\Elevator,Electric,Pass/Freight - ELE | 1011626
19-AC1 | 19-AC1 San Fernando Courthouse | 19-AC1-D1010-100-ELE05 | Passenger Elevator, Electric #5 | Dover | 156R-C050 | GD-105 | OM00030483 | State ID# 073375 | Elevator Room - ID# 073375 (Passenger) | NA | NA | NA | 23 | 240V | 78 | Electric | 3 | NA | NA | \Classifications\Building System Class\D10-Conveyance Systems\D1010 - Elevator\Elevator,Electric,Pass/Freight - ELE | 1011627
19-AC1 | 19-AC1 San Fernando Courthouse | 19-AC1-D1010-100-ELE06 | Custody Elevator, Electric #6 | Dover | 156R-C037 | GD-105 | OM00030484 | State ID# 073306 | Elevator Room ID# 073306 (Custody) | NA | NA | NA | 23 | 240 | 78 | Electric | 3 | NA | NA | \Classifications\Building System Class\D10-Conveyance Systems\D1010 - Elevator\Elevator,Electric,Pass/Freight - ELE | 1011628
19-AC1 | 19-AC1 San Fernando Courthouse | 19-AC1-D1010-100-ELE07 | Judge's Elevator, Electric #7 | Dover | 156R-C039 | GD-105 | OM00030485 | State ID# 073307 | Elevator Room ID# 073307 (Judge) | NA | NA | NA | 23 | 240 | 78 | Electric | 3 | NA | NA | \Classifications\Building System Class\D10-Conveyance Systems\D1010 - Elevator\Elevator,Electric,Pass/Freight - ELE | 1011629
19-AC1 | 19-AC1 San Fernando Courthouse | 19-AC1-D3050-250-ACU03 | SPLIT SYSTEM A/C | AMERICAN STANDARD | 11042WWY3F | 2A7B3024A1000BA | OM00033807 |  | JUDGES PARKING | DNA | NA | R-22 | NA | 240 | 12 | Electric | 1 | NA | NA | \Classifications\Building System Class\D30-HVAC Systems\D3050 - Package SYS\Air Conditioning,Split System - ACU | 1013102
19-AC1 | 19-AC1 San Fernando Courthouse | 19-AC1-D3050-250-ACU02 | FILE ROOM SPLIT SYSTEM | HIGH EFFICIENCY | NA | NA | OM00033808 |  | DNA | DNA | NA | R-22 | NA | 230 | 14 | Electric | 3 | NA | NA | \Classifications\Building System Class\D30-HVAC Systems\D3050 - Package SYS\Air Conditioning,Split System - ACU | 1013104
19-AC1 | 19-AC1 San Fernando Courthouse | 19-AC1-D2022-260-HWG01 | WATER HEATER DOMESTIC #1 (GAS-18000BTU) | RAYPACK | 0205195511 | WH1-0181 | OM00030532 |  | BOILER ROOM | NA | NA | NA | .50 | 120 | 15 | Gas | 1 | 181,000 | DNA | \Classifications\Building System Class\D20-Plumbing\D2020 - Domestic Water\Domestic Water Heater, Gas - HWG | 1013108
19-AC1 | 19-AC1 San Fernando Courthouse | 19-AC1-D3041-110-AHU16 | Air Handler 16 | PACE | 80-40326-18 | SCF97AMI | OM00030486 |  | ROOF | DNA | 1=16X20X2 | DNA | DNA | 208 | DNA | Electric | 3 | NA | NA | \Classifications\Building System Class\D30-HVAC Systems\D3040 - Distribution SYS\Air Handling Unit - AHU | 1013156
19-AC1 | 19-AC1 San Fernando Courthouse | 19-AC1-D3041-110-AHU17 | AIR HANDLER 17 | NA | NA | NA | OM00030487 |  | P-4 | DNA | 16X20X2=1 | DNA | DNA | 208 A | DNA | Electric | 3 | NA | NA | \Classifications\Building System Class\D30-HVAC Systems\D3040 - Distribution SYS\Air Handling Unit - AHU | 1013157
19-AC1 | 19-AC1 San Fernando Courthouse | 19-AC1-D3041-110-AHU15 | AIR HANDLER 15 | NA | NA | NA | OM00030488 |  | P-5 | DNA | 1=16X20X2 | DNA | DNA | 208 | DNA | Electric | 3 | NA | NA | \Classifications\Building System Class\D30-HVAC Systems\D3040 - Distribution SYS\Air Handling Unit - AHU | 1013158
19-AC1 | 19-AC1 San Fernando Courthouse | 19-AC1-D3041-110-AHU18 | AIR HANDLER 18 | PACE | VM97010301B | NA | OM00030912 |  | ROOF | DNA | 1=16X20X2 | DNA | DNA | 208 | DNA | Electric | 3 | NA | NA | \Classifications\Building System Class\D30-HVAC Systems\D3040 - Distribution SYS\Air Handling Unit - AHU | 1013159
19-AC1 | 19-AC1 San Fernando Courthouse | 19-AC1-D3031-130-CLR01 | CHILLER WATER COOLER #1 | YORK | GLFM274295 | YTGOA1B2-CCH | OM00030492 |  | NEAR BOILER ROOM | NA | NA | R-123 | DNA | 480 | 250 | Electric | 3 | NA | NA | \Classifications\Building System Class\D30-HVAC Systems\D3030 - Cooling SYS\Chiller, Water Cooled - CLR | 1013160
19-AC1 | 19-AC1 San Fernando Courthouse | 19-AC1-D3031-130-CLR02 | CHILLER WATER COOLED #2 | YORK | GLFM074507 | YTG0A1B2-CCH | OM00030517 |  | NEAR BOILER ROOM | NA | NA | R-123 | DNA | 480 | 250 | Electric | 3 | NA | NA | \Classifications\Building System Class\D30-HVAC Systems\D3030 - Cooling SYS\Chiller, Water Cooled - CLR | 1013161
19-AC1 | 19-AC1 San Fernando Courthouse | 19-AC1-D5092-250-ELT01 | LIGHTING - EXTERIOR (QTYneeded) | NA | NA | NA | OM00033443 |  | OUTSIDE OF BUILDING | NA | NA | NA | NA | 277 | NA | Electric | 1 | NA | NA | \Classifications\Building System Class\D50-Electrical SYS\D5090 - Elec SYS\Exterior Lighting - ELT | 1013174
19-AC1 | 19-AC1 San Fernando Courthouse | 19-AC1-D3021-130-BLR01 | BOILER #1 | RBI | 110540828 | DB-1350 | OM00030992 |  | BASEMENT | NA | NA | NA | 1/2 | 230 | 2.9 | Natural gas | 3 | 825000 | 660,000 | \Classifications\Building System Class\D30-HVAC Systems\D3020 - Heat SYS\Boiler,Hot Water,Oil/Gas/Comb. - BLR | 1013179
19-AC1 | 19-AC1 San Fernando Courthouse | 19-AC1-D3021-130-BLR02 | BOILER #2 | RBI | 110540827 | DB-1350 | OM00030991 |  | BOILER ROOM | NA | NA | NA | 1/2 | 230 | 2.9 | Natural gas | 3 | 825000 | 660,000 | \Classifications\Building System Class\D30-HVAC Systems\D3020 - Heat SYS\Boiler,Hot Water,Oil/Gas/Comb. - BLR | 1013180
19-AC1 | 19-AC1 San Fernando Courthouse | 19-AC1-D3030-110-CTW01 | COOLING TOWER #2 | EVAPCO | 977554W | AT859B | OM00030494 |  | EXTERIOR ROOF | DNA | NA | NA | 10 | 460 | 5.1 | Electric | 3 | NA | NA | \Classifications\Building System Class\D30-HVAC Systems\D3030 - Cooling SYS\Cooling Tower - CTW | 1013181
19-AC1 | 19-AC1 San Fernando Courthouse | 19-AC1-D3030-110-CTW02 | COOLING TOWER #1 | EVAPCO | 977555W | AT-8-59B | OM00030493 |  | EXTERIOR ROOF | DNA | NA | NA | 10 | 440 | 5.1 | Electric | 3 | NA | NA | \Classifications\Building System Class\D30-HVAC Systems\D3030 - Cooling SYS\Cooling Tower - CTW | 1013182
19-AC1 | 19-AC1 San Fernando Courthouse | 19-AC1-D2023-100-BFP02 | Backflow, Domestic 6" | FEBCO | 9709111135 | 860 6" | OM00033699 |  | Backflow Enclosure - Employee Parking | NA | NA | NA | NA | NA | NA | NA | NA | NA | NA | \Classifications\Building System Class\D20-Plumbing\D2020 - Domestic Water\Backflow Preventer - BFP | 1013184
19-AC1 | 19-AC1 San Fernando Courthouse | 19-AC1-D2023-100-BFP03 | Backflow, Fire Service 4" | FEBCO | 9707291313 | 860 4" | OM00033698 |  | Backflow Enclosure - Employee Parking | NA | NA | NA | NA | NA | NA | NA | NA | NA | NA | \Classifications\Building System Class\D20-Plumbing\D2020 - Domestic Water\Backflow Preventer - BFP | 1013185
19-AC1 | 19-AC1 San Fernando Courthouse | 19-AC1-D1091-100-DMW01 | LIFT DUMBWAITER - non OP, electricity disconnected | DNA | \15468 | 101 | OM00030547 | NO STATE ID# - no record of permit | NEAR MECHANICS ROOM | NA | NA | NA | 3 | 480 | 4.3 | Electric | 3 | NA | NA | \Classifications\Building System Class\D10-Conveyance Systems\D1090 - Other Conveyance Systems\Dumbwaiter - DMW | 1013192
19-AC1 | 19-AC1 San Fernando Courthouse | 19-AC1-D3042-240-SEF01 | FAN, SPECIALITY EXHAUST (REFRIGERATION LEAK FAN) | NA | NA | NA | OM00030546 |  | BEHIND CHILLER #1 | NA | NA | NA | 1/3 | 120 | 1 | Electric | 1 | NA | NA | \Classifications\Building System Class\D30-HVAC Systems\D3040 - Distribution SYS\Supply/Exhaust/Return fans- FAN | 1013210
19-AC1 | 19-AC1 San Fernando Courthouse | 19-AC1-B3010-100-RUF01 | ROOF | NA | NA | NA | OM00033445 |  | TOP OF BUILDING | NA | NA | NA | NA | NA | NA | NA | NA | NA | NA | \Classifications\Building System Class\B30-Roofing\B3010 - Roof Types\Roof - RUF | 1013211
19-AC1 | 19-AC1 San Fernando Courthouse | 19-AC1-D5036-200-CSY01 | CLOCK SYSTEM | SIMPLEX | DNA | 2350 MASTER TIME SYSTEM | OM00030502 |  | ACROSS FROM GYM | NA | NA | NA | NA | 120 | DNA | Electric | 1 | NA | NA | \Classifications\Building System Class\D50-Electrical SYS\D5030 - Comm & Security\Clock Systems - CSY | 1013213
19-AC1 | 19-AC1 San Fernando Courthouse | 19-AC1-D1092-120-PTS01 | PNEUMATIC TUBE SYSTEMS | NA | NA | NA | OM00033444 |  | T/O THE BUILDING | NA | NA | NA | NA | NA | NA | NA | NA | NA | NA | \Classifications\Building System Class\D10-Conveyance Systems\D1090 - Other Conveyance Systems\Pneumatic Tube System -PTS | 1013214
19-AC1 | 19-AC1 San Fernando Courthouse | 19-AC1-D2017-100-SHW01 | EYE WASH & EMERGENCY SHOWERS | HAWS CORP | NA | 8300 | OM00033446 |  | NEAR CHILLER | NA | NA | NA | NA | NA | NA | NA | NA | NA | NA | \Classifications\Building System Class\D20-Plumbing\D2010 - Plumb Fix\Showers - SHW | 1013215
19-AC1 | 19-AC1 San Fernando Courthouse | 19-AC1-D2023-310-WBS01 | PUMP, DOMESTIC WATER BOOSTER SYSTEM | PACO | S197D05491 | MIT3.0/5.0/STD | OM00030542 |  | NEAR ENGINEERING OFFICE | NA | NA | NA | 5.0 | 430 | 21 | Electric | 3 | NA | NA | \Classifications\Building System Class\D20-Plumbing\D2020 - Domestic Water\Domestic Water Booster System - WBS | 1013216
19-AC1 | 19-AC1 San Fernando Courthouse | 19-AC1-D2022-260-HWG02 | WATER HEATER DOMESTIC #2 (GAS-18000BTU) | RAYPACK | 203192863 | WH1-0181 | OM00030531 |  | BOILER ROOM | NA | NA | NA | .5 | 120 | 15 | Gas | 1 | 181,000 | DNA | \Classifications\Building System Class\D20-Plumbing\D2020 - Domestic Water\Domestic Water Heater, Gas - HWG | 1013217
19-AC1 | 19-AC1 San Fernando Courthouse | 19-AC1-D2022-260-HWG04 | WATER HEATER DOMESTIC #4 (GAS-18000BTU) | RAYPACK | 203192862 | WH1-0181 | OM00030529 |  | BOILER ROOM | NA | NA | NA | 1/2 | 120 | 15 | Gas | 1 | 181,000 | DNA | \Classifications\Building System Class\D20-Plumbing\D2020 - Domestic Water\Domestic Water Heater, Gas - HWG | 1013218
19-AC1 | 19-AC1 San Fernando Courthouse | 19-AC1-D2022-260-HWG03 | WATER HEATER DOMESTIC #3 (GAS-18000BTU) | RAYPACK | 0101178474 | WH1-0181 | OM00030530 |  | BOILER ROOM | NA | NA | NA | .5 | 115 | 151 | Gas | 1 | 181,000 | DNA | \Classifications\Building System Class\D20-Plumbing\D2020 - Domestic Water\Domestic Water Heater, Gas - HWG | 1013219
19-AC1 | 19-AC1 San Fernando Courthouse | 19-AC1-D3020-100-HET01 | DEAERATOR TANK HOT WATER | NA | NA | NA | OM00030533 |  | BOILER ROOM | NA | NA | NA | NA | NA | NA | NA | NA | NA | NA | \Classifications\Building System Class\D30-HVAC Systems\D3020 - Heat SYS\Heater Water Expansion Tank - HET | 1013220
19-AC1 | 19-AC1 San Fernando Courthouse | 19-AC1-D3020-100-HET02 | DEARATOR TANK CHILL WATER | NA | NA | NA | OM00030524 |  | IN CHILLER ROOM | NA | NA | NA | NA | NA | NA | NA | NA | NA | NA | \Classifications\Building System Class\D30-HVAC Systems\D3020 - Heat SYS\Heater Water Expansion Tank - HET | 1013221
19-AC1 | 19-AC1 San Fernando Courthouse | 19-AC1-D3044-125-PHW01 | PUMP HOT WATER #1 | BELL & GOSSETT | DNA | 114BB | OM00030528 |  | BOILER ROOM | NA | NA | NA | 3 | 480 | 4.2 | Electric | 3 | NA | NA | \Classifications\Building System Class\D30-HVAC Systems\D3040 - Distribution SYS\Hot Water Pump - PHW | 1013222
19-AC1 | 19-AC1 San Fernando Courthouse | 19-AC1-D3044-125-PHW02 | PUMP HOT WATER #2 | BELL & GOSSETT | DNA | 114BB | OM00030527 |  | BOILER ROOM | NA | NA | NA | 3 | 480 | 42 | Electric | 3 | NA | NA | \Classifications\Building System Class\D30-HVAC Systems\D3040 - Distribution SYS\Hot Water Pump - PHW | 1013223
19-AC1 | 19-AC1 San Fernando Courthouse | 19-AC1-D3031-100-PCH01 | PUMP CHILLED WATER #1 | BELL & GOSSETT | 1114163 | 3BB9.5BF | OM00030539 |  | NEW CHILLER | NA | NA | NA | 10 | 480 | 13 | Electric | 3 | NA | NA | \Classifications\Building System Class\D30-HVAC Systems\D3030 - Cooling SYS\Chilled Water Pump - PCH | 1013224
19-AC1 | 19-AC1 San Fernando Courthouse | 19-AC1-D3031-100-PCH02 | CONDENSOR WATER TOWER PUMP #3 | PEERLESS | 9701671-B | C1040AMBF204 | OM00030522 |  | NEAR CHILLER | NA | NA | NA | 20 | 480 | 25 | Electric | 3 | NA | NA | \Classifications\Building System Class\D30-HVAC Systems\D3030 - Cooling SYS\Chilled Water Pump - PCH | 1013225
19-AC1 | 19-AC1 San Fernando Courthouse | 19-AC1-D3031-100-PCH03 | PUMP CHILLED WATER #2 | BELL & GOSSET | 1114162 | 3BB9.5BF | OM00030538 |  | NEAR CHILLER | NA | NA | NA | 10 | 480 | 13 | Electric | 3 | NA | NA | \Classifications\Building System Class\D30-HVAC Systems\D3030 - Cooling SYS\Chilled Water Pump - PCH | 1013226
19-AC1 | 19-AC1 San Fernando Courthouse | 19-AC1-D3031-100-PCH04 | CONDENSER WATER TOWER WATER PUMP #2 | PEERLESS | 685406 | C1040AMBF204 | OM00030523 |  | NEAR CHILLER | NA | NA | NA | 20 | 480 | 26.5 | Electric | 3 | NA | NA | \Classifications\Building System Class\D30-HVAC Systems\D3030 - Cooling SYS\Chilled Water Pump - PCH | 1013227
19-AC1 | 19-AC1 San Fernando Courthouse | 19-AC1-D3041-110-AHU03 | AIR HANDLING UNIT #3 | PACE | 80-40326-03 | A27AF-S1 | OM00030554 |  | FAN ROOM | 3-B120 | 24X24X12=2 | NA | 25 | 460 | 32 | Electric | 3 | NA | NA | \Classifications\Building System Class\D30-HVAC Systems\D3040 - Distribution SYS\Air Handling Unit - AHU | 1013235
19-AC1 | 19-AC1 San Fernando Courthouse | 19-AC1-D3041-110-AHU04 | AIR HANDLING UNIT #4 | PACE | 80-40326-04 | A15FC | OM00030555 |  | FAN ROOM | Z-A70 | 24X24X12=2 | NA | 3 | 460 | 4.2 | Electric | 3 | NA | NA | \Classifications\Building System Class\D30-HVAC Systems\D3040 - Distribution SYS\Air Handling Unit - AHU | 1013236
19-AC1 | 19-AC1 San Fernando Courthouse | 19-AC1-D3041-110-AHU05 | AIR HANDLING UNIT #5 | PACE | 80-40326-05 | A24F | OM00030557 |  | FAN ROOM | 3-B108 | 24X24X12=8 / 12X24X12=4 | NA | 20 | 460 | 25 | Electric | 3 | NA | NA | \Classifications\Building System Class\D30-HVAC Systems\D3040 - Distribution SYS\Air Handling Unit - AHU | 1013237
19-AC1 | 19-AC1 San Fernando Courthouse | 19-AC1-D3041-110-AHU06 | AIR HADNLING UNIT #6 | PACE | 80-40326-06 | A12F | OM00030556 |  | FAN ROOM | 2XA53 | 24X24X12=2 | NA | 2 | 460 | 2.8 | Electric | 3 | NA | NA | \Classifications\Building System Class\D30-HVAC Systems\D3040 - Distribution SYS\Air Handling Unit - AHU | 1013238
19-AC1 | 19-AC1 San Fernando Courthouse | 19-AC1-D3041-110-AHU07 | AIR HANDLING UNIT #7 | PACE | 80-40326-07 | A22AF | OM00030559 |  | FAN ROOM | 2-B100 | 24X24X12=8 | NA | 15 | 460 | 20 | Electric | 3 | NA | NA | \Classifications\Building System Class\D30-HVAC Systems\D3040 - Distribution SYS\Air Handling Unit - AHU | 1013239
19-AC1 | 19-AC1 San Fernando Courthouse | 19-AC1-D3041-110-AHU08 | AIR HANDLING UNIT #8 | PACE | 80-40325-08 | A15FC | OM00030560 |  | FAN ROOM | Z-A58 | 24X24X12=2 | NA | 3 | 460 | 4.2 | Electric | 3 | NA | NA | \Classifications\Building System Class\D30-HVAC Systems\D3040 - Distribution SYS\Air Handling Unit - AHU | 1013240
19-AC1 | 19-AC1 San Fernando Courthouse | 19-AC1-D3041-210-SFN03 | FAN, SUPPLY (TF-3) | PACE | NA | NA | OM00030552 |  | HANGING FROM CEILING | NA | NA | NA | 1/6 | 120 | NA | Electric | 1 | NA | NA | \Classifications\Building System Class\D30-HVAC Systems\D3040 - Distribution SYS\Supply/Exhaust/Return fans- FAN | 1013241
19-AC1 | 19-AC1 San Fernando Courthouse | 19-AC1-D3041-210-SFN01 | FAN SUPPLY (TF-1) | PACE | 80-40326-15 | NA | OM00030651 |  | HANGING FROM CEILING | NA | 2=24X24X2 | NA | 1/6 | 120 | NA | Electric | 1 | NA | NA | \Classifications\Building System Class\D30-HVAC Systems\D3040 - Distribution SYS\Supply/Exhaust/Return fans- FAN | 1013242
19-AC1 | 19-AC1 San Fernando Courthouse | 19-AC1-D3041-210-SFN02 | FAN - SUPPLY (TF-2) | PACE | NA | NA | OM00033809 |  | HANGING FROM CEILING | NA | 2=24X24X2 | NA | 1/6 | 120 | NA | Electric | 1 | NA | NA | \Classifications\Building System Class\D30-HVAC Systems\D3040 - Distribution SYS\Supply/Exhaust/Return fans- FAN | 1013243
19-AC1 | 19-AC1 San Fernando Courthouse | 19-AC1-D3090-114-CMP01 | COMPRESSOR CONTROL AIR | DEVILBISS | 3217 | 447 | OM00030519 | State ID#: A009164-83 ¦ 5832 | IN CHILLER ROOM | DNA | NA | NA | 1.5 | 480 | 10 | Electric | 3 | NA | NA | \Classifications\Building System Class\D30-HVAC Systems\D3090 - Other HVAC Systems and Equipment\Air Compressor - CMP | 1013244
19-AC1 | 19-AC1 San Fernando Courthouse | 19-AC1-D4010-150-FMS01 | FIRE SYSTEM, ALL STAND PIPES | VIETAULIE | NA | NA | OM00030553 |  | 6-16 MECHANICAL ROOM | NA | NA | NA | NA | NA | NA | Other | NA | NA | NA | \Classifications\Building System Class\D40-Fire Protection SYS\D4010 - Sprinkler SYS\Fire Systems, stand pipes - FMS | 1013245
19-AC1 | 19-AC1 San Fernando Courthouse | 19-AC1-D5010-200-ESD01 | ELECTRICAL, MAIN ELECTRICAL PANEL | GOULD | NA | FC-1 | OM00030535 |  | NEAR GENERATOR ROOM | NA | NA | NA | NA | 480 | 1600 | Electric | 3 | NA | NA | \Classifications\Building System Class\D50-Electrical SYS\D5010 - Elec Service & Dist\Electical Service and Distribution - ESD | 1013246
19-AC1 | 19-AC1 San Fernando Courthouse | 19-AC1-D5010-234-ATS02 | ELECTRICAL , AUTOMATIC TRANSFER SWITCH #2 | ASCO | 131105-1 | C940315097C | OM00030537 |  | NEAR GENERATOR ROOM | NA | NA | NA | NA | 480 | 400 | Electric | 3 | NA | NA | \Classifications\Building System Class\D50-Electrical SYS\D5010 - Elec Service & Dist\Automatic Transfer Switch - ATS | 1013248
19-AC1 | 19-AC1 San Fernando Courthouse | 19-AC1-G3063-100-DAT01 | DAY TANK | PRYCO | NA | PY25ULDW | OM00030541 |  | IN GEN RM | NA | NA | NA | NA | NA | NA | Diesel | NA | NA | NA | \Classifications\Building System Class\G30-Site Mechanical Utilities\G3060 - Fuel Distribution\Tank, Fuel Storage Day - DAT | 1013250
19-AC1 | 19-AC1 San Fernando Courthouse | 19-AC1-B2034-400-DOH01 | ROLL UP GATE CAFETERIA | NA | NA | NA | OM00033697 |  | 1ST KITCHEN | NA | NA | NA | .5 | 480 | NA | Electric | 3 | NA | NA | \Classifications\Building System Class\B20-General Building Exterior\B2030 - Exterior Doors\Door,Overhead-Shutter,Manual,Elec,Roll-up - DOH | 1013251
19-AC1 | 19-AC1 San Fernando Courthouse | 19-AC1-D3030-160-ECW01 | EVAPORATIVE COOLER #1 | NA | NA | NA | OM00030544 |  | CHILLER ROOM | NA | NA | NA | NA | 120 | NA | Electric | 1 | NA | NA | \Classifications\Building System Class\D30-HVAC Systems\D3030 - Cooling SYS\Evaporative Cooler - ECW | 1013252
19-AC1 | 19-AC1 San Fernando Courthouse | 19-AC1-D3030-160-ECW02 | EVAPORATIVE COOLER #2 | NA | NA | NA | OM00030558 |  | EXTERIOR NEAR DEPT. K | A-88 | NA | NA | NA | 460 | 1.7 | NA | 3 | NA | NA | \Classifications\Building System Class\D30-HVAC Systems\D3030 - Cooling SYS\Evaporative Cooler - ECW | 1013253
19-AC1 | 19-AC1 San Fernando Courthouse | 19-AC1-D3042-220-EFN10 | EXHAUST FAN #10 | CENTRIMASTER | TFC286610 | PL135D4U | OM00030550 |  | 2ND FLOOR - ROOF | 4L390 | NA | NA | 1/6 | 115 | 3.5 | Electric | 1 | NA | NA | \Classifications\Building System Class\D30-HVAC Systems\D3040 - Distribution SYS\Supply/Exhaust/Return fans- FAN | 1013254
19-AC1 | 19-AC1 San Fernando Courthouse | 19-AC1-D3042-220-EFN02 | EXHAUST FAN 2 | NA | NA | NA | OM00030548 |  | ROOF | DNA | NA | NA | 3 | 480 | DNA | Electric | 3 | DNA | DNA | \Classifications\Building System Class\D30-HVAC Systems\D3040 - Distribution SYS\Supply/Exhaust/Return fans- FAN | 1013255
19-AC1 | 19-AC1 San Fernando Courthouse | 19-AC1-D3042-220-EFN04 | EXHAUST FAN 4 | CENTRI MASTER | TFC286602 | PL1636 | OM00030495 |  | NEAR P-3 | 4L430 | NA | NA | 1/3 | 115 | DNA | Electric | 1 | DNA | DNA | \Classifications\Building System Class\D30-HVAC Systems\D3040 - Distribution SYS\Supply/Exhaust/Return fans- FAN | 1013256
19-AC1 | 19-AC1 San Fernando Courthouse | 19-AC1-D3042-220-EFN05 | EXHAUST FAN 5 | CENTRI MASTER | TFC286604 | PL163FU | OM00030496 |  | NEAR P-3 | 3L-430 | NA | NA | 1/3 | 115 | 4.1 | Electric | 1 | DNA | DNA | \Classifications\Building System Class\D30-HVAC Systems\D3040 - Distribution SYS\Supply/Exhaust/Return fans- FAN | 1013257
19-AC1 | 19-AC1 San Fernando Courthouse | 19-AC1-D3042-220-EFN06 | EXHAUST FAN 6 | CENTRI MASTER | TFC286604 | PL163FV | OM00080500 |  | NEAR P-5 | 3L-430 | NA | NA | 1/3 | 115 | 4.1 | Electric | 1 | DNA | NA | \Classifications\Building System Class\D30-HVAC Systems\D3040 - Distribution SYS\Supply/Exhaust/Return fans- FAN | 1013258
19-AC1 | 19-AC1 San Fernando Courthouse | 19-AC1-D3042-220-EFN07 | EXHAUST FAN 7 | CENTRI MASTER | VFC286606 | PL135LV | OM00030499 |  | NEAR P-5 | 3L-400 | NA | NA | 1/4 | 115 | 3.2 | Electric | 1 | DNA | DNA | \Classifications\Building System Class\D30-HVAC Systems\D3040 - Distribution SYS\Supply/Exhaust/Return fans- FAN | 1013259
19-AC1 | 19-AC1 San Fernando Courthouse | 19-AC1-D3042-220-EFN08 | EXHAUST FAN 8 | CENRI MASTER | TFC286602 | PL365MU | OM00030497 |  | NEAR P-3 | A-85 | NA | NA | 3 | 460 | 4.3 | Electric | 3 | DNA | DNA | \Classifications\Building System Class\D30-HVAC Systems\D3040 - Distribution SYS\Supply/Exhaust/Return fans- FAN | 1013260
19-AC1 | 19-AC1 San Fernando Courthouse | 19-AC1-D3042-220-EFN09 | EXHAUST FAN 9 | CENTRI MASTER | UFC286608 | PL365MU | OM00030498 |  | NEAR P-5 | A85 | NA | NA | 3 | 460 | 4.3 | Electric | 3 | DNA | DNA | \Classifications\Building System Class\D30-HVAC Systems\D3040 - Distribution SYS\Supply/Exhaust/Return fans- FAN | 1013261
19-AC1 | 19-AC1 San Fernando Courthouse | 19-AC1-D4031-100-FEX76 | FIRE EXTINGUISHERS | AMEREX | NA | 500 | OM00030504 |  | ENTIRE BUILDING | NA | NA | NA | NA | NA | NA | NA | NA | NA | NA | \Classifications\Building System Class\D40-Fire Protection SYS\D4030 - FIRE SPEC\Fire Extinguisher - FEX | 1013262
19-AC1 | 19-AC1 San Fernando Courthouse | 19-AC1-D5037-710-FAP01 | FIRE SYSTEMS - FIRE PANEL | SIMPLEX | NA | 4020 | OM00030503 |  | ELECTRICAL ROOM | NA | NA | NA | NA | 115 | NA | Electric | 1 | NA | NA | \Classifications\Building System Class\D50-Electrical SYS\D5030 - Comm & Security\Fire Alarm Panel - FAP | 1013263
19-AC1 | 19-AC1 San Fernando Courthouse | 19-AC1-D4010-150-FMS02 | DRY STANDPIPE FIRS | JENKINS | NA | 300 | OM00033700 |  | NEAR EMPLOYEE PARKING | NA | NA | NA | NA | NA | NA | NA | NA | NA | NA | \Classifications\Building System Class\D40-Fire Protection SYS\D4010 - Sprinkler SYS\Fire Systems, stand pipes - FMS | 1013264
19-AC1 | 19-AC1 San Fernando Courthouse | 19-AC1-G2050-200-LSC01 | LANDSCAPING | NA | NA | NA | OM00033442 |  | OUTSIDE OF BUILDING | NA | NA | NA | NA | NA | NA | NA | NA | NA | NA | \Classifications\Building System Class\G20-Other Systems\G2050 - Landscaping\Landscaping - LSC | 1013266
19-AC1 | 19-AC1 San Fernando Courthouse | 19-AC1-G2049-300-HSC01 | HARDSCAPE | NA | NA | NA | OM00033441 |  | OUTSIDE OF BUILDINGAN | NA | NA | NA | NA | NA | NA | NA | NA | NA | NA | \Classifications\Building System Class\G20-Other Systems\G2040 - Site Development\Hardscape - HSC | 1013267
19-AC1 | 19-AC1 San Fernando Courthouse | 19-AC1-D2030-410-PMS01 | SEWER EJECTOR | PACO PUMP | 30006-1 | N213T17OCIA | OM00030990 |  | NEAR ENGINEER OFFICE | NA | NA | NA | 7.5 | 480 | 10 | Electric | 3 | NA | NA | \Classifications\Building System Class\D20-Plumbing\D2030 - Sani Waste\Sewage Ejector Pump - PMS | 1013268
19-AC1 | 19-AC1 San Fernando Courthouse | 19-AC1-D2040-100-PSU01 | SUMP PUMP | NA | NA | NA | OM00030995 |  | NEAR GEN RM | NA | NA | NA | DNA | DNA | DNA | Electric | DNA | NA | NA | \Classifications\Building System Class\D20-Plumbing\D2040 - Rain Drain\Sump Pump - PSU | 1013269
19-AC1 | 19-AC1 San Fernando Courthouse | 19-AC1-G3010-210-PWT01 | POTABLE WATER TANK #1 (HOT WATER) | AMERICAN STANDARD | C09-1029 | ST-200-ASME | OM00030993 |  | IN BOILER ROOM | NA | NA | NA | NA | NA | NA | NA | NA | NA | NA | \Classifications\Building System Class\G30-Site Mechanical Utilities\G3010 - Water Supply\Potable Water Storage Tank - PWT | 1013270
19-AC1 | 19-AC1 San Fernando Courthouse | 19-AC1-G3010-210-PWT02 | POTABLE WATER TANK #1 | AMERICAN STANDARD | A-09-0185 | ST-120AS | OM00030994 |  | IN BOILER ROOM | NA | NA | NA | NA | NA | NA | NA | NA | NA | NA | \Classifications\Building System Class\G30-Site Mechanical Utilities\G3010 - Water Supply\Potable Water Storage Tank - PWT | 1013271
19-AC1 | 19-AC1 San Fernando Courthouse | 19-AC1-G3063-100-AST01 | FUEL TANK | ENVIROVAULT | MH7565 | UFC A-11-F-1 | OM00030989 |  | NEAR LOADING DOCK | NA | NA | NA | NA | NA | NA | Diesel | NA | NA | NA | \Classifications\Building System Class\G30-Site Mechanical Utilities\G3060 - Fuel Distribution\Tank, Fuel Storage, Above Ground - AST | 1013272
19-AC1 | 19-AC1 San Fernando Courthouse | 19-AC1-D3041-110-AHU09 | AIR HANDLING UNIT #9 | PACE | 80-40326-09 | A-22AF-S1 | OM00030564 |  | FAN ROOM | 3-B97 | 24X24X12=8 | NA | 20 | 460 | 25 | Electric | 3 | NA | NA | \Classifications\Building System Class\D30-HVAC Systems\D3040 - Distribution SYS\Air Handling Unit - AHU | 1013294
19-AC1 | 19-AC1 San Fernando Courthouse | 19-AC1-D3041-110-AHU10 | AIR HANDLING UNIT #10 | PACE | 80-40326-10 | A9FC-S1 | OM00030563 |  | FAN ROOM | DNA | 24X24X12-1 | NA | 3 | 460 | 1.7 | Electric | 3 | NA | NA | \Classifications\Building System Class\D30-HVAC Systems\D3040 - Distribution SYS\Air Handling Unit - AHU | 1013295
19-AC1 | 19-AC1 San Fernando Courthouse | 19-AC1-D3041-110-AHU11 | AIR HANDLING UNIT #11 | PACE | 80-40326-11 | A20-AF | OM00030562 |  | FAN ROOM | 2=B100 | 24X24X12=6 | NA | 15 | 460 | 20 | Electric | 3 | NA | NA | \Classifications\Building System Class\D30-HVAC Systems\D3040 - Distribution SYS\Air Handling Unit - AHU | 1013296
19-AC1 | 19-AC1 San Fernando Courthouse | 19-AC1-D3041-110-AHU12 | AIR HANDLING UNIT #12 | PACE | 80-403261-12 | A15FL | OM00030561 |  | FAN ROOM | 2=A73 | 24X24XX12=2 | NA | 3 | 460 | 4.2 | Electric | 3 | NA | NA | \Classifications\Building System Class\D30-HVAC Systems\D3040 - Distribution SYS\Air Handling Unit - AHU | 1013297
19-AC1 | 19-AC1 San Fernando Courthouse | 19-AC1-D3041-110-AHU01 | AIR HANDLING UNIT #1 | PACE | 80-40326-01 | NA | OM00030545 |  | FAN ROOM | B-90 | 8=24X24X12 | NA | 15 | 480 | DNA | Electric | 3 | NA | NA | \Classifications\Building System Class\D30-HVAC Systems\D3040 - Distribution SYS\Air Handling Unit - AHU | 1013328
19-AC1 | 19-AC1 San Fernando Courthouse | 19-AC1-D3041-110-AHU02 | AIR HANDLING UNIT #2 | PACE | 80-40326-02 | A12FC | OM00030540 |  | FAN ROOM | 2=A50 / 2=4L520 | 2=24X24X2 / 2=24X24X12 | NA | 2 | 480 | DNA | Electric | 3 | NA | NA | \Classifications\Building System Class\D30-HVAC Systems\D3040 - Distribution SYS\Air Handling Unit - AHU | 1013329
19-AC1 | 19-AC1 San Fernando Courthouse | 19-AC1-D3041-110-AHU13 | AIR HANDLING UNIT #13 | PACE | 8040326-13 | A24AF | OM00030649 |  | Fan Room | 3=B108 | 8=24X24X12 | NA | DNA | 480 | 25 | Electric | 3 | NA | NA | \Classifications\Building System Class\D30-HVAC Systems\D3040 - Distribution SYS\Air Handling Unit - AHU | 1013330
19-AC1 | 19-AC1 San Fernando Courthouse | 19-AC1-D3041-110-AHU14 | AIR HANDLING UNIT #14 | PACE | 80-40326-14 | A-15-FC | OM00030501 |  | FAN ROOM | A-71 | 24X24X12=2 | NA | 3 | 480 | 4.2 | Electric | 3 | NA | NA | \Classifications\Building System Class\D30-HVAC Systems\D3040 - Distribution SYS\Air Handling Unit - AHU | 1013331
19-AC1 | 19-AC1 San Fernando Courthouse | 19-AC1-D4094-450-SFM01 | Halon Extinguishing System SFM01 | FIQUENCH | 215-1338 | NA | OM00036761 |  | Main Electrical Room G88 - Basement | NA | NA | NA | NA | NA | NA | NA | NA | NA | NA | \Classifications\Building System Class\D40-Fire Protection SYS\D4090 - Other Fire Protection Systems\Fire Suppression, Gaseous - SFM | 1015398
19-AC1 | 19-AC1 San Fernando Courthouse | 19-AC1-D4094-450-SFM03 | Halon Extinguishing System (SFM03) | FIQUENCH | 125-777 | NA | OM00036762 |  | Exhibit Vault 1st Floor | NA | NA | NA | NA | NA | NA | Electric | NA | NA | NA | \Classifications\Building System Class\D40-Fire Protection SYS\D4090 - Other Fire Protection Systems\Fire Suppression, Gaseous - SFM | 1015399
19-AC1 | 19-AC1 San Fernando Courthouse | 19-AC1-D4094-450-SFM02 | Halon Extinguishing System SFM02 | FIQUENCH | 125-776 | NA | OM00036763 |  | Exhibit Vault | NA | NA | NA | NA | NA | NA | NA | NA | NA | NA | \Classifications\Building System Class\D40-Fire Protection SYS\D4090 - Other Fire Protection Systems\Fire Suppression, Gaseous - SFM | 1015400
19-AC1 | 19-AC1 San Fernando Courthouse | 19-AC1-D4094-450-SFM04 | Halon Extinguishing System SFM04 | FIQUENCH | 125-779 | NA | OM00036764 |  | Server Room 1016, 1st Floor | NA | NA | NA | NA | DNA | DNA | Electric | DNA | NA | NA | \Classifications\Building System Class\D40-Fire Protection SYS\D4090 - Other Fire Protection Systems\Fire Suppression, Gaseous - SFM | 1015401
19-AC1 | 19-AC1 San Fernando Courthouse | 19-AC1-D4094-450-SFM05 | Halon Fire Extinguishing System SFM05 | FIQUENCH | 60-2618 | NA | OM00036765 |  | Roof P6 Radio Communications | NA | NA | NA | NA | NA | NA | NA | NA | NA | NA | \Classifications\Building System Class\D40-Fire Protection SYS\D4090 - Other Fire Protection Systems\Fire Suppression, Gaseous - SFM | 1015402
19-AC1 | 19-AC1 San Fernando Courthouse | 19-AC1-B2034-400-DOH02 | DOOR, OVERHEAD #2 (ROLL-UP, G97) | POWER MASTER | 62441194 | M6 | OM00036760 |  | NORTH GATE IN SALLY PORT | NA | NA | NA | 4-Mar | 480 | 1.7 | Electric | 3 | NA | NA | \Classifications\Building System Class\B20-General Building Exterior\B2030 - Exterior Doors\Door,Overhead-Shutter,Manual,Elec,Roll-up - DOH | 1015553
19-AC1 | 19-AC1 San Fernando Courthouse | 19-AC1-B2034-400-DOH03 | DOOR, OVERHEAD #3 (ROLL-UP, G94) | POWER MASTER | NA | NA | OM00036759 |  | SOUTH GATE IN SALLY PORT | NA | NA | NA | 2-Jan | 480 | 1.2 | Electric | 3 | NA | NA | \Classifications\Building System Class\B20-General Building Exterior\B2030 - Exterior Doors\Door,Overhead-Shutter,Manual,Elec,Roll-up - DOH | 1015554
19-AC1 | 19-AC1 San Fernando Courthouse | 19-AC1-D3050-210-PKU01 | PACKAGE UNIT (TAG #3023371) | Liebert | NA | MINI-MATE | OM00036757 |  | ABOVE CEILING | NA | NA | R-22 | DNA | Other | DNA | Electric | 3 | DNA | DNA | \Classifications\Building System Class\D30-HVAC Systems\D3050 - Package SYS\Package Unit - PKU | 1015555
19-AC1 | 19-AC1 San Fernando Courthouse | 19-AC1-D5092-250-EML162 | LIGHTING, EMERGENCY (39) & EXIT (123) | NA | NA | NA | OM00036758 |  | THROUGHOUT BUILDING | NA | NA | NA | NA | Other | DNA | Electric | DNA | NA | NA | \Classifications\Building System Class\D50-Electrical SYS\D5090 - Elec SYS\Emergency And Exit Lighting - EML | 1015556
19-AC1 | 19-AC1 San Fernando Courthouse | 19-AC1-D5010-200-ESD02 | MAIN ELECTRICAL PANEL #2 | GOULD | NA | FC-1 | OM00036754 |  | MAIN ELECTRICAL ROOM | NA | NA | NA | NA | 480 | 4000 | Electric | 3 | NA | NA | \Classifications\Building System Class\D50-Electrical SYS\D5010 - Elec Service & Dist\Electical Service and Distribution - ESD | 1015630
19-AC1 | 19-AC1 San Fernando Courthouse | 19-AC1-D5010-200-ESD04 | DISTRIBUTION SWITCHBOARD #1 | GOULD | NA | FC-1 | OM00036755 |  | MAIN ELECTRICAL ROOM | NA | NA | NA | NA | 240 | 1200 | Electric | 3 | NA | NA | \Classifications\Building System Class\D50-Electrical SYS\D5010 - Elec Service & Dist\Electical Service and Distribution - ESD | 1015631
19-AC1 | 19-AC1 San Fernando Courthouse | 19-AC1-D5010-200-ESD05 | DISTRIBUTION SWITCHBOARD #2 (EMERGENCY POWER) | GOULD | NA | NA | OM00036756 |  | MAIN ELECTRICAL ROOM | NA | NA | NA | NA | 480 | 600 | Electric | 3 | NA | NA | \Classifications\Building System Class\D50-Electrical SYS\D5010 - Elec Service & Dist\Electical Service and Distribution - ESD | 1015632
19-AC1 | 19-AC1 San Fernando Courthouse | 19-AC1-D5011-240-TRN01 | ELECTRICAL, TRANSFORMER (300KVA) | SQUARE D | DNA | 300T3HF | OM00036753 |  | MAIN ELECTRICAL ROOM | NA | NA | NA | NA | 480 | 360 | Electric | 3 | NA | NA | \Classifications\Building System Class\D50-Electrical SYS\D5010 - Elec Service & Dist\Transformer - TRN | 1015633
19-AC1 | 19-AC1 San Fernando Courthouse | 19-AC1-B2010-100-BLD01 | Building - County Owned | NA | NA | NA | OM00036751 |  | ENTIRE BUILDING | NA | NA | NA | NA | NA | NA | NA | NA | NA | NA | \Classifications\Building System Class\B20-General Building Exterior\B2010 - Exterior Walls\Building - BLD | 1015699
19-AC1 | 19-AC1 San Fernando Courthouse | 19-AC1-D5037-710-FAP02 | FIRE ALARM PANEL #2 (HALON) | PYROTRONICS | DNA | SYSTEM 3 | OM00036636 |  | ELECTRICAL ROOM IN BASEMENT | NA | NA | NA | NA | 110 | DNA | Electric | 1 | NA | NA | \Classifications\Building System Class\D50-Electrical SYS\D5030 - Comm & Security\Fire Alarm Panel - FAP | 1015700
19-AC1 | 19-AC1 San Fernando Courthouse | 19-AC1-D5011-240-TRN02 | ELECTRICAL, TRANSFORMER #2 | SQUARE D | NA | NA | OM00036626 |  | ELECTRICAL ROOM IN BASEMENT | NA | NA | NA | NA | 480 | DNA | Electric | 3 | NA | NA | \Classifications\Building System Class\D50-Electrical SYS\D5010 - Elec Service & Dist\Transformer - TRN | 1015701
19-AC1 | 19-AC1 San Fernando Courthouse | 19-AC1-D5011-240-TRN03 | ELECTRICAL, TRANSFORMER #3 | SQUARE D | NA | NA | OM00036627 |  | ELECTRICAL ROOM IN BASEMENT | NA | NA | NA | NA | 480 | DNA | Electric | 3 | NA | NA | \Classifications\Building System Class\D50-Electrical SYS\D5010 - Elec Service & Dist\Transformer - TRN | 1015702
19-AC1 | 19-AC1 San Fernando Courthouse | 19-AC1-D5010-200-ESD03 | ELECTRICAL, SWITCHBOARD (UNDER 560 VOLTS) | GOULD | NA | FC-1 | OM00036625 |  | ELECTRICAL ROOM IN BASEMENT | NA | NA | NA | DNA | 240 | 1200 | Electric | 3 | NA | NA | \Classifications\Building System Class\D50-Electrical SYS\D5010 - Elec Service & Dist\Electical Service and Distribution - ESD | 1015704
19-AC1 | 19-AC1 San Fernando Courthouse | 19-AC1-D3041-230-RFN01 | FAN, RETURN #1 | TWIN CITY | 81-33459-1-1 | BAF DWDI | OM00036629 |  | FAN ROOM G-84 IN BASEMENT | DNA | NA | NA | 2 | 480 | 2.6 | Electric | 3 | NA | NA | \Classifications\Building System Class\D30-HVAC Systems\D3040 - Distribution SYS\Supply/Exhaust/Return fans- FAN | 1015705
19-AC1 | 19-AC1 San Fernando Courthouse | 19-AC1-D3041-230-RFN02 | FAN, RETURN #2 | TWIN CITY | 81-33459-2-1 | BAF DWDI | OM00036630 |  | FAN ROOM 1123 ON 1ST FLOOR | DNA | NA | NA | 5 | 480 | 6.8 | Electric | 3 | NA | NA | \Classifications\Building System Class\D30-HVAC Systems\D3040 - Distribution SYS\Supply/Exhaust/Return fans- FAN | 1015706
19-AC1 | 19-AC1 San Fernando Courthouse | 19-AC1-D3041-230-RFN03 | FAN, RETURN #3 | TWIN CITY | 81-33459-3-1 | BAF DWDI | OM00036631 |  | FAN ROOM 2149 ON 2ND FLOOR | B-103 | NA | NA | 5 | 480 | 6.8 | Electric | 3 | NA | NA | \Classifications\Building System Class\D30-HVAC Systems\D3040 - Distribution SYS\Supply/Exhaust/Return fans- FAN | 1015707
19-AC1 | 19-AC1 San Fernando Courthouse | 19-AC1-D3041-230-RFN04 | FAN, RETURN #4 | TWIN CITY | 81-33459-4-1 | BAF DWDI | OM00036632 |  | FAN ROOM 2033 ON 2ND FLOOR | B-103 | NA | NA | 5 | 480 | 6.8 | Electric | 3 | NA | NA | \Classifications\Building System Class\D30-HVAC Systems\D3040 - Distribution SYS\Supply/Exhaust/Return fans- FAN | 1015708
19-AC1 | 19-AC1 San Fernando Courthouse | 19-AC1-D3041-230-RFN05 | FAN, RETURN #5 | TWIN CITY | 81-33459-5-1 | BAF DWDI | OM00036633 |  | FAN ROOM 3154 ON 3RD FLOOR | B-103 | NA | NA | 5 | 480 | 6.8 | Electric | 3 | NA | NA | \Classifications\Building System Class\D30-HVAC Systems\D3040 - Distribution SYS\Supply/Exhaust/Return fans- FAN | 1015709
19-AC1 | 19-AC1 San Fernando Courthouse | 19-AC1-D3041-230-RFN06 | FAN, RETURN #6 | TWIN CITY | 81-33459-6-1 | BAF DWDI | OM00036634 |  | FAN ROOM 3027 ON 3RD FLOOR | B-103 | NA | NA | 5 | 480 | 6.8 | Electric | 3 | NA | NA | \Classifications\Building System Class\D30-HVAC Systems\D3040 - Distribution SYS\Supply/Exhaust/Return fans- FAN | 1015710
19-AC1 | 19-AC1 San Fernando Courthouse | 19-AC1-D3041-230-RFN07 | FAN, RETURN #7 | TWIN CITY | 81-33549-7-1 | BAF DWDI | OM00036635 |  | FAN ROOM 4069 ON 4TH FLOOR | B-103 | NA | NA | 5 | 480 | 6.8 | Electric | 3 | NA | NA | \Classifications\Building System Class\D30-HVAC Systems\D3040 - Distribution SYS\Supply/Exhaust/Return fans- FAN | 1015711
19-AC1 | 19-AC1 San Fernando Courthouse | 19-AC1-D2023-100-BFP04 | Backflow, Boiler and Chiller make-up 2" | WILKINS | 438515 | 975XL 2" | OM00030534 | OW0209916-FA0234826-BD0043661 | BOILER ROOM- By the boiler room entry door - chiller make-up 2" (LAPHD FORM REQUIRED) | NA | NA | NA | NA | NA | NA | NA | NA | NA | NA | \Classifications\Building System Class\D20-Plumbing\D2020 - Domestic Water\Backflow Preventer - BFP | 1016047
19-AC1 | 19-AC1 San Fernando Courthouse | 19-AC1-D4095-230-HBL01 | VENT KITCHEN HOOD #1 (MAIN KITCHEN, WET) | ANSUL | S254679 | R-102 | OM00036640 |  | MAIN KITCHEN ON 1ST FLOOR | NA | NA | NA | NA | DNA | DNA | Electric | DNA | NA | NA | \Classifications\Building System Class\D40-Fire Protection SYS\D4090 - Other Fire Protection Systems\Hood and Blower - HBL | 1016179
19-AC1 | 19-AC1 San Fernando Courthouse | 19-AC1-D4095-230-HBL02 | VENT KITCHEN HOOD #2 (MAIN KITCHEN, WET) | ANSUL | S246754 | R-102 | OM00036641 |  | DELI AREA ON 1ST FLOOR | NA | NA | NA | NA | DNA | DNA | Electric | DNA | NA | NA | \Classifications\Building System Class\D40-Fire Protection SYS\D4090 - Other Fire Protection Systems\Hood and Blower - HBL | 1016180
19-AC1 | 19-AC1 San Fernando Courthouse | 19-AC1-D1013-310-WCL01 | WHEELCHAIR LIFT (DEPT "F" COURTROOM) | BRAUN | 1522 | L950U294248 | OM00036653 | PEND RISK RVW | DEPT "F" COURTROOM #3130 | NA | NA | NA | NA | 110 | DNA | Electric |  | NA | NA | \Classifications\Building System Class\D10-Conveyance Systems\D1010 - Elevator\Wheelchair Lift - WCL | 1016562
19-AC1 | 19-AC1 San Fernando Courthouse | 19-AC1-D2023-100-BFP07 | BACKFLOW PREVENTER (IRRIGATION 2") | WILKINS ZURN | 372964 | 720-A | OM00036649 |  | NORTHEAST CORNER OF BUILDING IN FLOWER BED | NA | NA | NA | NA | NA | NA | NA | NA | NA | NA | \Classifications\Building System Class\D20-Plumbing\D2020 - Domestic Water\Backflow Preventer - BFP | 1016567
19-AC1 | 19-AC1 San Fernando Courthouse | 19-AC1-D2023-100-BFP08 | BACKFLOW PREVENTER (FIRE CROSSOVER 1") | WILKINS ZURN | A304253 | DC 350XL | OM00036652 | OW0209916-FA0234826-BD0043662-8304253 | BASEMENT ABOVE SUMP PUMPS (LAPHD FORM REQUIRED) | NA | NA | NA | NA | NA | NA | NA | NA | NA | NA | \Classifications\Building System Class\D20-Plumbing\D2020 - Domestic Water\Backflow Preventer - BFP | 1016568
19-AC1 | 19-AC1 San Fernando Courthouse | 19-AC1-D3090-220-CMD02 | COMPRESSOR AIR DRYER (CHILLER ROOM) | HANKINSON | H510A1150506293 | HPR5-10-115 | OM00036637 |  | BASEMENT CHILLER ROOM | NA | NA | R-134a | DNA | 110 | 3.2 | Electric | 1 | NA | NA | \Classifications\Building System Class\D30-HVAC Systems\D3090 - Other HVAC Systems and Equipment\Compressed Air Dryer - CMD | 1016600
19-AC1 | 19-AC1 San Fernando Courthouse | 19-AC1-D2023-310-HWP02 | PUMP, DOMESTIC HOT WATER CIRCULATION #1 (BASEMENT) | GRUNDFOS | PART-96402713 | C | OM00037711 |  | BASEMENT | NA | NA | NA | NA | 110 | 2.5 | Electric |  | NA | NA | \Classifications\Building System Class\D20-Plumbing\D2020 - Domestic Water\Domestic Hot Water Circulating Pump - HWP | 1016601
19-AC1 | 19-AC1 San Fernando Courthouse | 19-AC1-D2023-310-HWP03 | PUMP, DOMESTIC HOT WATER CIRCULATION #2 (BASEMENT) | GRUNDFOS | PART-96402713 | C | OM00037712 |  | BASEMENT | NA | NA | NA | NA | 110 | 2.5 | Electric |  | NA | NA | \Classifications\Building System Class\D20-Plumbing\D2020 - Domestic Water\Domestic Hot Water Circulating Pump - HWP | 1016602
19-AC1 | 19-AC1 San Fernando Courthouse | 19-AC1-D3042-220-EFN15 | EXHAUST FAN #15 (ROOM 1137) | CENTRI MASTER | NA | NA | OM00037715 |  | OVER CLERK'S OFFICE ROOM 1137 | DNA | NA | NA | 1/6 | 110 | 3.5 | Electric |  | NA | NA | \Classifications\Building System Class\D30-HVAC Systems\D3040 - Distribution SYS\Supply/Exhaust/Return fans- FAN | 1016631
19-AC1 | 19-AC1 San Fernando Courthouse | 19-AC1-D3042-220-EFN14 | EXHAUST FAN #14 (WESTSIDE OF ROOF) | CENTRI MASTER | NA | NA | OM00037714 |  | 1ST FLOOR ROOF ABOVE EXHIBIT ROOM | DNA | NA | NA | 1/6 | 110 | 3.5 | Electric |  | NA | NA | \Classifications\Building System Class\D30-HVAC Systems\D3040 - Distribution SYS\Supply/Exhaust/Return fans- FAN | 1016632
19-AC1 | 19-AC1 San Fernando Courthouse | 19-AC1-D3012-120-GMR01 | METER, GAS (JUDGES' PARKING LOT) | ROOTS | 1227414 | 3M175 | OM00037716 |  | JUDGES' PARKING LOT | NA | NA | NA | NA | NA | NA | NA | NA | NA | NA | \Classifications\Building System Class\D30-HVAC Systems\D3010 - Energy Supply\Gas Meter Readings - GMR | 1016633
19-AC1 | 19-AC1 San Fernando Courthouse | 19-AC1-D2090-230-WIP01 | PUMP, WATER TREATMENT | UNILOC | H847135 | 3OC | OM00037713 |  | BASEMENT ROOM G89 | NA | NA | NA | DNA | 110 | 2-3 | Electric |  | NA | NA | \Classifications\Building System Class\D20-Plumbing\D2090 - Other Plumbing SYS\Water Treatment Inhibitor Pump - WIP | 1016634
19-AC1 | 19-AC1 San Fernando Courthouse | 19-AC1-D3050-250-ACU01 | Air Conditioning, Split System (Rm P6) | American Standard | L21123YCF | 7A0018A1000A0 | OM00030489 |  | ROOF ROOM P6 IT | NA | NA | R-22 | 1/8 | 240 | 8 | Electric | 1 | NA | NA | \Classifications\Building System Class\D30-HVAC Systems\D3050 - Package SYS\Air Conditioning,Split System - ACU | 1016841
19-AC1 | 19-AC1 San Fernando Courthouse | 19-AC1-D5010-234-ATS03 | ELECTRICAL, AUTOMATIC TRANSFER SWITCH #1 | GE Zenith Controls | 1692356-2 | ZTG000A00060F | OM00036644 |  | Ground Level, Main Electrical Room | NA | NA | NA | 60 | 277-480 | 600 | Electric | 3 | NA | NA | \Classifications\Building System Class\D50-Electrical SYS\D5010 - Elec Service & Dist\Automatic Transfer Switch - ATS | 1019972
19-AC1 | 19-AC1 San Fernando Courthouse | 19-AC1-D3060-100-RDS02 | Leak Detection System, Refrigerant | MSR | 400518 | DGC05-22-04XXXX2 | OM00036645 |  | Ground Level, Room G89, Chiller Room | NA | NA | NA | 50/60 | 120-240 | 1.7 | Electric | DNA | NA | NA | \Classifications\Building System Class\D30-HVAC Systems\D3060 - Control & Inst Air\Refrigerant Leak Detection System - RDS | 1019978
19-AC1 | 19-AC1 San Fernando Courthouse | 19-AC1-D5092-210-GEN02 | EMERGENCY GENERATOR (GEN02) | PRAMAC | MA-14-300 | GEW375M | OM00002628 | G33676 | Basement Near Electric Vault | NA | NA | NA | 60 | 480 | 452 | Diesel | NA | NA | NA | \Classifications\Building System Class\D50-Electrical SYS\D5090 - Elec SYS\Emergency Generator - GEN | 1020500
19-AC1 | 19-AC1 San Fernando Courthouse | 19-AC1-D3042-220-EFN11 | Exhaust Fan 9 - First Floor Core South | GREEN HECK | 15157410 | NA | DNA |  | South Side | NA | NA | NA | NA | DNA | DNA | Electric | DNA | NA | NA | \Classifications\Building System Class\D30-HVAC Systems\D3040 - Distribution SYS\Supply/Exhaust/Return fans- FAN | 1022890
19-AC1 | 19-AC1 San Fernando Courthouse | 19-AC1-D2023-100-BFP05 | BACKFLOW | WILKINS | CB041374 | 720A | DNA |  | Boiler Room | NA | NA | NA | NA | NA | NA | NA | NA | NA | NA | \Classifications\Building System Class\D20-Plumbing\D2020 - Domestic Water\Backflow Preventer - BFP | 1022891
19-AC3 | 19-AC3 Parking Lot-San Fernando Courthouse Employees | 19-AC3-D2023-100-BFP01 | BACKFLOW IRRIGATION 19-AC2 | WILKINS ZURN | 220949 | 720A | OM00036639 | OW0209916-FA0234840-BD0043272-FEBRUARY | NEAR ENTRANCE, Sprinklers Card 1 (LAPHD FORM REQUIRED) | NA | NA | NA | NA | NA | NA | NA | NA | NA | NA | \Classifications\Building System Class\D20-Plumbing\D2020 - Domestic Water\Backflow Preventer - BFP | 1013183
19-AC3 | 19-AC3 Parking Lot-San Fernando Courthouse Employees | 19-AC3-G2023-150-PEG01 | SECURITY PARKING GATE #1 (PARKING LOT) | CHAMBERLAIN ELITE | 4307N6729 | SL 3000 ULE3 | OM00036747 |  | EAST ENTRANCE, JUDGE'S PARKING LOT | NA | NA | NA | 2-Jan | Other | 4.6 | Electric | 1 | NA | NA | \Classifications\Building System Class\G20-Other Systems\G2020 - Parking Lots\Secured Parking Gate - PEG | 1015567
19-AC3 | 19-AC3 Parking Lot-San Fernando Courthouse Employees | 19-AC3-G2023-150-PEG02 | SECURITY PARKING GATE #2 (PARKING LOT) | CHAMBERLAIN ELITE | SV103104-94630 | SL 3000 ULE3 | OM00036748 |  | WEST ENTRANCE, JUDGE'S PARKING LOT | NA | NA | NA | 2-Jan | Other | 4.6 | Electric | 1 | NA | NA | \Classifications\Building System Class\G20-Other Systems\G2020 - Parking Lots\Secured Parking Gate - PEG | 1015568
19-AC3 | 19-AC3 Parking Lot-San Fernando Courthouse Employees | 19-AC3-G2050-200-LSC01 | LANDSCAPING | NA | NA | NA | OM00036454 |  | GROUNDS | NA | NA | NA | NA | NA | NA | NA | NA | NA | NA | \Classifications\Building System Class\G20-Other Systems\G2050 - Landscaping\Landscaping - LSC | 1015569
19-AC3 | 19-AC3 Parking Lot-San Fernando Courthouse Employees | 19-AC3-D5092-250-ELT09 | LIGHTING, EXTERIOR (9) | NA | NA | NA | OM00036749 |  | EXTERIOR OF BUILDING | NA | NA | NA | NA | 240 | NA | Electric | DNA | NA | NA | \Classifications\Building System Class\D50-Electrical SYS\D5090 - Elec SYS\Exterior Lighting - ELT | 1015628
19-AC3 | 19-AC3 Parking Lot-San Fernando Courthouse Employees | 19-AC3-D2023-100-BFP02 | BACKFLOW PREVENTER #2 (IRRIGATION) | WILKINS ZURN | G-06890D | 720A 3/4" | OM00036642 | OW0209916-FA0234826-BD0036490 | GROUNDS LOCATED SW SIDE (LAPHD FORM REQUIRED) | NA | NA | NA | NA | NA | NA | NA | NA | NA | NA | \Classifications\Building System Class\D20-Plumbing\D2020 - Domestic Water\Backflow Preventer - BFP | 1016244
19-AC3 | 19-AC3 Parking Lot-San Fernando Courthouse Employees | 19-AC3-D2023-100-BFP04 | Backflow Preventer (Loading Dock 1") | Wilkins | CB041374 | 720-A | OM00036643 |  | Loading Dock | NA | NA | NA | NA | NA | NA | NA |  | NA | NA | \Classifications\Building System Class\D20-Plumbing\D2020 - Domestic Water\Backflow Preventer - BFP | 1018603
19-AC5 | 19-AC5 Parking Lot-San Fernando Courthouse Public- | 19-AC5-G2050-200-LSC01 | LANDSCAPING | NA | NA | NA | OM00036455 |  | GROUNDS | NA | NA | NA | NA | NA | NA | NA | NA | NA | NA | \Classifications\Building System Class\G20-Other Systems\G2050 - Landscaping\Landscaping - LSC | 1015570
19-AC5 | 19-AC5 Parking Lot-San Fernando Courthouse Public- | 19-AC5-D5092-250-ELT18 | LIGHTING, EXTERIOR (18) | NA | NA | NA | OM00036750 |  | EXTERIOR OF BUILDING | NA | NA | NA | NA | 240 | NA | Electric | DNA | NA | NA | \Classifications\Building System Class\D50-Electrical SYS\D5090 - Elec SYS\Exterior Lighting - ELT | 1015629
19-AC5 | 19-AC5 Parking Lot-San Fernando Courthouse Public- | 19-AC5-D2023-100-BFP03 | HOLDING CELL: BACKFLOW PREVENTER #1 (IRRIGATION 1") | WILKINS ZURN | T185849 | 720-A | OM00036651 |  | NORTHEAST CORNER OF PUBLIC PARKING LOT | NA | NA | NA | NA | NA | NA | NA |  | NA | NA | \Classifications\Building System Class\D20-Plumbing\D2020 - Domestic Water\Backflow Preventer - BFP | 1016564
19-AC5 | 19-AC5 Parking Lot-San Fernando Courthouse Public- | 19-AC5-D2023-100-BFP04 | HOLDING CELL: BACKFLOW PREVENTER #2 (IRRIGATION 1") | WILKINS ZURN | T186402 | 720-A | OM00036650 |  | NORTHEAST CORNER OF JURY PARKING LOT | NA | NA | NA | NA | NA | NA | NA |  | NA | NA | \Classifications\Building System Class\D20-Plumbing\D2020 - Domestic Water\Backflow Preventer - BFP | 1016566
19-AD1 | 19-AD1 Santa Clarita Courthouse | 19-AD1-D5092-250-EML15 | LIGHTING, EMERGENCY (4) & EXIT (11) | NA | NA | NA | OM00035201 |  | THROUGHOUT BUILDING | NA | NA | NA | NA | 115, 120, 277 | NA | Electric | NA | NA | NA | \Classifications\Building System Class\D50-Electrical SYS\D5090 - Elec SYS\Emergency And Exit Lighting - EML | 1012564
19-AD1 | 19-AD1 Santa Clarita Courthouse | 19-AD1-D4031-100-FEX13 | FIRE EXTINGUISHERS (13 | NA | NA | NA | OM00035200 |  | THROUGHOUT BUILDING | NA | NA | NA | NA | NA | NA | NA | NA | NA | NA | \Classifications\Building System Class\D40-Fire Protection SYS\D4030 - FIRE SPEC\Fire Extinguisher - FEX | 1012565
19-AD1 | 19-AD1 Santa Clarita Courthouse | 19-AD1-D1013-310-WCL01 | HOLDING CELL:LIFT, WHEELCHAIR LIFT (LOCK-UP) | NA | NA | NA | OM00025852 | PEND RISK RVW | HOLDING CELL: ANNEX COURTROOM #4 | NA | NA | NA | 2-Jan | 115 | 8.8 | Electric | 1 | NA | NA | \Classifications\Building System Class\D10-Conveyance Systems\D1010 - Elevator\Wheelchair Lift - WCL | 1015514
19-AD1 | 19-AD1 Santa Clarita Courthouse | 19-AD1-B2034-400-DOH01 | HOLDING CELL:DOOR, OVERHEAD #1 (ROLL-UP, SALLY PORT EAST) | POWER MASTER | NA | NA | OM00036746 |  | HOLDING CELL: EAST SALLY PORT | NA | NA | NA | 4-Mar | 480 | 1.7 | Electric | 3 | NA | NA | \Classifications\Building System Class\B20-General Building Exterior\B2030 - Exterior Doors\Door,Overhead-Shutter,Manual,Elec,Roll-up - DOH | 1015515
19-AD1 | 19-AD1 Santa Clarita Courthouse | 19-AD1-B2034-400-DOH02 | HOLDING CELL:DOOR, OVERHEAD #2 (ROLL-UP, SALLY PORT WEST) | POWER MASTER | NA | NA | OM00036745 |  | HOLDING CELL, WEST SALLY PORT | NA | NA | NA | 4-Mar | 480 | 1.6 | Electric | 3 | NA | NA | \Classifications\Building System Class\B20-General Building Exterior\B2030 - Exterior Doors\Door,Overhead-Shutter,Manual,Elec,Roll-up - DOH | 1015516
19-AE1 | 19-AE1 Alfred J. McCourtney Juvenile Justice Center | 19-AE1-D4031-100-FEX09 | FIRE EXTINGUISHERS (9) | NA | NA | NA | OM00035286 |  | THROUGHOUT BUILDING | NA | NA | NA | NA | NA | NA | NA | NA | NA | NA | \Classifications\Building System Class\D40-Fire Protection SYS\D4030 - FIRE SPEC\Fire Extinguisher - FEX | 1012566
19-AE1 | 19-AE1 Alfred J. McCourtney Juvenile Justice Center | 19-AE1-D5092-250-EML41 | LIGHTING, EMERGENCY (17) & EXIT (24) | NA | NA | NA | OM00035285 |  | THROUGHOUT BUILDING | NA | NA | NA | NA | 110,115,220,277 | NA | Electric | NA | NA | NA | \Classifications\Building System Class\D50-Electrical SYS\D5090 - Elec SYS\Emergency And Exit Lighting - EML | 1012567
19-AF1 | 19-AF1 Sylmar Juvenile Court | 19-AF1-D4031-100-FEX05 | Fire Extinguisher - FEX05 | NA | NA | NA | OM00035202 |  |  | NA | NA | NA | NA | NA | NA | NA | NA | NA | NA | \Classifications\Building System Class\D40-Fire Protection SYS\D4030 - FIRE SPEC\Fire Extinguisher - FEX | 1013355
19-AF1 | 19-AF1 Sylmar Juvenile Court | 19-AF1-D5092-250-EML14 | Emergency Lighting - EML14 | NA | NA | NA | OM00035203 |  |  | NA | NA | NA | NA | DNA | DNA | Electric | DNA | NA | NA | \Classifications\Building System Class\D50-Electrical SYS\D5090 - Elec SYS\Emergency And Exit Lighting - EML | 1013356
19-AF1 | 19-AF1 Sylmar Juvenile Court | 19-AF1-B2010-100-CTY01 | Building - Contributing Party BLD01 |  |  |  | OM00036870 | [12 empty] | \Classifications\Building System Class\B20-General Building Exterior\B2010 - Exterior Walls\Building - BLD | 1015408
19-AG1 | 19-AG1 Compton Courthouse | 19-AG1-D5092-210-GEN01 | Emergency Generator | Detroit Diesel | 12E0004232 | 91237305 | OM00000624 | SN-12E0004232 Permit-G12625 | MECH ROOM, SOUTH SIDE EMPLOYEE PARKING LOT | NA | NA | NA | 1070 | 480 | 1135 | Diesel | 3 | NA | NA | \Classifications\Building System Class\D50-Electrical SYS\D5090 - Elec SYS\Emergency Generator - GEN | EQ-1007730
19-AG1 | 19-AG1 Compton Courthouse | 19-AG1-D4022-250-PFD01 | PUMP, FIRE, ENGINE DRIVEN #1 | Aurora Pump | 7665599 | 481 | OM00000621 | F42249 - G12622 | DIESEL PUMP ROOM | NA | NA | NA | 225 | NA | NA | diesel | NA | NA | NA | \Classifications\Building System Class\D40-Fire Protection SYS\D4020 - Stand Pipe\Pump,Fire,Diesel Engine Driven - PFD | EQ-1007731
19-AG1 | 19-AG1 Compton Courthouse | 19-AG1-D4022-250-PFD02 | DIESEL FIRE PUMP 2 | Aurora Pump | 7665598 | 648120 | OM00016174 | Permit# G12627 | DIESEL PUMP ROOM | NA | NA | NA | 225 | NA | NA | Diesel | NA | NA | NA | \Classifications\Building System Class\D40-Fire Protection SYS\D4020 - Stand Pipe\Pump,Fire,Diesel Engine Driven - PFD | EQ-1007736
19-AG1 | 19-AG1 Compton Courthouse | 19-AG1-D1010-100-ELE01 | ELEVATOR 1 | MONTGOMERY | CT36097 | P16064 | OM00016109 | State ID# 063262 | LOBBY | NA | NA | NA | 50 | 480 | 128 | electric | 3 | NA | NA | \Classifications\Building System Class\D10-Conveyance Systems\D1010 - Elevator\Elevator,Electric,Pass/Freight - ELE | 1009396
19-AG1 | 19-AG1 Compton Courthouse | 19-AG1-D1010-100-ELE02 | ELEVATOR 2 | MONTGOMERY | CT36098 | P16064 | OM00016110 | State ID# 063244 | MECHANICAL ROOM | NA | NA | NA | 50 | 480 | 128 | electric | 3 | NA | NA | \Classifications\Building System Class\D10-Conveyance Systems\D1010 - Elevator\Elevator,Electric,Pass/Freight - ELE | 1009397
19-AG1 | 19-AG1 Compton Courthouse | 19-AG1-D1010-100-ELE03 | ELEVATOR 3 | MONTGOMERY | CT36099 | GVVL | OM00016111 | State ID# 063256 | MECHANICAL ROOM | NA | NA | NA | 50 | 480 | 128 | electric | 3 | NA | NA | \Classifications\Building System Class\D10-Conveyance Systems\D1010 - Elevator\Elevator,Electric,Pass/Freight - ELE | 1009398
19-AG1 | 19-AG1 Compton Courthouse | 19-AG1-D1010-100-ELE04 | ELEVATOR 4 | MONTGOMERY | CT36100 | P16064 | OM00016112 | State ID# 063276 | ELEVATOR MECHANICAL ROOM | NA | NA | NA | 50 | 480 | 128 | electric | 3 | NA | NA | \Classifications\Building System Class\D10-Conveyance Systems\D1010 - Elevator\Elevator,Electric,Pass/Freight - ELE | 1009399
19-AG1 | 19-AG1 Compton Courthouse | 19-AG1-D1010-100-ELE05 | ELEVATOR 5 | MONTGOMERY | CT36101 | GVVL | OM00016113 | State ID# 063237 | MECHANICAL ROOM | NA | NA | NA | 50 | 480 | 128 | electric | 3 | NA | NA | \Classifications\Building System Class\D10-Conveyance Systems\D1010 - Elevator\Elevator,Electric,Pass/Freight - ELE | 1009400
19-AG1 | 19-AG1 Compton Courthouse | 19-AG1-D1010-100-ELE06 | ELEVATOR 6 | MONTGOMERY | CT36102 | P16064 | OM00016114 | State ID# 063238 | ELEVATOR MECHANICAL ROOM | NA | NA | NA | 50 | 480 | 128 | electric | 3 | NA | NA | \Classifications\Building System Class\D10-Conveyance Systems\D1010 - Elevator\Elevator,Electric,Pass/Freight - ELE | 1009401
19-AG1 | 19-AG1 Compton Courthouse | 19-AG1-D1010-100-ELE07 | ELEVATOR 7 | MONTGOMERY | CT36103 | VVL | OM00016115 | State ID# 063146 | ELEVATOR MECHANICAL ROOM | NA | NA | NA | 50 | 480 | 128 | electric | 3 | NA | NA | \Classifications\Building System Class\D10-Conveyance Systems\D1010 - Elevator\Elevator,Electric,Pass/Freight - ELE | 1009402
19-AG1 | 19-AG1 Compton Courthouse | 19-AG1-D1010-100-ELE08 | ELEVATOR 8 | MONTGOMERY | CT36105 | VVL | OM00016116 | State ID# 063205 | ELEVATOR MECHANICAL ROOM | NA | NA | NA | 50 | 480 | 128 | electric | 3 | NA | NA | \Classifications\Building System Class\D10-Conveyance Systems\D1010 - Elevator\Elevator,Electric,Pass/Freight - ELE | 1009403
19-AG1 | 19-AG1 Compton Courthouse | 19-AG1-D1010-100-ELE09 | ELEVATOR 9 | MONTGOMERY | CT36106 | VVC | OM00016121 | State ID# 063147 | ELEVATOR MECHANICAL ROOM | NA | NA | NA | 50 | 480 | 128 | electric | 3 | NA | NA | \Classifications\Building System Class\D10-Conveyance Systems\D1010 - Elevator\Elevator,Electric,Pass/Freight - ELE | 1009404
19-AG1 | 19-AG1 Compton Courthouse | 19-AG1-D1010-100-ELE10 | ELEVATOR 10 | MONTGOMERY | CT36107 | VVL | OM00016122 | State ID# 063204 | ELEVATOR MECHANICAL ROOM | NA | NA | NA | 50 | 480 | 128 | electric | 3 | NA | NA | \Classifications\Building System Class\D10-Conveyance Systems\D1010 - Elevator\Elevator,Electric,Pass/Freight - ELE | 1009405
19-AG1 | 19-AG1 Compton Courthouse | 19-AG1-D1010-100-ELE11 | ELEVATOR 11 | MONTGOMERY | CT36107 | 431H | OM00033814 | State ID# 063255 | ELEVATOR MECHANICAL ROOM | NA | NA | NA | 50 | 480 | 128 | Hydraulic | 3 | NA | NA | \Classifications\Building System Class\D10-Conveyance Systems\D1010 - Elevator\Elevator,Hydraulic,Pass/Freight - ELE | 1009406
19-AG1 | 19-AG1 Compton Courthouse | 19-AG1-D3090-114-CMP02 | CONTROL AIR COMPRESSOR 2 | CPR | C168861 | B452B0 | OM00016101 |  | MECH ROOM | B93 (2) | NA | NA | 10 | 208-230/460 | 30-28/14 | electric | 3 | NA | NA | \Classifications\Building System Class\D30-HVAC Systems\D3090 - Other HVAC Systems and Equipment\Air Compressor - CMP | 1009408
19-AG1 | 19-AG1 Compton Courthouse | 19-AG1-D3090-114-CMP03 | CONTROL AIR COMPRESSOR 3 | JOHNSON SYSTEM | TK#533078 | DNA | OM00016107 |  | MECH ROOM | BX97 (3) | NA | NA | 10 | 230/460 | 27/13.5 | electric | 3 | NA | NA | \Classifications\Building System Class\D30-HVAC Systems\D3090 - Other HVAC Systems and Equipment\Air Compressor - CMP | 1009409
19-AG1 | 19-AG1 Compton Courthouse | 19-AG1-D4010-150-FMS01 | STAND PIPE | DNA | DNA | DNA | OM00016139 | NA | MECH ROOM | NA | NA | NA | NA | NA | NA | NA | NA | NA | NA | \Classifications\Building System Class\D40-Fire Protection SYS\D4010 - Sprinkler SYS\Fire Systems, stand pipes - FMS | 1009410
19-AG1 | 19-AG1 Compton Courthouse | 19-AG1-D4031-100-FEX94 | FIRE EXTINGUISHERS (87 FACILITY, 7 PARKING) | MARX BROS. | NA | ABC | OM00036490 |  | ELEV MECH ROOM | NA | NA | NA | NA | NA | NA | NA | NA | NA | NA | \Classifications\Building System Class\D40-Fire Protection SYS\D4030 - FIRE SPEC\Fire Extinguisher - FEX | 1009412
19-AG1 | 19-AG1 Compton Courthouse | 19-AG1-D5092-250-EML310 | EXIT EMERGENCY BU LIGHTS (310) | NA | NA | NA | OM00040185 |  | ALL FLOORS | NA | NA | NA | NA | DNA | DNA | electric | 1 | NA | NA | \Classifications\Building System Class\D50-Electrical SYS\D5090 - Elec SYS\Emergency And Exit Lighting - EML | 1009413
19-AG1 | 19-AG1 Compton Courthouse | 19-AG1-D3020-100-HET01 | CHILLED WATER EXPANSION TANK | DNA | DNA | DNA | OM00030812 | NA | CHILLER MECH ROOM | NA | NA | NA | NA | NA | NA | NA | NA | NA | NA | \Classifications\Building System Class\D30-HVAC Systems\D3020 - Heat SYS\Heater Water Expansion Tank - HET | 1009414
19-AG1 | 19-AG1 Compton Courthouse | 19-AG1-B3010-100-RUF01 | ROOF | DNA | DNA | DNA | OM00016137 |  | ROOF | NA | NA | NA | NA | NA | NA | NA | NA | NA | NA | \Classifications\Building System Class\B30-Roofing\B3010 - Roof Types\Roof - RUF | 1009415
19-AG1 | 19-AG1 Compton Courthouse | 19-AG1-D5092-250-ELT01 | OUTSIDE LIGHTS | NA | NA | NA | OM00016147 |  | GROUNDS | NA | NA | NA | NA | DNA | DNA | electric | 1 | NA | NA | \Classifications\Building System Class\D50-Electrical SYS\D5090 - Elec SYS\Exterior Lighting - ELT | 1009416
19-AG1 | 19-AG1 Compton Courthouse | 19-AG1-D3042-220-EFN01 | EXHAUST FAN 1 | TRANE | U6C-044140 | CF-30-A-1-SW-9-CW-TH-S-H | OM00000553 |  | MECH ROOM | B81 (2) | NA | NA | 7.5 | 230/460 | 20.4/10.2 | electric | 3 | NA | NA | \Classifications\Building System Class\D30-HVAC Systems\D3040 - Distribution SYS\Supply/Exhaust/Return fans- FAN | 1009418
19-AG1 | 19-AG1 Compton Courthouse | 19-AG1-D3042-220-EFN02 | EXHAUST FAN 2 | TRANE | U6C-044141 | CF-24-A-1-SW-9-CW-TH-S-H | OM00000562 | NA | MECH ROOM, EMPLOYEE SECURE PARKING LOT | B69 (2) | NA | NA | 5 | 230/460 | 13.6/6.8 | electric | 3 | NA | NA | \Classifications\Building System Class\D30-HVAC Systems\D3040 - Distribution SYS\Supply/Exhaust/Return fans- FAN | 1009419
19-AG1 | 19-AG1 Compton Courthouse | 19-AG1-D3042-220-EFN04 | Exhaust Fan #3 | TRANE | U6C144142 | CF-27-A-1-SW-10-CW-TH-S-H | OM00016103 | NA | Floor 13,OPEN ROOF | B59 (2) | NA | NA | DNA | 230/460 | 13.6/6.8 | electric | 3 | NA | NA | \Classifications\Building System Class\D30-HVAC Systems\D3040 - Distribution SYS\Supply/Exhaust/Return fans- FAN | 1009421
19-AG1 | 19-AG1 Compton Courthouse | 19-AG1-D3042-220-EFN05 | Exhaust Fan #4 | TRANE | U76G45815 | CF-16-A-1-SW-10-CW-TH-S-H | OM00016106 | NA | ROOF | A34 (1) | NA | NA | 7.5 | 230/460 | 5.96/2.8 | electric | 3 | NA | NA | \Classifications\Building System Class\D30-HVAC Systems\D3040 - Distribution SYS\Supply/Exhaust/Return fans- FAN | 1009422
19-AG1 | 19-AG1 Compton Courthouse | 19-AG1-D3042-220-EFN06 | EXHAUST FAN 6 | TRANE | U6D-044160 | CF-20-A-1-SW-10-CW-TH-S-H | OM00016104 | NA | ROOF MECH AREA | A43 (2) | NA | NA | 2 | 230/460 | 5.9/2.8 | electric | 3 | NA | NA | \Classifications\Building System Class\D30-HVAC Systems\D3040 - Distribution SYS\Supply/Exhaust/Return fans- FAN | 1009423
19-AG1 | 19-AG1 Compton Courthouse | 19-AG1-D3042-220-EFN07 | EXHAUST FAN 7 | TRANE | U6C-044146 | CF-44-A-1-SW-9-CW-TH-S-4 | OM00016123 | NA | ROOF MECH AREA | B112 (3) | NA | NA | 15 | 230/460 | 40/20 | electric | 3 | NA | NA | \Classifications\Building System Class\D30-HVAC Systems\D3040 - Distribution SYS\Supply/Exhaust/Return fans- FAN | 1009424
19-AG1 | 19-AG1 Compton Courthouse | 19-AG1-D3042-220-EFN08 | EXHAUST FAN 8 | TRANE | UGC-044145 | CF-30-A-1-SW-10-CW-TH-S-H | OM00016145 | NA | ROOF MECH ROOM | B65 (2) | NA | NA | 5 | 230/460 | 13.4/6.7 | electric | 3 | NA | NA | \Classifications\Building System Class\D30-HVAC Systems\D3040 - Distribution SYS\Supply/Exhaust/Return fans- FAN | 1009425
19-AG1 | 19-AG1 Compton Courthouse | 19-AG1-D3042-220-EFN09 | EXHAUST FAN 9 | TRANE | U6D-044132 | CF-30A1SW1OCCWBHSH | OM00016146 | NA | ROOF MECH ROOM | B67 (2) | NA | NA | 7.5 | 230/460 | 22/10.1 | electric | 3 | NA | NA | \Classifications\Building System Class\D30-HVAC Systems\D3040 - Distribution SYS\Supply/Exhaust/Return fans- FAN | 1009426
19-AG1 | 19-AG1 Compton Courthouse | 19-AG1-D3042-220-EFN10 | EXHAUST FAN 10 | DNA | DNA | DNA | OM00000611 | NA | MECHANICAL ROOM | NA | NA | NA | 1/10 | 110 | DNA | electric | 1 | NA | NA | \Classifications\Building System Class\D30-HVAC Systems\D3040 - Distribution SYS\Supply/Exhaust/Return fans- FAN | 1009427
19-AG1 | 19-AG1 Compton Courthouse | 19-AG1-D3042-220-EFN11 | Exhaust Fan #11 (Direct Drive) | DAYTON | DNA | 4C546A | OM00000610 | NA | ELECTRIC ROOM | NA | NA | NA | .50 | 110 | 4.7/3.2 | electric | 1 | NA | NA | \Classifications\Building System Class\D30-HVAC Systems\D3040 - Distribution SYS\Supply/Exhaust/Return fans- FAN | 1009428
19-AG1 | 19-AG1 Compton Courthouse | 19-AG1-D3060-100-CTY01 | BUILDING AUTOMATION COMPUTER | HP | HP | DNA | OM00016134 | NA | CONTROL ROOM | NA | NA | NA | NA | 110 | DNA | electric | 1 | NA | NA | \Classifications\Building System Class\D30-HVAC Systems\D3060 - Control & Inst Air\Building Automation System - BAS | 1009429
19-AG1 | 19-AG1 Compton Courthouse | 19-AG1-D3030-110-CTW01 | COOLING TOWER 1 | EVAPCO | 915608 | AT 12624A | OM00016141 | NA | MECH AREA | 6 - B148 | NA | NA | 20 | 480 | DNA | electric | 3 | NA | NA | \Classifications\Building System Class\D30-HVAC Systems\D3030 - Cooling SYS\Cooling Tower - CTW | 1009431
19-AG1 | 19-AG1 Compton Courthouse | 19-AG1-D3030-110-CTW02 | COOLING TOWER 2 | EVAPCO | 315608 | AT 12624A | OM00016142 | NA | ROOF | 6 - B148 | NA | NA | 20 | 480 | DNA | electric | 3 | NA | NA | \Classifications\Building System Class\D30-HVAC Systems\D3030 - Cooling SYS\Cooling Tower - CTW | 1009432
19-AG1 | 19-AG1 Compton Courthouse | 19-AG1-D3031-130-CLR01 | CHILLER 1 | TRANE | L6F21173 | CV6CG6H5 | OM00016129 | NA | ROOF | NA | NA | R-11 | DNA | 480 | 188 | electric | 3 | NA | NA | \Classifications\Building System Class\D30-HVAC Systems\D3030 - Cooling SYS\Chiller, Water Cooled - CLR | 1009433
19-AG1 | 19-AG1 Compton Courthouse | 19-AG1-D3031-130-CLR02 | CHILLER 2 | TRANE | L6F21174 | CV6CG6H5 | OM00016131 | NA | MECH ROOM | NA | NA | R-11 | DNA | 480 | 17 | electric | 3 | NA | NA | \Classifications\Building System Class\D30-HVAC Systems\D3030 - Cooling SYS\Chiller, Water Cooled - CLR | 1009434
19-AG1 | 19-AG1 Compton Courthouse | 19-AG1-D2090-230-WIP01 | Water Treatment Station | Lakewood Instruments | 1022880859 | 1575E | OM00016133 | NA | M3 | NA | NA | NA | NA | NA | NA | Electric | 1 | NA | NA | \Classifications\Building System Class\D20-Plumbing\D2090 - Other Plumbing SYS\Water Treatment Inhibitor Pump - WIP | 1009439
19-AG1 | 19-AG1 Compton Courthouse | 19-AG1-D2017-100-SHW01 | EYE WASH STATION | Haws | DNA | 0067000015 | OM00016135 | NA | ROOF MECHANICAL ROOM | NA | NA | NA | NA | NA | NA | NA | NA | NA | NA | \Classifications\Building System Class\D20-Plumbing\D2010 - Plumb Fix\Showers - SHW | 1009440
19-AG1 | 19-AG1 Compton Courthouse | 19-AG1-D5010-110-MCC01 | MOTOR CONTROL CENTER - CHILLER | Cutler Hammer | 5640VIR0000 | DNA | OM00030811 |  | M3, ROOF, MECH ROOM | NA | NA | NA | NA | 480 | 600 | electric | 3 | NA | NA | \Classifications\Building System Class\D50-Electrical SYS\D5010 - Elec Service & Dist\Chiller Room Electrical Panel - MCC | 1009441
19-AG1 | 19-AG1 Compton Courthouse | 19-AG1-D3041-110-AHU01 | AIR HANDLER UNIT 1 | TRANE | U6C-044144 | DNA | OM00000557 | NA | MECH ROOM | 5V1500 (4) | 24x24x2 (20) | NA | 50 | 230/460 | 14.6/7.3 | electric | 3 | NA | NA | \Classifications\Building System Class\D30-HVAC Systems\D3040 - Distribution SYS\Air Handling Unit - AHU | 1009444
19-AG1 | 19-AG1 Compton Courthouse | 19-AG1-D3041-110-AHU02 | AIR HANDLER UNIT 2 | TRANE | U6D044516 | DNA | OM00016172 | NA | MECH ROOM | 3 - 5V1400 | (20) 24x24x12 | NA | 40 | 230/460 | 100/50 | electric | 3 | NA | NA | \Classifications\Building System Class\D30-HVAC Systems\D3040 - Distribution SYS\Air Handling Unit - AHU | 1009445
19-AG1 | 19-AG1 Compton Courthouse | 19-AG1-D3041-110-AHU03 | AIR HANDLER UNIT 3 | TRANE | U6D-044157 | DNA | OM00000571 | NA | MECH ROOM | 3 - 5V1400 | (20) 24x24x12 | NA | 40 | 230/460 | 102/51 | electric | 3 | NA | NA | \Classifications\Building System Class\D30-HVAC Systems\D3040 - Distribution SYS\Air Handling Unit - AHU | 1009446
19-AG1 | 19-AG1 Compton Courthouse | 19-AG1-D3041-110-AHU04 | AIR HANDLER UNIT 4 | TRANE | U6D044543 | DNA | OM00016171 | NA | MECH ROOM | 3 - 5V1400 | (20) 24x24x12 | NA | 40 | 230/460 | 91/46 | electric | 3 | NA | NA | \Classifications\Building System Class\D30-HVAC Systems\D3040 - Distribution SYS\Air Handling Unit - AHU | 1009447
19-AG1 | 19-AG1 Compton Courthouse | 19-AG1-D3041-110-AHU06 | AIR HANDLER UNIT 6 | TRANE | U6D044518 | DNA | OM00016169 | NA | MECH ROOM | 6 - B150 | (20) 24x24x12 | NA | 40 | 208-230/460 | 101-94/47 | electric | 3 | NA | NA | \Classifications\Building System Class\D30-HVAC Systems\D3040 - Distribution SYS\Air Handling Unit - AHU | 1009449
19-AG1 | 19-AG1 Compton Courthouse | 19-AG1-D3041-110-AHU07 | AIR HANDLER UNIT 7 | TRANE | U6C044538 | DNA | OM00000596 | NA | MECH ROOM | 3 - B136 | (20) 24x24x12 | NA | 40 | 230/460 | 102/51 | electric | 3 | NA | NA | \Classifications\Building System Class\D30-HVAC Systems\D3040 - Distribution SYS\Air Handling Unit - AHU | 1009450
19-AG1 | 19-AG1 Compton Courthouse | 19-AG1-D3041-110-AHU08 | AIR HANDLER UNIT 8 | TRANE | U6C044539 | DNA | OM00000599 | NA | MECH ROOM | 3 - 5V1400 | (20) 24x24x12 | NA | 40 | 230/460 | 102/51 | electric | 3 | NA | NA | \Classifications\Building System Class\D30-HVAC Systems\D3040 - Distribution SYS\Air Handling Unit - AHU | 1009451
19-AG1 | 19-AG1 Compton Courthouse | 19-AG1-D3041-110-AHU09 | AIR HANDLER UNIT 9 | TRANE | U6D044519 | DNA | OM00016166 | NA | MECH ROOM | 6 - B150 | (20) 24x24x12 | NA | 40 | 230/460 | 102/51 | electric | 3 | NA | NA | \Classifications\Building System Class\D30-HVAC Systems\D3040 - Distribution SYS\Air Handling Unit - AHU | 1009452
19-AG1 | 19-AG1 Compton Courthouse | 19-AG1-D3041-110-AHU11 | AIR HANDLER UNIT 11 | TRANE | U6D044521 | DNA | OM00016152 | NA | MECH ROOM | 6 - B150 | (20) 24x24x12 | NA | 40 | 230/460 | 102/51 | electric | 3 | NA | NA | \Classifications\Building System Class\D30-HVAC Systems\D3040 - Distribution SYS\Air Handling Unit - AHU | 1009454
19-AG1 | 19-AG1 Compton Courthouse | 19-AG1-D3041-110-AHU12 | AIR HANDLER UNIT 12 | TRANE | U6D044522 | DNA | OM00016117 | NA | MECH ROOM | B150 (6) | (20) 24x24x12 | NA | 40 | 230/460 | 102/51 | electric | 3 | NA | NA | \Classifications\Building System Class\D30-HVAC Systems\D3040 - Distribution SYS\Air Handling Unit - AHU | 1009455
19-AG1 | 19-AG1 Compton Courthouse | 19-AG1-D3041-110-AHU13 | AIR HANDLER UNIT 13 | TRANE | U6A-043885 | Type T14 | OM00016150 | NA | MECH ROOM | B76 (2) | 24x24x12 Bag | NA | 5 | 230/460 | 20.4/10.2 | electric | 3 | NA | NA | \Classifications\Building System Class\D30-HVAC Systems\D3040 - Distribution SYS\Air Handling Unit - AHU | 1009456
19-AG1 | 19-AG1 Compton Courthouse | 19-AG1-D3041-110-AHU14 | AIR HANDLER UNIT 14 | TRANE | U6C-044540 | Type 21 | OM00016124 | NA | ELEVATOR ROOM | B65 (2) | 24x24x12 (6) | NA | 1/2 | 230/460 | 26/13 | electric | 3 | NA | NA | \Classifications\Building System Class\D30-HVAC Systems\D3040 - Distribution SYS\Air Handling Unit - AHU | 1009457
19-AG1 | 19-AG1 Compton Courthouse | 19-AG1-D3041-110-AHU15 | AIR HANDLER UNIT 15 | TRANE | U6C044541 | Type 3 | OM00016149 | NA | Floor 15, MECH ROOM | 1 - AP40 | (1) 24x24x12 | NA | .50 | 230/460 | 2.3/1.15 | electric | 3 | NA | NA | \Classifications\Building System Class\D30-HVAC Systems\D3040 - Distribution SYS\Air Handling Unit - AHU | 1009458
19-AG1 | 19-AG1 Compton Courthouse | 19-AG1-D2030-410-PMS01 | Sewer Ejector Pump #1 (Rm B20) | Landia Co | 21052 | Y2E2-132M-4 | OM00000558 |  | Basement AHU Rm next to sally port | NA | NA | NA | 9 | 480 | 14.8/8.59 | electric | 3 | NA | NA | \Classifications\Building System Class\D20-Plumbing\D2030 - Sani Waste\Sewage Ejector Pump - PMS | 1009459
19-AG1 | 19-AG1 Compton Courthouse | 19-AG1-D3040-600-HES01 | Heat Exhanger | Armstrong | 647081 | WX85282 | OM00000556 | NA | MECH ROOM | NA | NA | NA | NA | NA | NA | NA | NA | DNA | DNA | \Classifications\Building System Class\D30-HVAC Systems\D3040 - Distribution SYS\Heat Exchanger,Steam - HES | 1009461
19-AG1 | 19-AG1 Compton Courthouse | 19-AG1-D3040-600-HES03 | DOMESTIC HOT WATER HEAT EXCHGR 03 | BELL & GOSSET PRODUCTS | 583217 | DNA | OM00030739 | NA | MECH ROOM | NA | NA | NA | NA | NA | NA | NA | NA | DNA | NA | \Classifications\Building System Class\D30-HVAC Systems\D3040 - Distribution SYS\Heat Exchanger,Steam - HES | 1009463
19-AG1 | 19-AG1 Compton Courthouse | 19-AG1-D3040-600-HES04 | DOMESTIC HOT WATER HEAT EXCHGR 04 | PACO | DNA | DNA | OM00030757 | NA | MECH ROOM | NA | NA | NA | NA | NA | NA | NA | NA | DNA | DNA | \Classifications\Building System Class\D30-HVAC Systems\D3040 - Distribution SYS\Heat Exchanger,Steam - HES | 1009464
19-AG1 | 19-AG1 Compton Courthouse | 19-AG1-D3040-600-HES05 | DOMESTIC HOT WATER HEAT EXCHGR 05 | BELL & GOSSETT | DNA | SERIES 100 | OM00030784 | NA | MECH ROOM | NA | NA | NA | NA | NA | NA | NA | NA | NA | NA | \Classifications\Building System Class\D30-HVAC Systems\D3040 - Distribution SYS\Heat Exchanger,Steam - HES | 1009465
19-AG1 | 19-AG1 Compton Courthouse | 19-AG1-D3040-600-HES06 | DOMESTIC HOT WATER HEAT EXCHGR 06 | BELL & GOSSET | 89R81494012 | DIAMOND BACK 75R7 DOUBLE WALL | OM00030795 | NA | MECH ROOM | NA | NA | NA | NA | NA | NA | NA | NA | NA | NA | \Classifications\Building System Class\D30-HVAC Systems\D3040 - Distribution SYS\Heat Exchanger,Steam - HES | 1009466
19-AG1 | 19-AG1 Compton Courthouse | 19-AG1-D2023-310-WBS06 | Domestic Water Booster Pump | Grundfos | CR15-D5-A-G-J-A-E-H-Q-QE | A96523616P0847794 | OM00000636 |  | MECH ROOM | NA | NA | NA | 10 | 230/460 | 23.8/11.9 | electric | 3 | NA | NA | \Classifications\Building System Class\D20-Plumbing\D2020 - Domestic Water\Domestic Water Booster System - WBS | 1009468
19-AG1 | 19-AG1 Compton Courthouse | 19-AG1-D3044-125-PHW01 | Hot Water Pump (P-5) | DNA | 11259511332011742 | 3337A | OM00000605 | NA | MECH ROOM | NA | NA | NA | 7.5 | 230/460 | 21.6/10.8 | electric | 3 | NA | NA | \Classifications\Building System Class\D30-HVAC Systems\D3040 - Distribution SYS\Hot Water Pump - PHW | 1009470
19-AG1 | 19-AG1 Compton Courthouse | 19-AG1-D3044-125-PHW02 | HEATING HOT WATER CIRCULATION PUMP P-6 | DNA | DNA | DNA | OM00000604 | NA | MECH ROOM | NA | NA | NA | 7.5 | 230/460 | 20.4/10.2 | electric | 3 | NA | NA | \Classifications\Building System Class\D30-HVAC Systems\D3040 - Distribution SYS\Hot Water Pump - PHW | 1009471
19-AG1 | 19-AG1 Compton Courthouse | 19-AG1-D3044-125-PHW03 | DOMESTIC HOT WATER PUMP P-7 | DNA | 17259517339011742 | CMR 33326B | OM00000606 | NA | MECH ROOM | NA | NA | NA | 7.5 | 230/460 | 21.6/10.8 | electric | 3 | NA | NA | \Classifications\Building System Class\D30-HVAC Systems\D3040 - Distribution SYS\Hot Water Pump - PHW | 1009472
19-AG1 | 19-AG1 Compton Courthouse | 19-AG1-D3044-125-PHW04 | DOMESTIC HOT WATER PUMP P-8 | DNA | DNA | DNA | OM00000607 | NA | MECH ROOM | NA | NA | NA | 7.5 | 230/460 | 21.6/10.8 | electric | 3 | NA | NA | \Classifications\Building System Class\D30-HVAC Systems\D3040 - Distribution SYS\Hot Water Pump - PHW | 1009473
19-AG1 | 19-AG1 Compton Courthouse | 19-AG1-D5010-234-ATS02 | AUTOMATIC TRANSFER SWITCH - ATS 02 | ASCO | 72806 Y | Cat # 932E161200C | OM00000625 |  | MECH ROOM | NA | NA | NA | NA | 480 | 1200 | electric | 3 | NA | NA | \Classifications\Building System Class\D50-Electrical SYS\D5010 - Elec Service & Dist\Automatic Transfer Switch - ATS | 1009475
19-AG1 | 19-AG1 Compton Courthouse | 19-AG1-D5010-110-MCC02 | MCC PANEL 02 | ITE Imperial Corp | 097868 | DNA | OM00000584 | NA | MECH ROOM | NA | NA | NA | NA | 480 | DNA | electric | 3 | NA | NA | \Classifications\Building System Class\D50-Electrical SYS\D5010 - Elec Service & Dist\Chiller Room Electrical Panel - MCC | 1009478
19-AG1 | 19-AG1 Compton Courthouse | 19-AG1-D5010-110-MCC03 | MCC PANEL 03 | ITE Imperial Corp | DNA | F20 | OM00000576 |  | MECH ROOM | NA | NA | NA | NA | 480 | DNA | electric | 3 | NA | NA | \Classifications\Building System Class\D50-Electrical SYS\D5010 - Elec Service & Dist\Chiller Room Electrical Panel - MCC | 1009479
19-AG1 | 19-AG1 Compton Courthouse | 19-AG1-D2023-100-CTY04 | BACKFLOW DEVICE (Domestic hot water boiler) #4 | FEBCO | BL3862 | 825Y | OM00000627 |  | MECH ROOM - County Responsibility | NA | NA | NA | NA | NA | NA | NA | NA | NA | NA | \Classifications\Building System Class\D20-Plumbing\D2020 - Domestic Water\Backflow Preventer - BFP | 1009484
19-AG1 | 19-AG1 Compton Courthouse | 19-AG1-G3063-100-AST01 | DIESEL STORAGE TANK | Containment Solutions | 731736 | LDP 3000 | OM00000615 | DNA | DIESEL STORAGE | NA | NA | NA | NA | NA | NA | Diesel | NA | NA | NA | \Classifications\Building System Class\G30-Site Mechanical Utilities\G3060 - Fuel Distribution\Tank, Fuel Storage, Above Ground - AST | 1009486
19-AG1 | 19-AG1 Compton Courthouse | 19-AG1-D5010-200-ESD10 | Electrical Switchboard (Rm B18) | ITE Imperial Corp | DNA | Main Switch Gear 2000 | OM00000563 |  | MECH ROOM | NA | NA | NA | NA | 480 | DNA | electric | 3 | NA | NA | \Classifications\Building System Class\D50-Electrical SYS\D5010 - Elec Service & Dist\Electical Service and Distribution - ESD | 1009487
19-AG1 | 19-AG1 Compton Courthouse | 19-AG1-D5010-200-ESD02 | MAIN ELECTRIC PANEL 2 | ITE Corp | DNA | Series 5 | OM00000622 |  | MECH ROOM | NA | NA | NA | NA | 277/480 | 4000 | electric | 3 | NA | NA | \Classifications\Building System Class\D50-Electrical SYS\D5010 - Elec Service & Dist\Electical Service and Distribution - ESD | 1009488
19-AG1 | 19-AG1 Compton Courthouse | 19-AG1-D4022-210-JPM01 | JOCKEY PUMP - FIRE PUMP WATER | Aurora Pump | 94-06276 | D6TS116APF | OM00000617 | NA | MECH ROOM | NA | NA | NA | 7.5 | 208-230/460 | 21.1-20.0/10 | electric | 3 | NA | NA | \Classifications\Building System Class\D40-Fire Protection SYS\D4020 - Stand Pipe\Jockey Pump - JPM | 1009489
19-AG1 | 19-AG1 Compton Courthouse | 19-AG1-G3063-100-DAT01 | DIESEL DAY TANK | California Tank & MFG Corp | 15168 | DNA | OM00000623 | NA | GENERATOR ROOM | NA | NA | NA | NA | NA | NA | Diesel | NA | NA | NA | \Classifications\Building System Class\G30-Site Mechanical Utilities\G3060 - Fuel Distribution\Tank, Fuel Storage Day - DAT | 1009490
19-AG1 | 19-AG1 Compton Courthouse | 19-AG1-G3063-100-DAT02 | DIESEL DAY TANK (FOR FIRE PUMP 1) | CHICAGO | 162325 | CHICAGO BOILER TANK | OM00000618 | NA | DIESEL PUMP ROOM | NA | NA | NA | NA | NA | NA | Diesel | NA | NA | NA | \Classifications\Building System Class\G30-Site Mechanical Utilities\G3060 - Fuel Distribution\Tank, Fuel Storage Day - DAT | 1009491
19-AG1 | 19-AG1 Compton Courthouse | 19-AG1-G3063-100-DAT03 | DIESEL DAY TANK (FOR FIRE PUMP 2) | CHICAGO | 162324 | CHICAGO BOILER TANK | OM00030777 | NA | DIESEL PUMP ROOM | NA | NA | NA | NA | NA | NA | Diesel | NA | NA | NA | \Classifications\Building System Class\G30-Site Mechanical Utilities\G3060 - Fuel Distribution\Tank, Fuel Storage Day - DAT | 1009492
19-AG1 | 19-AG1 Compton Courthouse | 19-AG1-D2023-100-BFP06 | BACKFLOW 1 - COOLING TOWER #6 | WATTS | A32497 | 2009M2 | OM00000629 | OW0209916-FA0234836-BD0029668 | MECH ROOM (LAPHD FORM REQUIRED) | NA | NA | NA | NA | NA | NA | NA | NA | NA | NA | \Classifications\Building System Class\D20-Plumbing\D2020 - Domestic Water\Backflow Preventer - BFP | 1009493
19-AG1 | 19-AG1 Compton Courthouse | 19-AG1-G2050-200-LSC01 | Landscaping - LSC | NA | NA | NA | OM00030808 | NA | OUTSIDE GROUNDS | NA | NA | NA | NA | NA | NA | NA | NA | NA | NA | \Classifications\Building System Class\G20-Other Systems\G2050 - Landscaping\Landscaping - LSC | 1009495
19-AG1 | 19-AG1 Compton Courthouse | 19-AG1-G2049-300-HSC01 | Hardscape - HSC | NA | NA | NA | OM00030809 | NA | OUTSIDE | NA | NA | NA | NA | NA | NA | NA | NA | NA | NA | \Classifications\Building System Class\G20-Other Systems\G2040 - Site Development\Hardscape - HSC | 1009496
19-AG1 | 19-AG1 Compton Courthouse | 19-AG1-D2030-150-MWL01 | Main/Branch Waste System - MWL | NA | NA | NA | OM00030810 | NA | ALL | NA | NA | NA | NA | NA | NA | NA | NA | NA | NA | \Classifications\Building System Class\D20-Plumbing\D2030 - Sani Waste\Main/Branch Waste System - MWL | 1009497
19-AG1 | 19-AG1 Compton Courthouse | 19-AG1-D2023-310-WBS03 | DOMESTIC WATER PUMP WBS03 | DNA | DNA | 341-0003 | OM00030710 |  | STAFF PARKING NORTH SIDE | NA | NA | NA | DNA | DNA | DNA | electric | DNA | NA | NA | \Classifications\Building System Class\D20-Plumbing\D2020 - Domestic Water\Domestic Water Booster System - WBS | 1013650
19-AG1 | 19-AG1 Compton Courthouse | 19-AG1-D2040-100-PSU09 | SUMP PUMP PSU09 | TERRA | 1028 | RFT-350 | OM00030726 |  | EAST ENTRANCE | NA | NA | NA | DNA | DNA | DNA | electric | DNA | NA | NA | \Classifications\Building System Class\D20-Plumbing\D2040 - Rain Drain\Sump Pump - PSU | 1013658
19-AG1 | 19-AG1 Compton Courthouse | 19-AG1-D3020-100-HET06 | Hot water expansion tank HET06 | DNA | DNA | DNA | OM00003312 | 220-20-022-01 | Boiller room | NA | NA | NA | NA | NA | NA | NA | NA | NA | NA | \Classifications\Building System Class\D30-HVAC Systems\D3020 - Heat SYS\Heater Water Expansion Tank - HET | 1013660
19-AG1 | 19-AG1 Compton Courthouse | 19-AG1-D3044-125-PHW07 | DOMESTIC HOT WATER PUMP PHW07 | Harman Company | 18408P43933 | B2.5TPM | OM00030709 |  | STAFF PARKING NORTH SIDE MECH ROOM | NA | NA | NA | 5 | 230/460 | 13.4/6.7 | Electric | 3 | NA | NA | \Classifications\Building System Class\D30-HVAC Systems\D3040 - Distribution SYS\Hot Water Pump - PHW | 1013661
19-AG1 | 19-AG1 Compton Courthouse | 19-AG1-D3041-110-AHU16 | AIR HANDLER UNIT 10 | TRANE | DNA | DNA | OM00030766 |  | MECH ROOM | 6-B144 | (20) 24X24X12 | NA | 40 | 230/460 | 102/51 | Electric | 3 | NA | NA | \Classifications\Building System Class\D30-HVAC Systems\D3040 - Distribution SYS\Air Handling Unit - AHU | 1013666
19-AG1 | 19-AG1 Compton Courthouse | 19-AG1-D3041-110-AHU17 | AIR HANDLER UNIT 5 | TRANE | U6D044341 | DNA | OM00030742 |  | MECH ROOM | B144 (6) | 24x24x12 (20) | NA | 40 | 230/460 | 102/51 | Electric | 3 | NA | NA | \Classifications\Building System Class\D30-HVAC Systems\D3040 - Distribution SYS\Air Handling Unit - AHU | 1013667
19-AG1 | 19-AG1 Compton Courthouse | 19-AG1-D3041-210-SFN02 | Supply Fan (Employee Parking) | Trane | U6C043900 | CF40A1DW3CCWUBSH | OM00030716 |  | EMPLOYEE SECURED PARKING LOT SOUTH SIDE | DNA | DNA | NA | 20 | 230/460 | 50/25 | NA | 3 | NA | NA | \Classifications\Building System Class\D30-HVAC Systems\D3040 - Distribution SYS\Supply/Exhaust/Return fans- FAN | 1013668
19-AG1 | 19-AG1 Compton Courthouse | 19-AG1-D3042-220-EFN13 | EXHAUST FAN 1 EFN13 | TRANE | U6C043897 | CF40A1DW3CWUBS11 | OM00000561 |  | PARKING LOT NORTH SIDE MECH ROOM | B150 4 GEA | NA | NA | 25 | 230/460 | 62-31 | NA | 3 | NA | NA | \Classifications\Building System Class\D30-HVAC Systems\D3040 - Distribution SYS\Supply/Exhaust/Return fans- FAN | 1013669
19-AG1 | 19-AG1 Compton Courthouse | 19-AG1-D3042-220-EFN14 | Exhaust Fan #3 (Rm M11) | Trane | U6C043899 | CF40A1DW3CWUBSH | OM00030724 |  | SOUTH EAST MECH ROOM PARKING LOT | B150 (4) | NA | NA | 25 | 230/460 | 70-35 | NA | 3 | NA | NA | \Classifications\Building System Class\D30-HVAC Systems\D3040 - Distribution SYS\Supply/Exhaust/Return fans- FAN | 1013670
19-AG1 | 19-AG1 Compton Courthouse | 19-AG1-D3042-220-EFN15 | EXHAUSE FAN 2 EFN15 | Trane | U6C043898 | CF40A1DW3CWUBSH | OM00030718 |  | EMPLOYEE PARKING LOT SOUTH | B 150 4EA | NA | NA | 25 | 230/460 | 62/31 | NA | 3 | NA | NA | \Classifications\Building System Class\D30-HVAC Systems\D3040 - Distribution SYS\Supply/Exhaust/Return fans- FAN | 1013671
19-AG1 | 19-AG1 Compton Courthouse | 19-AG1-D3042-220-EFN16 | Exhaust Fan #12 (Roof) | TRANE | U76G45816 | CF-15-A-1-SW-10-CW-TH-S-H | OM00030774 |  | ROOF | BX75 (2) | NA | NA | 20.4/10.2 | 230/460 | DNA | Electric | 3 | NA | NA | \Classifications\Building System Class\D30-HVAC Systems\D3040 - Distribution SYS\Supply/Exhaust/Return fans- FAN | 1013672
19-AG1 | 19-AG1 Compton Courthouse | 19-AG1-D3042-220-EFN17 | Exhaust Fan #5 (Roof) | TRANE | U6C044143 | CF33A1SW10CWTHSH | OM00030775 |  | ROOF 13 | BX75 (2) | DNA | NA | 7.5 | 230/460 | 20.4/10.2 | Electric | 3 | DNA | DNA | \Classifications\Building System Class\D30-HVAC Systems\D3040 - Distribution SYS\Supply/Exhaust/Return fans- FAN | 1013673
19-AG1 | 19-AG1 Compton Courthouse | 19-AG1-D3040-600-HES08 | HEAT EXCHANGE, STEAM HES08 | BELL & GOSSETT | 94Z81560012 | DNA | OM00030803 |  | MECH ROOM | NA | NA | NA | NA | NA | NA | NA | NA | NA | NA | \Classifications\Building System Class\D30-HVAC Systems\D3040 - Distribution SYS\Heat Exchanger,Steam - HES | 1013674
19-AG1 | 19-AG1 Compton Courthouse | 19-AG1-G3060-320-DFP01 | PUMP, DIESEL FUEL TRANSFER #1 | Viking Pump Houdaille | 308086 | FH4325 | OM00030822 | NA | BASEMENT | NA | NA | NA | 1/2 | 208-230/460 | 2.1-2.0/1.0 | DNA | 3 | NA | NA | \Classifications\Building System Class\G30-Site Mechanical Utilities\G3060 - Fuel Distribution\Pump, Fuel, Diesel Fuel Transfer Pump - DFP | 1013681
19-AG1 | 19-AG1 Compton Courthouse | 19-AG1-G3060-320-DFP02 | PUMP, DIESEL FUEL TRANSFER #2 | Viking Pump Houdaille | 308088 | FH4325 | OM00030821 | NA | GENERATOR ROOM | NA | NA | NA | 1/2 | 208-230/460 | 2.1-2.0/1.0 | Electric | 3 | NA | NA | \Classifications\Building System Class\G30-Site Mechanical Utilities\G3060 - Fuel Distribution\Pump, Fuel, Diesel Fuel Transfer Pump - DFP | 1013682
19-AG1 | 19-AG1 Compton Courthouse | 19-AG1-D5010-200-ESD01 | ELECTRICAL SWITCH BOARD | FC-20 SWITCHBOARD | 12-60827 | 640068 | OM00030729 |  | MECHANICAL ROOM | NA | NA | NA | NA | 120/230 | 1000 | Electric | 3 | NA | NA | \Classifications\Building System Class\D50-Electrical SYS\D5010 - Elec Service & Dist\Electical Service and Distribution - ESD | 1013683
19-AG1 | 19-AG1 Compton Courthouse | 19-AG1-D5011-240-TRN01 | TRANSFORMER TRN01 | ITE - GOULD | 2935291 | IT-3 | OM00030713 |  | SOUTH SIDE EAST EMPLOYEE PARKING LOT | NA | NA | NA | NA | 480/208 W-120 | DNA | Electric | 3 | NA | NA | \Classifications\Building System Class\D50-Electrical SYS\D5010 - Elec Service & Dist\Transformer - TRN | 1013684
19-AG1 | 19-AG1 Compton Courthouse | 19-AG1-D5011-240-TRN02 | TRANSFORMER TRN02 | IMPERIAL CORPORATION | 4920-3 | 3F3T015 | OM00030711 |  | STAFF PARKING NORTH SIDE | NA | NA | NA | NA | 480 | 18/41.7 | Electric | 3 | NA | NA | \Classifications\Building System Class\D50-Electrical SYS\D5010 - Elec Service & Dist\Transformer - TRN | 1013685
19-AG1 | 19-AG1 Compton Courthouse | 19-AG1-D5011-240-TRN03 | TRANSFORMER TRN03 | ITE | 4808-10 | 3F3Y300 | OM00030730 |  | MECH ROOM | NA | NA | NA | NA | 480 | 367 | Electric | 3 | NA | NA | \Classifications\Building System Class\D50-Electrical SYS\D5010 - Elec Service & Dist\Transformer - TRN | 1013686
19-AG1 | 19-AG1 Compton Courthouse | 19-AG1-D5011-240-TRN04 | TRANSFORMER TRN04 | IMPERIAL CORPORATION | 2934904 | IT-3 | OM00030714 |  | SECURED EMPLOYEE PARKING LOT SOUTH EAST | NA | NA | NA | NA | 480 | 18/41.7 | Electric | 3 | NA | NA | \Classifications\Building System Class\D50-Electrical SYS\D5010 - Elec Service & Dist\Transformer - TRN | 1013687
19-AG1 | 19-AG1 Compton Courthouse | 19-AG1-D5011-240-TRN05 | TRANSFORMER TRN05 | FFE IMPERIAL CORPORATION | 1049657 | IT3-1 | OM00030717 |  | SECURED EMPLOYEE PARKING SOUTH EAST | NA | NA | NA | NA | 480 | 36 | Electric | 3 | NA | NA | \Classifications\Building System Class\D50-Electrical SYS\D5010 - Elec Service & Dist\Transformer - TRN | 1013688
19-AG1 | 19-AG1 Compton Courthouse | 19-AG1-D5036-200-CSY01 | CLOCK SYSTEMS | STANDARD/FARADAY INC | 196 | MASTER TIME PROGRAMMER | OM00030817 |  | MAINTANANCE ROOM | NA | NA | NA | NA | DNA | DNA | Electric | DNA | NA | NA | \Classifications\Building System Class\D50-Electrical SYS\D5030 - Comm & Security\Clock Systems - CSY | 1013689
19-AG1 | 19-AG1 Compton Courthouse | 19-AG1-G2023-150-PEG01 | SECURITY PARKING GATE ENTRANCE PEG01 | Bonanza Door | DNA | DNA | OM00030778 |  | BASEMENT ENTRANCE | DNA | NA | NA | 1/2 | 208-230/460 | 2.4/1.2 | Electric | DNA | NA | NA | \Classifications\Building System Class\G20-Other Systems\G2020 - Parking Lots\Secured Parking Gate - PEG | 1013690
19-AG1 | 19-AG1 Compton Courthouse | 19-AG1-G2023-150-PEG02 | SECURITY PARKING GATE PEG02 | Bonanza Door | DNA | DNA | OM00030818 |  | EMPLOYEE PARKING LOT | NA | NA | NA | 1/2 | 208-230/460 | 2.4/1.2 | Electric | DNA | NA | NA | \Classifications\Building System Class\G20-Other Systems\G2020 - Parking Lots\Secured Parking Gate - PEG | 1013691
19-AG1 | 19-AG1 Compton Courthouse | 19-AG1-G2023-160-PBB01 | SECURITY PARKING BEAM BARRIER | Automatic Parking Device Inc | 10935 | G89 | OM00030820 |  | SECURED EMPLOYEE PARKING LOT EXIT | NA | NA | NA | 1.3 | 115 | 8 | Electric | 1 | NA | NA | \Classifications\Building System Class\G20-Other Systems\G2020 - Parking Lots\Security Parking Beam Barrier - PBB | 1013692
19-AG1 | 19-AG1 Compton Courthouse | 19-AG1-G2023-160-PBB02 | SECURITY PARKING BEAM BARRIER | Automatic Parking Device Inc | 10936 | G89 | OM00030819 |  | EMPLOYEE ENTRANCE SECURE PARKING LOT | 4L280 | NA | NA | 1.3 | 115 | 8 | Electric | 1 | NA | NA | \Classifications\Building System Class\G20-Other Systems\G2020 - Parking Lots\Security Parking Beam Barrier - PBB | 1013693
19-AG1 | 19-AG1 Compton Courthouse | 19-AG1-G3010-210-FWT01 | DAY WATER TANK | SENTRONIC | T-145 | S-1 | OM00016151 |  | MECH ROOM | NA | NA | NA | NA | DNA | DNA | Electric | DNA | NA | NA | \Classifications\Building System Class\G30-Site Mechanical Utilities\G3010 - Water Supply\Fire Water Tank - FWT | 1013694
19-AG1 | 19-AG1 Compton Courthouse | 19-AG1-D2040-100-PSU25 | Sump Pum #1 (Rm M11) | DNA | DNA | DNA | OM00030722 |  | SOUTHEAST PARKING LOT MECH ROOM | NA | NA | NA | DNA | DNA | DNA | Electric | DNA | NA | NA | \Classifications\Building System Class\D20-Plumbing\D2040 - Rain Drain\Sump Pump - PSU | 1013695
19-AG1 | 19-AG1 Compton Courthouse | 19-AG1-D2040-100-PSU27 | Sump Pum #2 (Rm M11) | DNA | DNA | DNA | OM00030721 |  | SOUTH WEST PARKING LOT | NA | NA | NA | DNA | DNA | DNA | Electric | DNA | NA | NA | \Classifications\Building System Class\D20-Plumbing\D2040 - Rain Drain\Sump Pump - PSU | 1013697
19-AG1 | 19-AG1 Compton Courthouse | 19-AG1-D5010-234-ATS03 | ELECTRICAL, AUTOMATIC TRANSFER SWITCH PARKING GARAGE | ASCO | S-17877-4 | 940 | OM00036042 |  | NW MECH ROOM | NA | NA | NA | NA | 120/208 | 100 | Electric | 3 | NA | NA | \Classifications\Building System Class\D50-Electrical SYS\D5010 - Elec Service & Dist\Automatic Transfer Switch - ATS | 1015178
19-AG1 | 19-AG1 Compton Courthouse | 19-AG1-D2023-100-BFP15 | BACKFLOW PREVENTER #2 PARKING GARAGE | GRINNELL | E-7220 | B-2 (6") | OM00036488 | 29457-23665-TBD (Newly Submitted to LA Pub Hlth) | NW EXTERIOR IN PLANTER (LAPHD FORM REQUIRED) | NA | NA | NA | NA | NA | NA | NA | NA | NA | NA | \Classifications\Building System Class\D20-Plumbing\D2020 - Domestic Water\Backflow Preventer - BFP | 1015180
19-AG1 | 19-AG1 Compton Courthouse | 19-AG1-D1010-100-ELE12 | LIFT, ELEVATOR #1 (HYDRO)PARKING GARAGE | Westinghouse | HY 14923-01 | HMC1000 | OM00036040 | State ID# 061516 | PARKING GARAGE NORTH NEAR STAIRWELLJ | NA | NA | NA | DNA | DNA | DNA | Hydraulic | NA | NA | NA | \Classifications\Building System Class\D10-Conveyance Systems\D1010 - Elevator\Elevator,Hydraulic,Pass/Freight - ELE | 1015181
19-AG1 | 19-AG1 Compton Courthouse | 19-AG1-D1010-100-ELE13 | LIFT, ELEVATOR #2 (HYDRO)PARKING GARAGE | Westinghouse | HY 14923-02 | HMC1000 | OM00036041 | State ID# 061515 | PARKING GARAGE NORTH NEAR STAIRWELL | NA | NA | NA | DNA | DNA | DNA | Hydraulic | DNA | NA | NA | \Classifications\Building System Class\D10-Conveyance Systems\D1010 - Elevator\Elevator,Hydraulic,Pass/Freight - ELE | 1015182
19-AG1 | 19-AG1 Compton Courthouse | 19-AG1-D4010-150-FMS02 | FIRE STANDPIPE PARKING GARAGE | RELIABLE | DNA | E | OM00000603 | DNA | NW CORNER IN CAGE | NA | NA | NA | DNA | DNA | DNA | DNA | DNA | NA | NA | \Classifications\Building System Class\D40-Fire Protection SYS\D4010 - Sprinkler SYS\Fire Systems, stand pipes - FMS | 1015184
19-AG1 | 19-AG1 Compton Courthouse | 19-AG1-D5092-210-GEN02 | GENERATOR (PARKING GARAGE) | FORD | S947336 | 2713E | OM00036037 | G7042 | PARKING LOT | NA | CA 151PL FRAM | NA | 87 | 600AC/250DC | 100 | Diesel | 3 | NA | NA | \Classifications\Building System Class\D50-Electrical SYS\D5090 - Elec SYS\Emergency Generator - GEN | 1015185
19-AG1 | 19-AG1 Compton Courthouse | 19-AG1-D5010-200-ESD03 | ELECTRICAL, MAIN PANEL PARKING GARAGE | WESTINGHOUSE | LA 60838-IT | SWITHBOARD | OM00036043 | DNA | NW NEAR GEN | NA | NA | NA | NA | 277/480 | DNA | Electric | 3 | NA | NA | \Classifications\Building System Class\D50-Electrical SYS\D5010 - Elec Service & Dist\Electical Service and Distribution - ESD | 1015186
19-AG1 | 19-AG1 Compton Courthouse | 19-AG1-D2040-100-PSU11 | PUMP, SUMP #G-1 PARKING GARAGE | ZOELER | DNA | DNA | OM00036044 |  | SE INTERIOR | NA | NA | NA | 1/2 | 115 | 10 | Electric | 1 | NA | NA | \Classifications\Building System Class\D20-Plumbing\D2040 - Rain Drain\Sump Pump - PSU | 1015187
19-AG1 | 19-AG1 Compton Courthouse | 19-AG1-D2040-100-PSU12 | PUMP, SUMP #G-2 PARKING GARAGE | ZOELER | DNA | DNA | OM00036045 |  | SOUTH EXTERIOR | NA | NA | NA | 1/2 | 115 | 10 | Electric | 1 | NA | NA | \Classifications\Building System Class\D20-Plumbing\D2040 - Rain Drain\Sump Pump - PSU | 1015188
19-AG1 | 19-AG1 Compton Courthouse | 19-AG1-D2040-100-PSU13 | PUMP, SUMP #G-3 PARKING GARAGE | ZOELER | DNA | DNA | OM00036046 |  | SW EXTERIOR | NA | NA | NA | 1/2 | 115 | 10 | Electric | 1 | NA | NA | \Classifications\Building System Class\D20-Plumbing\D2040 - Rain Drain\Sump Pump - PSU | 1015189
19-AG1 | 19-AG1 Compton Courthouse | 19-AG1-D2040-100-PSU14 | PUMP, SUMP #G-4 PARKING GARAGE | ZOELER | DNA | DNA | OM00036047 |  | SW INTERIOR | NA | NA | NA | 1/2 | 115 | 10 | Electric | 1 | NA | NA | \Classifications\Building System Class\D20-Plumbing\D2040 - Rain Drain\Sump Pump - PSU | 1015190
19-AG1 | 19-AG1 Compton Courthouse | 19-AG1-D2040-100-PSU15 | PUMP, SUMP #G-5 PARKING GARAGE | ZOELER | DNA | DNA | OM00036048 |  | WEST EXTERIOR | NA | NA | NA | 1/2 | 115 | 10 | Electric | 1 | NA | NA | \Classifications\Building System Class\D20-Plumbing\D2040 - Rain Drain\Sump Pump - PSU | 1015191
19-AG1 | 19-AG1 Compton Courthouse | 19-AG1-D2040-100-PSU16 | PUMP, SUMP #G-6 PARKING GARAGE | ZOELER | DNA | DNA | OM00036481 |  | WEST EXTERIOR | NA | NA | NA | 1/2 | 115 | 10 | Electric | 1 | NA | NA | \Classifications\Building System Class\D20-Plumbing\D2040 - Rain Drain\Sump Pump - PSU | 1015192
19-AG1 | 19-AG1 Compton Courthouse | 19-AG1-D2040-100-PSU17 | PUMP, SUMP #G-7 PARKING GARAGE | ZOELER | DNA | DNA | OM00036482 |  | WEST INTERIOR | NA | NA | NA | 1/2 | 115 | 10 | Electric | 1 | NA | NA | \Classifications\Building System Class\D20-Plumbing\D2040 - Rain Drain\Sump Pump - PSU | 1015193
19-AG1 | 19-AG1 Compton Courthouse | 19-AG1-D2040-100-PSU18 | PUMP, SUMP #G-8PARKING GARAGE | ZOELER | DNA | DNA | OM00036483 |  | NW EXTERIOR | NA | NA | NA | 1/2 | 115 | 10 | Electric | 1 | NA | NA | \Classifications\Building System Class\D20-Plumbing\D2040 - Rain Drain\Sump Pump - PSU | 1015194
19-AG1 | 19-AG1 Compton Courthouse | 19-AG1-D2040-100-PSU19 | PUMP, SUMP #G-9 (ELEVATOR)PARKING GARAGE | ZOELER | DNA | DNA | OM00036484 |  | NE ELEVATOR 2 PARKING GARAGE ELEVATORS | NA | NA | NA | 1/2 | 115 | 10 | Electric | 1 | NA | NA | \Classifications\Building System Class\D20-Plumbing\D2040 - Rain Drain\Sump Pump - PSU | 1015195
19-AG1 | 19-AG1 Compton Courthouse | 19-AG1-D2040-100-PSU20 | PUMP, SUMP #G-10 PARKING GARAGE | ZOELER | DNA | DNA | OM00036485 |  | NE EXTERIOR | NA | NA | NA | 1/2 | 115 | 10 | Electric | 1 | NA | NA | \Classifications\Building System Class\D20-Plumbing\D2040 - Rain Drain\Sump Pump - PSU | 1015196
19-AG1 | 19-AG1 Compton Courthouse | 19-AG1-D2040-100-PSU21 | PUMP, SUMP #G-11 PARKING GARAGE | ZOELER | DNA | DNA | OM00036486 |  | NE INTERIOR | NA | NA | NA | 1/2 | 115 | 10 | Electric | 1 | NA | NA | \Classifications\Building System Class\D20-Plumbing\D2040 - Rain Drain\Sump Pump - PSU | 1015197
19-AG1 | 19-AG1 Compton Courthouse | 19-AG1-D2040-100-PSU22 | PUMP, SUMP #G-12 PARKING GARAGE | ZOELER | DNA | DNA | OM00036487 |  | SE EXTERIOR | NA | NA | NA | 1/2 | 115 | 10 | Electric | 1 | NA | NA | \Classifications\Building System Class\D20-Plumbing\D2040 - Rain Drain\Sump Pump - PSU | 1015198
19-AG1 | 19-AG1 Compton Courthouse | 19-AG1-D4024-100-FHS01 | HOSE CABINETS PARKING GARAGE | DNA | DNA | DNA | OM00036491 | DNA | NW BASEMENT/RISER | NA | NA | NA | NA | NA | NA | NA | NA | NA | NA | \Classifications\Building System Class\D40-Fire Protection SYS\D4020 - Stand Pipe\Other Stand Pipe Hose Systems - FHS | 1015328
19-AG1 | 19-AG1 Compton Courthouse | 19-AG1-D2023-100-BFP17 | BACKFLOW PREVENTER #5 (HEATING HOT WATER BOILER, SOUTH) | WILKINS ZURN | 3557387 | 975XL2 (3/4") | OM00035848 | OW0209916-FA0234836-BD0037609 | 13TH FLOOR MECH ROOM (LAPHD FORM REQUIRED) | NA | NA | NA | NA | NA | NA | NA |  | NA | NA | \Classifications\Building System Class\D20-Plumbing\D2020 - Domestic Water\Backflow Preventer - BFP | 1016253
19-AG1 | 19-AG1 Compton Courthouse | 19-AG1-D2023-100-BFP18 | BACKFLOW PREVENTER #7 (COOLING TOWER) | WATTS | 003334 | LF009 M2QT (2") | OM00035849 | OW0209916-FA0234825-BD0014090 | 13TH FLOOR MECH ROOM M1(LAPHD FORM REQUIRED) | NA | NA | NA | NA | NA | NA | NA |  | NA | NA | \Classifications\Building System Class\D20-Plumbing\D2020 - Domestic Water\Backflow Preventer - BFP | 1016254
19-AG1 | 19-AG1 Compton Courthouse | 19-AG1-D2023-100-BFP20 | BACKFLOW (CHILLER RM M-3, 1") | WILKINS ZURN | 3663810 | 975XL2 (1") | OM00035852 | OW0209916-FA0234836-BD0037610 | 13TH FLOOR CHILLER ROOM (LAPHD FORM REQUIRED) | NA | NA | NA | NA | NA | NA | NA | NA | NA | NA | \Classifications\Building System Class\D20-Plumbing\D2020 - Domestic Water\Backflow Preventer - BFP | 1016502
19-AG1 | 19-AG1 Compton Courthouse | 19-AG1-D2023-100-BFP21 | BACKFLOW (S LAWN PARKING 2") | FEBCO | H02866 | 765 (2") | OM00035853 | OW0209916-FA0234839-BD0058212-H028661-FEBRUARY | SOUTH LAWN PARKING GARAGE (LAPHD FORM REQUIRED) | NA | NA | NA | NA | NA | NA | NA | NA | NA | NA | \Classifications\Building System Class\D20-Plumbing\D2020 - Domestic Water\Backflow Preventer - BFP | 1016503
19-AG1 | 19-AG1 Compton Courthouse | 19-AG1-B2010-100-BLD01 | Building | NA | NA | NA | OM00037878 | NA | [11 empty] | \Classifications\Building System Class\B20-General Building Exterior\B2010 - Exterior Walls\Building - BLD | 1016534
19-AG1 | 19-AG1 Compton Courthouse | 19-AG1-D3021-130-BLR06 | Hot Water Boiler #B-6 | RayPak | 1404376998 | H7-2003A | OM00040826 | NA | Mech Room on 13th Floor | NA | NA | NA | DNA | DNA | DNA | Natural gas | 3 | 1999000 | NA | \Classifications\Building System Class\D30-HVAC Systems\D3020 - Heat SYS\Boiler,Hot Water,Oil/Gas/Comb. - BLR | 1017497
19-AG1 | 19-AG1 Compton Courthouse | 19-AG1-D3021-130-BLR14 | Hot Water Boiler #B-4 | RayPak | 1404377092 | H7-2003A | OM00040824 | NA | Mech Room on 13th Floor | NA | NA | NA | DNA | DNA | DNA | Natural gas | 3 | 1999000 | NA | \Classifications\Building System Class\D30-HVAC Systems\D3020 - Heat SYS\Boiler,Hot Water,Oil/Gas/Comb. - BLR | 1017498
19-AG1 | 19-AG1 Compton Courthouse | 19-AG1-D3021-130-BLR05 | Hot Water Boiler #B-5 | RayPak | 1404377091 | H7-2003A | OM00040825 | NA | Mech Room on 13th Floor | NA | NA | NA | DNA | DNA | DNA | Natural gas | 3 | 1999000 | NA | \Classifications\Building System Class\D30-HVAC Systems\D3020 - Heat SYS\Boiler,Hot Water,Oil/Gas/Comb. - BLR | 1017496
19-AG1 | 19-AG1 Compton Courthouse | 19-AG1-D3021-130-BLR11 | Hot Water Boiler #B-1 | RayPak | 1404376997 | H7-2003A | OM00040821 | NA | Mech Room on 13th Floor | NA | NA | NA | DNA | DNA | DNA | Natural gas | 3 | 1999000 | NA | \Classifications\Building System Class\D30-HVAC Systems\D3020 - Heat SYS\Boiler,Hot Water,Oil/Gas/Comb. - BLR | 1017499
19-AG1 | 19-AG1 Compton Courthouse | 19-AG1-D3021-130-BLR12 | Hot Water Boiler #B-2 | RayPak | 1404377093 | H7-2003A | OM00040822 | NA | Mech Room on 13th Floor | NA | NA | NA | DNA | DNA | DNA | Natural gas | 3 | 1999000 | NA | \Classifications\Building System Class\D30-HVAC Systems\D3020 - Heat SYS\Boiler,Hot Water,Oil/Gas/Comb. - BLR | 1017500
19-AG1 | 19-AG1 Compton Courthouse | 19-AG1-D3021-130-BLR13 | Hot Water Boiler #B-3 | RayPak | 1404376996 | H7-2003A | OM00040823 | NA | Mech Room on 13th Floor | NA | NA | NA | DNA | DNA | DNA | Natural gas | 3 | 1999000 | NA | \Classifications\Building System Class\D30-HVAC Systems\D3020 - Heat SYS\Boiler,Hot Water,Oil/Gas/Comb. - BLR | 1017501
19-AG1 | 19-AG1 Compton Courthouse | 19-AG1-D3021-130-BLR07 | Hot Water Boiler #B-7 | RayPak | 1404376903 | H7-1753A | OM00040827 | NA | Mech Room on 13th Floor | NA | NA | NA | DNA | DNA | DNA | Natural gas | 3 | 1,753,000 | NA | \Classifications\Building System Class\D30-HVAC Systems\D3020 - Heat SYS\Boiler,Hot Water,Oil/Gas/Comb. - BLR | 1017502
19-AG1 | 19-AG1 Compton Courthouse | 19-AG1-D3021-130-BLR08 | Hot Water Boiler #B-8 | RayPak | 1404376995 | H7-1753A | OM00040828 | NA | Mech Room on 13th Floor | NA | NA | NA | DNA | DNA | DNA | Natural gas | 3 | 1,753,000 | NA | \Classifications\Building System Class\D30-HVAC Systems\D3020 - Heat SYS\Boiler,Hot Water,Oil/Gas/Comb. - BLR | 1017503
19-AG1 | 19-AG1 Compton Courthouse | 19-AG1-D3021-130-BLR09 | Hot Water Boiler #B-9 | RayPak | 1404376994 | H7-1753A | OM00040829 | NA | Mech Room on 13th Floor | NA | NA | NA | DNA | DNA | DNA | Natural gas | 3 | 1,753,000 | NA | \Classifications\Building System Class\D30-HVAC Systems\D3020 - Heat SYS\Boiler,Hot Water,Oil/Gas/Comb. - BLR | 1017504
19-AG1 | 19-AG1 Compton Courthouse | 19-AG1-D3021-130-BLR10 | Hot Water Boiler #B-10 | RayPak | 1404376904 | H7-1753A | OM00040830 | NA | Mech Room on 13th Floor | NA | NA | NA | DNA | DNA | DNA | Natural gas | 3 | 1,753,000 | NA | \Classifications\Building System Class\D30-HVAC Systems\D3020 - Heat SYS\Boiler,Hot Water,Oil/Gas/Comb. - BLR | 1017505
19-AG1 | 19-AG1 Compton Courthouse | 19-AG1-D2023-100-BFP22 | Backflow Preventer, Bypass (NW Corner Parking) | Febco | W2116 | 805Y (1") | OM00030801 |  | NW Corner of Parking Structure | NA | NA | NA | NA | NA | NA | NA |  | NA | NA | \Classifications\Building System Class\D20-Plumbing\D2020 - Domestic Water\Backflow Preventer - BFP | 1017773
19-AG1 | 19-AG1 Compton Courthouse | 19-AG1-G3060-320-DFP03 | Diesel Fuel Transfer Pump (Rm M10) | Viking Pump Houdaille | 308089 | FH432 | OM00040675 |  | Electrical Room M10 | NA | NA | NA | 1/2 | 208-230/460 | 2.1-2.0/1.0 | Electric | 3 | NA | NA | \Classifications\Building System Class\G30-Site Mechanical Utilities\G3060 - Fuel Distribution\Pump, Fuel, Diesel Fuel Transfer Pump - DFP | 1017777
19-AG1 | 19-AG1 Compton Courthouse | 19-AG1-G3060-320-DFP04 | Diesel Fuel Transfer Pump (Rm M10) | Viking Pump Houdaille | 12155015 | FH432 | OM00040674 |  | Electrical Room M10 | NA | NA | NA | 1/2 | 208-230/460 | 2.1-2.0/1.0 | Electric | 3 | NA | NA | \Classifications\Building System Class\G30-Site Mechanical Utilities\G3060 - Fuel Distribution\Pump, Fuel, Diesel Fuel Transfer Pump - DFP | 1017779
19-AG1 | 19-AG1 Compton Courthouse | 19-AG1-B2034-400-DOH01 | Overhead Rollup Door, Electric (Sally Port) | Overhead Door Corp | 010377 | RDZ50 | OM00040683 |  | Sally port | NA | NA | NA | 3/4 | 115/208-230 | 10.6/5.3 | Electric | 1 | NA | NA | \Classifications\Building System Class\B20-General Building Exterior\B2030 - Exterior Doors\Door,Overhead-Shutter,Manual,Elec,Roll-up - DOH | 1017778
19-AG1 | 19-AG1 Compton Courthouse | 19-AG1-B2034-400-DOH03 | Overhead Rollup Door, Electric (Employee Parking) | Lawrence Rollup Doors Inc | 117788R | DNA | OM00000602 |  | Employee Parking Area | NA | NA | NA | 1 | 208/230 | 9.6/1.0 | Electric | 3 | NA | NA | \Classifications\Building System Class\B20-General Building Exterior\B2030 - Exterior Doors\Door,Overhead-Shutter,Manual,Elec,Roll-up - DOH | 1017781
19-AG1 | 19-AG1 Compton Courthouse | 19-AG1-D4010-150-FMS04 | Fire System Standpipe B2 | Star Sprinkler Corp | DNA | 4-175D | OM00000582 |  | Employee Parking Area West Side | NA | NA | NA | NA | NA | NA | NA | NA | NA | NA | \Classifications\Building System Class\D40-Fire Protection SYS\D4010 - Sprinkler SYS\Fire Systems, stand pipes - FMS | 1017786
19-AG1 | 19-AG1 Compton Courthouse | 19-AG1-D4095-230-HBL01 | Vent Hood & Blower #1 (Cafeteria) | Ansul | S275985 | R-102 Wet Chemical | OM00040695 |  | Cafeteria | NA | NA | NA | NA | DNA | DNA | Electric | DNA | NA | NA | \Classifications\Building System Class\D40-Fire Protection SYS\D4090 - Other Fire Protection Systems\Hood and Blower - HBL | 1017789
19-AG1 | 19-AG1 Compton Courthouse | 19-AG1-G3063-100-DAT05 | Fuel Storage Day Tank (Rm M10) | Engine & Compressor Accessories | S525101 | DNA | OM00040673 |  | Electrical Room M10 | NA | NA | NA | NA | NA | NA | Diesel |  | NA | NA | \Classifications\Building System Class\G30-Site Mechanical Utilities\G3060 - Fuel Distribution\Tank, Fuel Storage Day - DAT | 1017775
19-AG1 | 19-AG1 Compton Courthouse | 19-AG1-B2034-400-DOH02 | Overhead Rollup Door, Electric (Sally Port) | Janus International Corp | 13878 | DNA | OM00040684 |  | Sally port | NA | NA | NA | 1/2 | 208-230/460 | 2.4/1.2 | Electric | 1 | NA | NA | \Classifications\Building System Class\B20-General Building Exterior\B2030 - Exterior Doors\Door,Overhead-Shutter,Manual,Elec,Roll-up - DOH | 1017780
19-AG1 | 19-AG1 Compton Courthouse | 19-AG1-B2034-400-DOH04 | Overhead Rollup Door, Electric (Rm 100) | Cookson Rolling Door | DNA | AA15017972 | OM00040113 |  | Traffic Dept Rm 100 | NA | NA | NA | DNA | DNA | DNA | Electric | DNA | NA | NA | \Classifications\Building System Class\B20-General Building Exterior\B2030 - Exterior Doors\Door,Overhead-Shutter,Manual,Elec,Roll-up - DOH | 1017783
19-AG1 | 19-AG1 Compton Courthouse | 19-AG1-B2034-400-DOH05 | Overhead Rollup Door, Electric (Rm 100) | Cookson Rolling Door | DNA | AA15017972 | OM00040112 |  | Traffic Dept Rm 100 | NA | NA | NA | DNA | DNA | DNA | Electric | DNA | NA | NA | \Classifications\Building System Class\B20-General Building Exterior\B2030 - Exterior Doors\Door,Overhead-Shutter,Manual,Elec,Roll-up - DOH | 1017782
19-AG1 | 19-AG1 Compton Courthouse | 19-AG1-B2034-400-DOH06 | Overhead Rollup Door, Manual (Cafeteria) | DNA | DNA | DNA | OM00040692 |  | Cafeteria | NA | NA | NA | NA | NA | NA | NA | NA | NA | NA | \Classifications\Building System Class\B20-General Building Exterior\B2030 - Exterior Doors\Door,Overhead-Shutter,Manual,Elec,Roll-up - DOH | 1017785
19-AG1 | 19-AG1 Compton Courthouse | 19-AG1-D4010-150-FMS03 | Fire System Standpipe B1 | Star Sprinkler Corp | DNA | 4-175D | OM00040166 |  | Employee Parking Area | NA | NA | NA | NA | NA | NA | NA | NA | NA | NA | \Classifications\Building System Class\D40-Fire Protection SYS\D4010 - Sprinkler SYS\Fire Systems, stand pipes - FMS | 1017784
19-AG1 | 19-AG1 Compton Courthouse | 19-AG1-D4010-150-FMS05 | Fire System Standpipe B3 | Star Sprinkler Corp | DNA | 4-175D | OM00016140 |  | Employee Parking Area | NA | NA | NA | NA | NA | NA | NA | NA | NA | NA | \Classifications\Building System Class\D40-Fire Protection SYS\D4010 - Sprinkler SYS\Fire Systems, stand pipes - FMS | 1017787
19-AG1 | 19-AG1 Compton Courthouse | 19-AG1-C1020-110-FRD01 | Fire Door, Rollup Window (Rm 1207) | Cookson Rolling Door | 84342 | DNA | OM00040190 |  | Juvenile Clerks Office | NA | NA | NA | NA | NA | NA | NA |  | NA | NA | \Classifications\Building System Class\C10-General Building Interior\C1020 - Fire Doors\Fire Doors - FRD | 1017788
19-AG1 | 19-AG1 Compton Courthouse | 19-AG1-D4095-230-HBL02 | Vent Hood & Blower #2 (Cafeteria) | Ansul | S275986 | R-102 Wet Chemical | OM00040694 |  | Cafeteria | NA | NA | NA | NA | DNA | DNA | Electric | DNA | NA | NA | \Classifications\Building System Class\D40-Fire Protection SYS\D4090 - Other Fire Protection Systems\Hood and Blower - HBL | 1017790
19-AG1 | 19-AG1 Compton Courthouse | 19-AG1-D2023-310-HWP01 | Domestic Hot Water Circulating Pump (Rm B20) | Grundfos | DNA | UPS15-555SFC | OM00000560 |  | Air Handler Rm B20 next to sallyport | NA | NA | NA | 1 | 115 | 10 | Electric |  | NA | NA | \Classifications\Building System Class\D20-Plumbing\D2020 - Domestic Water\Domestic Hot Water Circulating Pump - HWP | 1017791
19-AG1 | 19-AG1 Compton Courthouse | 19-AG1-D2023-310-HWP03 | Domestic Hot Water Circulating Pump (Rm 409) | Bell & Gosset | 106189 | 100/B11 | OM00000575 |  | Air Handler Rm 409 | NA | NA | NA | 1/12 | 115 | 1.7 | Electric | 1 | NA | NA | \Classifications\Building System Class\D20-Plumbing\D2020 - Domestic Water\Domestic Hot Water Circulating Pump - HWP | 1017793
19-AG1 | 19-AG1 Compton Courthouse | 19-AG1-D2023-310-HWP05 | Domestic Hot Water Circulating Pump (Rm 612) | Grundfos | DNA | UPS15-555SFC | OM00030749 |  | Air Handler Rm 612 | NA | NA | NA | DNA | 115 | DNA | Electric | 1 | NA | NA | \Classifications\Building System Class\D20-Plumbing\D2020 - Domestic Water\Domestic Hot Water Circulating Pump - HWP | 1017794
19-AG1 | 19-AG1 Compton Courthouse | 19-AG1-D2023-310-HWP06 | Domestic Hot Water Circulating Pump (Rm 849) | Bell & Gosset | 106189 | Series 100 | OM00030763 |  | Air Handler Rm 849 | NA | NA | NA | 1/12 | 115 | 1.75 | Electric | 1 | NA | NA | \Classifications\Building System Class\D20-Plumbing\D2020 - Domestic Water\Domestic Hot Water Circulating Pump - HWP | 1017796
19-AG1 | 19-AG1 Compton Courthouse | 19-AG1-D2023-310-HWP07 | Domestic Hot Water Circulating Pump (Rm 1012) | Bell & Gosset | 106197 | Series 100 | OM00030750 |  | Air Handler Rm 1012 | NA | NA | NA | 1/12 | 115 | 1.75 | Electric | 1 | NA | NA | \Classifications\Building System Class\D20-Plumbing\D2020 - Domestic Water\Domestic Hot Water Circulating Pump - HWP | 1017797
19-AG1 | 19-AG1 Compton Courthouse | 19-AG1-D5010-110-MCC04 | Motor Control Center (Rm M18) | ITE Imperial Corp | 1260827 | FC-20 | OM00040682 |  | Basement Rm M18 | NA | NA | NA | NA | DNA | DNA | Electric |  | NA | NA | \Classifications\Building System Class\D50-Electrical SYS\D5010 - Elec Service & Dist\Chiller Room Electrical Panel - MCC | 1017800
19-AG1 | 19-AG1 Compton Courthouse | 19-AG1-D5010-110-MCC06 | Motor Control Center (Rm M10) | ITE Imperial Corp | 1260827723122 | FC-20 | OM00040686 |  | Basement Rm M10 | NA | NA | NA | NA | 277/480 | 600 | Electric | 3 | NA | NA | \Classifications\Building System Class\D50-Electrical SYS\D5010 - Elec Service & Dist\Chiller Room Electrical Panel - MCC | 1017802
19-AG1 | 19-AG1 Compton Courthouse | 19-AG1-D5010-110-MCC08 | Motor Control Center (Rm B18) | ITE Imperial Corp | 640078 | FC-20 | OM00040690 |  | Basement Rm B18 | NA | NA | NA | NA | 120/208 | 400 | Electric | 3 | NA | NA | \Classifications\Building System Class\D50-Electrical SYS\D5010 - Elec Service & Dist\Chiller Room Electrical Panel - MCC | 1017804
19-AG1 | 19-AG1 Compton Courthouse | 19-AG1-D5010-110-MCC09 | Motor Control Center (Rm B18) | ITE Imperial Corp | 640074 | FC-20 | OM00040691 |  | Basement Rm B18 | NA | NA | NA | NA | 120/208 | 600 | Electric | 3 | NA | NA | \Classifications\Building System Class\D50-Electrical SYS\D5010 - Elec Service & Dist\Chiller Room Electrical Panel - MCC | 1017805
19-AG1 | 19-AG1 Compton Courthouse | 19-AG1-D5010-110-MCC12 | Chiller #1 Motor Control Center (Rm M3) | Cutler Hammer | DNA | DNA | OM00016173 |  | 13th Floor Chiller Rm M3 | NA | NA | NA | NA | DNA | DNA | Electric |  | NA | NA | \Classifications\Building System Class\D50-Electrical SYS\D5010 - Elec Service & Dist\Chiller Room Electrical Panel - MCC | 1017808
19-AG1 | 19-AG1 Compton Courthouse | 19-AG1-D5010-110-MCC14 | Motor Control Center (Rm M2) | ITE Imperial Corp | 1260827MCCMC04GH | 5640V1A00M0 | OM000161448 |  | 13th Floor Electrical Rm M2 | NA | NA | NA | NA | 480 | 600 | Electric | 3 | NA | NA | \Classifications\Building System Class\D50-Electrical SYS\D5010 - Elec Service & Dist\Chiller Room Electrical Panel - MCC | 1017810
19-AG1 | 19-AG1 Compton Courthouse | 19-AG1-D5010-110-MCC16 | Motor Control Center (Rm M2) | ITE Imperial Corp | 1260827MCCNC04AB | 5640V1A00M0 | OM00040307 |  | 13th Floor Electrical Rm M2 | NA | NA | NA | NA | 480 | 600 | Electric | 3 | NA | NA | \Classifications\Building System Class\D50-Electrical SYS\D5010 - Elec Service & Dist\Chiller Room Electrical Panel - MCC | 1017812
19-AG1 | 19-AG1 Compton Courthouse | 19-AG1-D5010-200-ESD04 | Main Electircal Panel (Rm M10) | ITE Imperial Corp | DNA | Series 5 | OM00040676 |  | Basement Generator Rm M10 | NA | NA | NA | NA | 277/480 | 2000 | Electric | 3 | NA | NA | \Classifications\Building System Class\D50-Electrical SYS\D5010 - Elec Service & Dist\Electical Service and Distribution - ESD | 1017813
19-AG1 | 19-AG1 Compton Courthouse | 19-AG1-D2030-410-PMS06 | Sewer Ejector Pump #1 (Rm B3) | Pacific Plumbing Co | 50470C116XXX1622 | DMR333238 | OM00040679 |  | Basement Pump Rm B3 | NA | NA | NA | 3 | 230/460 | 8.6/4.3 | Electric | 3 | NA | NA | \Classifications\Building System Class\D20-Plumbing\D2030 - Sani Waste\Sewage Ejector Pump - PMS | 1017815
19-AG1 | 19-AG1 Compton Courthouse | 19-AG1-D2030-410-PMS07 | Sewer Ejector Pump #2 (Rm B20) | Landia Co | 21033 | MPG-I | OM00000559 |  | Basement AHU Rm next to sally port | NA | NA | NA | 9 | 480 | 14.8/8.59 | Electric | 3 | NA | NA | \Classifications\Building System Class\D20-Plumbing\D2030 - Sani Waste\Sewage Ejector Pump - PMS | 1017817
19-AG1 | 19-AG1 Compton Courthouse | 19-AG1-D2040-100-PSU29 | Sump Pump #2 (Rm B3) | Pacific Plumbing Co | 504700116XXX1622 | DMR33323A | OM00000639 |  | Basement Pump Rm B3 | NA | NA | NA | 3 | 20-230/460 | 9.0-8.6/4.3 | Electric | 3 | NA | NA | \Classifications\Building System Class\D20-Plumbing\D2040 - Rain Drain\Sump Pump - PSU | 1017819
19-AG1 | 19-AG1 Compton Courthouse | 19-AG1-D3041-230-RFN08 | Return Fan #8 (Rm 849) | Trane | U6D044154 | CF33A1DW3CCWTHWH | OM00030762 |  | 8th Floor AHU Rm 849 | B112 (3) | NA | NA | 15 | 230/460 | 40/20 | Electric | 3 | NA | NA | \Classifications\Building System Class\D30-HVAC Systems\D3040 - Distribution SYS\Supply/Exhaust/Return fans- FAN | 1017826
19-AG1 | 19-AG1 Compton Courthouse | 19-AG1-D3041-230-RFN09 | Return Fan #9 (Rm 905) | Trane | U6D044147 | CF33A1DW3CCWTHWH | OM00030782 |  | 9th Floor AHU Rm 905 | B112 (3) | NA | NA | 15 | 230/460 | 40/20 | Electric | 3 | NA | NA | \Classifications\Building System Class\D30-HVAC Systems\D3040 - Distribution SYS\Supply/Exhaust/Return fans- FAN | 1017827
19-AG1 | 19-AG1 Compton Courthouse | 19-AG1-D3041-230-RFN10 | Return Fan #10 (Rm 1012) | Trane | U6D044148 | CF33A1DW3CCWTHWH | OM00040680 |  | 10th Floor AHU Rm 1012 | B112 (3) | NA | NA | 15 | 230/460 | 40/20 | Electric | 3 | NA | NA | \Classifications\Building System Class\D30-HVAC Systems\D3040 - Distribution SYS\Supply/Exhaust/Return fans- FAN | 1017828
19-AG1 | 19-AG1 Compton Courthouse | 19-AG1-D2023-310-WBS04 | Domestic Water Booster Pump #2 (Rm B3) | DNA | DNA | DNA | OM00040677 |  | Basement Rm B3 | NA | NA | NA | DNA | DNA | DNA | Electric | DNA | NA | NA | \Classifications\Building System Class\D20-Plumbing\D2020 - Domestic Water\Domestic Water Booster System - WBS | 1017831
19-AG1 | 19-AG1 Compton Courthouse | 19-AG1-D2023-310-WBS05 | Domestic Water Booster Pump #3 (Rm B3) | Pump Engineering Co | 143801 | DNA | OM00040678 |  | Basement Rm B3 | NA | NA | NA | DNA | DNA | DNA | Electric | DNA | NA | NA | \Classifications\Building System Class\D20-Plumbing\D2020 - Domestic Water\Domestic Water Booster System - WBS | 1017832
19-AG1 | 19-AG1 Compton Courthouse | 19-AG1-D5010-200-ESD11 | Electrical Switchboard (Rm B18) | ITE Imperial Corp | 641004 | FC-20 | OM00040667 |  | Basement Rm B18 | NA | NA | NA | NA | 277/480 | 2000 | Electric | 3 | NA | NA | \Classifications\Building System Class\D50-Electrical SYS\D5010 - Elec Service & Dist\Electical Service and Distribution - ESD | 1017833
19-AG1 | 19-AG1 Compton Courthouse | 19-AG1-D5010-200-ESD13 | Electrical Switchboard (Rm B18) | ITE Imperial Corp | 640988 | FC-20 | OM00040665 |  | Basement Rm B18 | NA | NA | NA | NA | 277/480 | 2000 | Electric | 3 | NA | NA | \Classifications\Building System Class\D50-Electrical SYS\D5010 - Elec Service & Dist\Electical Service and Distribution - ESD | 1017835
19-AG1 | 19-AG1 Compton Courthouse | 19-AG1-D2017-100-SHW02 | Emergency Eyewash/Shower (Rm M10) | Bradley Corp | DNA | DNA | OM00040670 |  | Basement Rm M10 | NA | NA | NA | NA | NA | NA | NA |  | NA | NA | \Classifications\Building System Class\D20-Plumbing\D2010 - Plumb Fix\Showers - SHW | 1017836
19-AG1 | 19-AG1 Compton Courthouse | 19-AG1-D5010-200-ESD07 | Electrical Switchboard (Rm 905A) | ITE Imperial Corp | 640075 | FC-20 | OM00030789 |  | 9th floor electrical rm 905A | NA | NA | NA | NA | 120/208 | 600 | Electric | 3 | NA | NA | \Classifications\Building System Class\D50-Electrical SYS\D5010 - Elec Service & Dist\Electical Service and Distribution - ESD | 1017838
19-AG1 | 19-AG1 Compton Courthouse | 19-AG1-D5010-200-ESD09 | Electrical Switchboard (Rm 1111) | ITE Imperial Corp | 723138 | FC-20 | OM00030751 |  | 11th floor electrical rm 1111 | NA | NA | NA | NA | 120/208 | 600 | Electric | 3 | NA | NA | \Classifications\Building System Class\D50-Electrical SYS\D5010 - Elec Service & Dist\Electical Service and Distribution - ESD | 1017841
19-AG1 | 19-AG1 Compton Courthouse | 19-AG1-D2023-310-HWP02 | Domestic Hot Water Circulating Pump (Rm 204) | Grundfos | DNA | UPS15-555SFC | OM00040698 |  | Air Handler Rm 204 | NA | NA | NA | DNA | 115 | DNA | Electric |  | NA | NA | \Classifications\Building System Class\D20-Plumbing\D2020 - Domestic Water\Domestic Hot Water Circulating Pump - HWP | 1017792
19-AG1 | 19-AG1 Compton Courthouse | 19-AG1-D2023-310-HWP04 | Domestic Hot Water Circulating Pump (Rm 612) | Grundfos | DNA | UPS15-555SFC | OM00000577 |  | Air Handler Rm 612 | NA | NA | NA | DNA | 115 | DNA | Electric | 1 | NA | NA | \Classifications\Building System Class\D20-Plumbing\D2020 - Domestic Water\Domestic Hot Water Circulating Pump - HWP | 1017795
19-AG1 | 19-AG1 Compton Courthouse | 19-AG1-D2023-310-HWP08 | Domestic Hot Water Circulating Pump (Rm 1212) | Grundfos | 59896773 | UPS15-555SFC | OM00030802 |  | Air Handler Rm 1212 | NA | NA | NA | DNA | 115 | 0.53 | Electric | 1 | NA | NA | \Classifications\Building System Class\D20-Plumbing\D2020 - Domestic Water\Domestic Hot Water Circulating Pump - HWP | 1017798
19-AG1 | 19-AG1 Compton Courthouse | 19-AG1-D2022-100-HWE01 | Domestic Water Heater, Electric (Cafeteria) | GE | GE0510R05736 | GE20P06SAG | OM00040693 |  | Cafeteria | NA | NA | NA | 1 | 120 | DNA | Electric | 1 | NA | NA | \Classifications\Building System Class\D20-Plumbing\D2020 - Domestic Water\Domestic Water Heater, Electric - HWE | 1017799
19-AG1 | 19-AG1 Compton Courthouse | 19-AG1-D5010-110-MCC05 | Motor Control Center (Rm B20) | ITE Imperial Corp | 1260827MCCAC01AB | 5640V1A000 | OM00000613 |  | Air Handler Rm B20 next to sallyport | NA | NA | NA | NA | 480 | 600 | Electric | 3 | NA | NA | \Classifications\Building System Class\D50-Electrical SYS\D5010 - Elec Service & Dist\Chiller Room Electrical Panel - MCC | 1017801
19-AG1 | 19-AG1 Compton Courthouse | 19-AG1-D5010-110-MCC07 | Motor Control Center (Rm M10) | ITE Imperial Corp | 1260827723121 | FC-20 | OM00040687 |  | Basement Rm M10 | NA | NA | NA | NA | 277/480 | 600 | Electric | 3 | NA | NA | \Classifications\Building System Class\D50-Electrical SYS\D5010 - Elec Service & Dist\Chiller Room Electrical Panel - MCC | 1017803
19-AG1 | 19-AG1 Compton Courthouse | 19-AG1-D5010-110-MCC10 | Motor Control Center (Rm B18) | ITE Imperial Corp | 640846 | FC-20 | OM00040669 |  | Basement Rm B18 | NA | NA | NA | NA | 120/208 | 1200 | Electric | 3 | NA | NA | \Classifications\Building System Class\D50-Electrical SYS\D5010 - Elec Service & Dist\Chiller Room Electrical Panel - MCC | 1017806
19-AG1 | 19-AG1 Compton Courthouse | 19-AG1-D5010-110-MCC11 | Motor Control Center (Rm B18) | ITE Imperial Corp | 640847 | FC-20 | OM00040668 |  | Basement Rm B18 | NA | NA | NA | NA | 120/208 | 1200 | Electric | 3 | NA | NA | \Classifications\Building System Class\D50-Electrical SYS\D5010 - Elec Service & Dist\Chiller Room Electrical Panel - MCC | 1017807
19-AG1 | 19-AG1 Compton Courthouse | 19-AG1-D5010-110-MCC13 | Motor Control Center (Rm M2) | ITE Imperial Corp | 1260827MCC04EF | 5640V1A00M0 | OM00040309 |  | 13th Floor Electrical Rm M2 | NA | NA | NA | NA | 480 | 600 | Electric | 3 | NA | NA | \Classifications\Building System Class\D50-Electrical SYS\D5010 - Elec Service & Dist\Chiller Room Electrical Panel - MCC | 1017809
19-AG1 | 19-AG1 Compton Courthouse | 19-AG1-D5010-110-MCC15 | Motor Control Center (Rm M2) | ITE Imperial Corp | 1260827MCCMC04CD | 5640V1A00M0 | OM00040308 |  | 13th Floor Electrical Rm M2 | NA | NA | NA | NA | 480 | 600 | Electric | 3 | NA | NA | \Classifications\Building System Class\D50-Electrical SYS\D5010 - Elec Service & Dist\Chiller Room Electrical Panel - MCC | 1017811
19-AG1 | 19-AG1 Compton Courthouse | 19-AG1-D5010-200-ESD05 | Main Electircal Panel (Rm M10) | ITE Imperial Corp | DNA | Series 5 | OM00040688 |  | Basement Generator Rm M10 | NA | NA | NA | NA | 277/480 | 4000 | Electric | 3 | NA | NA | \Classifications\Building System Class\D50-Electrical SYS\D5010 - Elec Service & Dist\Electical Service and Distribution - ESD | 1017814
19-AG1 | 19-AG1 Compton Courthouse | 19-AG1-G3010-210-PWT01 | Potable Water Storage Tank (Rm M8) | Roy E Hanson Tank Co | 151680 | DNA | OM00000619 |  | 13th Floor Boiler Rm M8 | NA | NA | NA | NA | NA | NA | NA |  | NA | NA | \Classifications\Building System Class\G30-Site Mechanical Utilities\G3010 - Water Supply\Potable Water Storage Tank - PWT | 1017818
19-AG1 | 19-AG1 Compton Courthouse | 19-AG1-D3041-230-RFN01 | Return Fan #1 (Rm B20) | Trane | U6C044144 | CF4481SW9CCWUBSH | OM00000555 |  | Basement AHU Rm B20 | B103 (2) | NA | NA | 10 | 230/460 | 26/13 | Electric | 3 | NA | NA | \Classifications\Building System Class\D30-HVAC Systems\D3040 - Distribution SYS\Supply/Exhaust/Return fans- FAN | 1017820
19-AG1 | 19-AG1 Compton Courthouse | 19-AG1-D3041-230-RFN02 | Return Fan #2 (Rm 204) | Trane | U6D044155 | CF33A1DW3CCWTHWH | OM00040697 |  | 2nd floor AHU Rm 204 | B108 (2) | NA | NA | 10 | 230/460 | 26/13 | Electric | 3 | NA | NA | \Classifications\Building System Class\D30-HVAC Systems\D3040 - Distribution SYS\Supply/Exhaust/Return fans- FAN | 1017821
19-AG1 | 19-AG1 Compton Courthouse | 19-AG1-D3041-230-RFN03 | Return Fan #3 (Rm 318A) | Trane | U6D044156 | CF33A1DW3CCWTHWH | OM00040699 |  | 3rd Floor AHU Rm 318A | B112 (3) | NA | NA | 15 | 230/460 | 39/19.5 | Electric | 3 | NA | NA | \Classifications\Building System Class\D30-HVAC Systems\D3040 - Distribution SYS\Supply/Exhaust/Return fans- FAN | 1017823
19-AG1 | 19-AG1 Compton Courthouse | 19-AG1-D3041-230-RFN04 | Return Fan #4 (Rm 409) | Trane | U6D044157 | CF33A1DW3CCWTHWH | OM00040700 |  | 4th floor AHU Rm 409 | B112 (3) | NA | NA | 15 | 230/460 | 40/20 | Electric | 3 | NA | NA | \Classifications\Building System Class\D30-HVAC Systems\D3040 - Distribution SYS\Supply/Exhaust/Return fans- FAN | 1017822
19-AG1 | 19-AG1 Compton Courthouse | 19-AG1-D3041-230-RFN06 | Return Fan #6 (Rm 612) | Trane | U6D044152 | CF33A1DW3CCWTHWH | OM00030759 |  | 6th Floor AHU Rm 612 | B112 (3) | NA | NA | 15 | 230/460 | 40/20 | Electric | 3 | NA | NA | \Classifications\Building System Class\D30-HVAC Systems\D3040 - Distribution SYS\Supply/Exhaust/Return fans- FAN | 1017824
19-AG1 | 19-AG1 Compton Courthouse | 19-AG1-D3041-230-RFN07 | Return Fan #7 (Rm 751) | Trane | U6D044153 | CF33A1DW3CCWTHWH | OM00030781 |  | 7th Floor AHU Rm 751 | DNA | NA | NA | 15 | 230/460 | 40/20 | Electric | 3 | NA | NA | \Classifications\Building System Class\D30-HVAC Systems\D3040 - Distribution SYS\Supply/Exhaust/Return fans- FAN | 1017825
19-AG1 | 19-AG1 Compton Courthouse | 19-AG1-D3041-230-RFN11 | Return Fan #11 (Rm 1113) | Trane | U6D044149 | CF33A1DW3CCWTHWH | OM00030767 |  | 11th Floor AHU Rm 1113 | B118 (3) | NA | NA | 15 | 230/460 | 40/20 | Electric | 3 | NA | NA | \Classifications\Building System Class\D30-HVAC Systems\D3040 - Distribution SYS\Supply/Exhaust/Return fans- FAN | 1017829
19-AG1 | 19-AG1 Compton Courthouse | 19-AG1-D3041-230-RFN12 | Return Fan #12 (Rm 1212) | Trane | U6D044150 | CF33A1DW3CCWTHWH | OM00016119 |  | 12th Floor AHU Rm 1212 | B118 (3) | NA | NA | 15 | 230/460 | 40/20 | Electric | 3 | NA | NA | \Classifications\Building System Class\D30-HVAC Systems\D3040 - Distribution SYS\Supply/Exhaust/Return fans- FAN | 1017830
19-AG1 | 19-AG1 Compton Courthouse | 19-AG1-D5010-200-ESD12 | Electrical Switchboard (Rm B18) | ITE Imperial Corp | 640964 | FC-20 | OM00040666 |  | Basement Rm B18 | NA | NA | NA | NA | 277/480 | 2000 | Electric | 3 | NA | NA | \Classifications\Building System Class\D50-Electrical SYS\D5010 - Elec Service & Dist\Electical Service and Distribution - ESD | 1017834
19-AG1 | 19-AG1 Compton Courthouse | 19-AG1-D3042-240-SEF03 | Exhaust Fan Speciality (M10) | Joy MFG Co | SF37243 | Axivan Fan | OM00040671 |  | Basement Rm M10 | NA | NA | NA | NA | 230/460 | 66/33 | Electric | 3 | NA | NA | \Classifications\Building System Class\D30-HVAC Systems\D3040 - Distribution SYS\Supply/Exhaust/Return fans- FAN | 1017837
19-AG1 | 19-AG1 Compton Courthouse | 19-AG1-D5010-200-ESD06 | Electrical Switchboard (Rm 513) | ITE Imperial Corp | 640325 | FC-20 | OM00030744 |  | 5th floor Electrical Rm 513 | NA | NA | NA | NA | 120/208 | 1000 | Electric | 3 | NA | NA | \Classifications\Building System Class\D50-Electrical SYS\D5010 - Elec Service & Dist\Electical Service and Distribution - ESD | 1017839
19-AG1 | 19-AG1 Compton Courthouse | 19-AG1-D5010-200-ESD08 | Electrical Switchboard (Rm 905A) | ITE Imperial Corp | 640099 | FC-20 | OM00030790 |  | 9th floor electrical rm 905A | NA | NA | NA | NA | 120/208 | 400 | Electric | 3 | NA | NA | \Classifications\Building System Class\D50-Electrical SYS\D5010 - Elec Service & Dist\Electical Service and Distribution - ESD | 1017840
19-AG1 | 19-AG1 Compton Courthouse | 19-AG1-D5010-234-ATS04 | Automatic Transfer Switch (Rm B18) | GE-Zenith | 1677081 | ZTG000A00080F | OM00040689 |  | Electrical Room B18 Across From Security Gate Post | NA | NA | NA | NA | 277/480 | 1000 | Electric | 3 | NA | NA | \Classifications\Building System Class\D50-Electrical SYS\D5010 - Elec Service & Dist\Automatic Transfer Switch - ATS | 1017872
19-AG1 | 19-AG1 Compton Courthouse | 19-AG1-D3090-220-CMD02 | Compressor Air Dryer (Rm M2) | Hankinson | H050A1151306023 | HPR50 | OM00040306 | NA | Electrical Room M2 | NA | NA | R-134a | DNA | 115 | 7.2 | Electric | 1 | NA | NA | \Classifications\Building System Class\D30-HVAC Systems\D3090 - Other HVAC Systems and Equipment\Compressed Air Dryer - CMD | 1017873
19-AG1 | 19-AG1 Compton Courthouse | 19-AG1-D4094-450-SFM01 | Fire System Extinguishing, FM200 (Evidence Locker) | Ansul | 191571 | Halon 1301 Fire Suppression System | OM00035608 |  | 9th Floor Evidence Locker | NA | NA | NA | NA | NA | NA | NA | NA | NA | NA | \Classifications\Building System Class\D40-Fire Protection SYS\D4090 - Other Fire Protection Systems\Fire Suppression, Gaseous - SFM | 1017981
19-AG1 | 19-AG1 Compton Courthouse | 19-AG1-D2040-100-PSU30 | Sump Pump (Fan Rm M17) | Goulds | DNA | WS3034D4 | OM00036904 |  | Fan Room M17 | NA | NA | NA | 3 | 460 | 7.2 | Electric | 3 | NA | NA | \Classifications\Building System Class\D20-Plumbing\D2040 - Rain Drain\Sump Pump - PSU | 1018945
19-AG1 | 19-AG1 Compton Courthouse | 19-AG1-D2023-100-BFP23 | Backflow Preventer (Rm M12) (6") | Watts | 037263 | LF009M2QT | OM00036903 | OW0209916-FA0234825-BD0014091 | Basement, Pump Room M15 (LAPHD FORM REQUIRED) | NA | NA | NA | NA | NA | NA | NA | NA | NA | NA | \Classifications\Building System Class\D20-Plumbing\D2020 - Domestic Water\Backflow Preventer - BFP | 1018952
19-AG1 | 19-AG1 Compton Courthouse | 19-AG1-D2023-100-BFP24 | Backflow Preventer (Rm M12) (6") | Wilkins | L94153 ¦ L10391 | 375 | OM00036900 | OW0209916-FA0234836-BD0037615-L94153 | Basement, Fire Sprinkler Room M12 (LAPHD FORM REQUIRED) | NA | NA | NA | NA | NA | NA | NA | NA | NA | NA | \Classifications\Building System Class\D20-Plumbing\D2020 - Domestic Water\Backflow Preventer - BFP | 1018953
19-AG1 | 19-AG1 Compton Courthouse | 19-AG1-D2023-100-BFP26 | Backflow Preventer Fire Main Bypass | Wilkins | 4056915 | 950 XL | OM00036912 | OW0209916-FA0234836-BD0026954 | Outside West lawn hillside (LAPHD FORM REQUIRED) | NA | NA | NA | NA | NA | NA | NA | NA | NA | NA | \Classifications\Building System Class\D20-Plumbing\D2020 - Domestic Water\Backflow Preventer - BFP | 1019031
19-AG1 | 19-AG1 Compton Courthouse | 19-AG1-D2040-100-PSU31 | Pump, Sump # 1 PSU31 | Zoeller | PN# 282-0024 | G282-D | OM00036905 |  | Sump Pump Room M11 | NA | NA | NA | 0.5 | 460 | 1.7 | Electric | 3 | NA | NA | \Classifications\Building System Class\D20-Plumbing\D2040 - Rain Drain\Sump Pump - PSU | 1019247
19-AG1 | 19-AG1 Compton Courthouse | 19-AG1-D2023-100-BFP25 | Backflow Preventer Fire Main BFP25 | Wilkins | 46190 | 350 DA | OM00036906 | OW0209916-FA0234836-BD0026953 | Outside West lawn hillside (LAPHD FORM REQUIRED) | NA | NA | NA | NA | NA | NA | NA | NA | NA | NA | \Classifications\Building System Class\D20-Plumbing\D2020 - Domestic Water\Backflow Preventer - BFP | 1019248
19-AG1 | 19-AG1 Compton Courthouse | 19-AG1-D5037-710-FAP02 | Fire Alarm Control Panel | Notifier | 7165-0028:0224 | NFS2-3030 | OM00002629 |  | Fire alarm panel room, 108 | NA | NA | NA | NA | DNA | DNA | DNA | DNA | NA | NA | \Classifications\Building System Class\D50-Electrical SYS\D5030 - Comm & Security\Fire Alarm Panel - FAP | 1019295
19-AG1 | 19-AG1 Compton Courthouse | 19-AG1-D3090-114-CMP04 | Control Air Compressor 1 | Speedaire | 1902890 | 35WC55(TK63122XHA) | OM00002630 |  | Fire alarm panel room, 108 | B82 (2) | NA | NA | NA | 460 | 12.2 | DNA | DNA | NA | NA | \Classifications\Building System Class\D30-HVAC Systems\D3090 - Other HVAC Systems and Equipment\Air Compressor - CMP | 1019296
19-AG1 | 19-AG1 Compton Courthouse | 19-AG1-D3041-210-SFN03 | Supply Fan #1 | Cook | 138SF3578-00/0000701 | 165_CPS_S | OM00002631 |  | Basement, Air Handler Room | NA | NA | NA | 1.5 | 460 | DNA | Electric | DNA | NA | NA | \Classifications\Building System Class\D30-HVAC Systems\D3040 - Distribution SYS\Supply/Exhaust/Return fans- FAN | 1019297
19-AG1 | 19-AG1 Compton Courthouse | 19-AG1-D3090-220-CMD03 | Compressor, Air Dryer (CMD03) | Speedaire | GR035A1151501023 | 3YA52A | OM00037611 |  | Chiller Room | B-82 (2) | DNA | R-134a | DNA | DNA | DNA | Electric | DNA | NA | NA | \Classifications\Building System Class\D30-HVAC Systems\D3090 - Other HVAC Systems and Equipment\Compressed Air Dryer - CMD | 1019533
19-AG1 | 19-AG1 Compton Courthouse | 19-AG1-D2040-100-PSU32 | Sump Pump #1 | Goulds | F1588 | WS3034D4 | OM00002620 |  | Basement, Exhaust Room | NA | NA | NA | 3 | 460 | 7.2 | Electric | DNA | DNA | DNA | \Classifications\Building System Class\D20-Plumbing\D2040 - Rain Drain\Sump Pump - PSU | 1019560
19-AG1 | 19-AG1 Compton Courthouse | 19-AG1-E1092-100-TCP01 | Trash Compactor | Nedland Industries | 101037 | NSC-200-30 | OM00041075 | DNA | Basement South of Building | NA | NA | NA | 10 | 460 | DNA | Electric | DNA | NA | NA | \Classifications\Building System Class\E10-Equipment\E1090 - Other Equipment\Trash Compactor - TCP | 1020281
19-AG1 | 19-AG1 Compton Courthouse | 19-AG1-D3041-230-RFN13 | Return Fan #13 (Rm 515) | Trane Centrifugal Fan | U6D-044151 | CF-36-A-DW-3-CCW-TH-W-H | OM00041134 |  | Mechanical Room | B112 | NA | NA | 15 | 230/460V | 37.8/18.9 | Electric | 3 | NA | NA | \Classifications\Building System Class\D30-HVAC Systems\D3040 - Distribution SYS\Supply/Exhaust/Return fans- FAN | 1021582
19-AG1 | 19-AG1 Compton Courthouse | 19-AG1-D3040-600-HES09 | DOMESTIC HOT WATER HEAT EXCHGR 09 | Bell & Gossett | 242071-01 | 283282 | OM00041133 |  | Air Handler Room | NA | NA | NA | NA | NA | NA | NA | NA | NA | NA | \Classifications\Building System Class\D30-HVAC Systems\D3040 - Distribution SYS\Heat Exchanger,Steam - HES | 1021584
19-AG1 | 19-AG1 Compton Courthouse | 19-AG1-G3063-100-DFS02 | Leak Detection System, Diesel, DFS02 | Veeder Root | R03244225205003 | TLS-350 | OM00041135 |  | Basement, Generator Room | NA | NA | NA | DNA | 120 | 2 | Electric | DNA | NA | NA | \Classifications\Building System Class\G30-Site Mechanical Utilities\G3060 - Fuel Distribution\Diesel Fuel Leak Detection System - DFS | 1021585
19-AG1 | 19-AG1 Compton Courthouse | 19-AG1-D2023-100-BFP27 | BACKFLOW PREVENTER (BFP27) 1" | Wilkens | 4202953 | 975 XL2 1" | OM00036519 | OW0209916-FA0234836-BD0029667-005926 | 13Th Floor Mech Room M8 (LAPHD FORM REQUIRED) | NA | NA | NA | NA | NA | NA | NA | NA | NA | NA | \Classifications\Building System Class\D20-Plumbing\D2020 - Domestic Water\Backflow Preventer - BFP | 1021652
19-AG1 | 19-AG1 Compton Courthouse | 19-AG1-D2023-100-BFP28 | Backflow Preventer, (BFP28)- Irrigation #3 | WILKINS | J020661 | 825YA, 2" | OM00019997 | OW0209916-FA0234836-BD0037611 | GROUNDS (LAPHD FORM REQUIRED) | NA | NA | NA | NA | NA | NA | NA | NA | NA | NA | \Classifications\Building System Class\D20-Plumbing\D2020 - Domestic Water\Backflow Preventer - BFP | 1022860
19-AG1 | 19-AG1 Compton Courthouse | 19-AG1-D3031-100-PCH05 | Chilled Water Pump # 1 | Bell & Gossett | C258891-01 E81 | HSC3-940 8.9 | OM00036846 |  | ROOF | NA | NA | NA | 40 | DNA | DNA | electric | DNA | NA | NA | \Classifications\Building System Class\D30-HVAC Systems\D3030 - Cooling SYS\Chilled Water Pump - PCH | 1022862
19-AG1 | 19-AG1 Compton Courthouse | 19-AG1-D3031-100-PCH06 | Chilled Water Pump # 2 | Bell & Gossett | C258891-02 E81 | HSC3 940 8.9 | OM00036847 |  | ROOF | NA | NA | NA | 40 | DNA | DNA | electric | DNA | NA | NA | \Classifications\Building System Class\D30-HVAC Systems\D3030 - Cooling SYS\Chilled Water Pump - PCH | 1022863
19-AG1 | 19-AG1 Compton Courthouse | 19-AG1-D3031-100-PCH07 | Condensor Water Pump #3 | Bell & Gossett | C258890-02 E81 | HSV3 940 8.2 | OM00036848 |  | ROOF | NA | NA | NA | 30 | DNA | DNA | Electric | DNA | NA | NA | \Classifications\Building System Class\D30-HVAC Systems\D3030 - Cooling SYS\Chilled Water Pump - PCH | 1022864
19-AG1 | 19-AG1 Compton Courthouse | 19-AG1-D3031-100-PCH08 | Condensor Water Pump #4 | Bell & Gossett | C258890-01 E81 | HSC3 940 8.2 | OM00036849 |  | ROOF | NA | NA | NA | 30 | DNA | DNA | electric | DNA | NA | NA | \Classifications\Building System Class\D30-HVAC Systems\D3030 - Cooling SYS\Chilled Water Pump - PCH | 1022865
19-AI1 | 19-AI1 Los Padrinos Juvenile Court | 19-AI1-B2010-100-CTY01 | Building |  |  |  | NA | [12 empty] | \Classifications\Building System Class\B20-General Building Exterior\B2010 - Exterior Walls\Building - BLD | 1016571
19-AK1 | 19-AK1 Norwalk Courthouse | 19-AK1-D4031-100-FEX62 | Fire Extinguishers | Marx Brothers | NA | NA | OM00033565 |  | ALL | NA | NA | NA | NA | NA | NA | NA | NA | NA | NA | \Classifications\Building System Class\D40-Fire Protection SYS\D4030 - FIRE SPEC\Fire Extinguisher - FEX | 1014595
19-AK1 | 19-AK1 Norwalk Courthouse | 19-AK1-D5092-250-EML166 | Lighting, Emergency and Exit | Marx Brothers | NA | NA | OM00033620 |  | ALL | NA | NA | NA | NA | DNA | DNA | NA | DNA | NA | NA | \Classifications\Building System Class\D50-Electrical SYS\D5090 - Elec SYS\Emergency And Exit Lighting - EML | 1014596
19-AK1 | 19-AK1 Norwalk Courthouse | 19-AK1-D1010-100-ELE06 | Elevator #6 | Dover | 21757 | DC Elevator Motor-G-200-5 | OM00033617 | State ID# 047436 | Mech. Room | NA | NA | NA | 40 | 240 | 145 | Electric | DNA | NA | NA | \Classifications\Building System Class\D10-Conveyance Systems\D1010 - Elevator\Elevator,Electric,Pass/Freight - ELE | 1014597
19-AK1 | 19-AK1 Norwalk Courthouse | 19-AK1-D1010-100-ELE05 | Elevator #5 | Dover | 21756 | DC Elevator Motor-G-200-5 | OM00033616 | State ID# 047365 | Mech. Room | NA | NA | NA | 40 | 240 | 145 | Electric | DNA | NA | NA | \Classifications\Building System Class\D10-Conveyance Systems\D1010 - Elevator\Elevator,Electric,Pass/Freight - ELE | 1014598
19-AK1 | 19-AK1 Norwalk Courthouse | 19-AK1-D1010-100-ELE04 | Elevator #4 | Dover | 21753 | DC Elevator Motor-G-200-5 | OM00033614 | State ID# 047364 | Mech. Room | NA | NA | NA | 40 | 240 | 145 | Electric | DNA | NA | NA | \Classifications\Building System Class\D10-Conveyance Systems\D1010 - Elevator\Elevator,Electric,Pass/Freight - ELE | 1014599
19-AK1 | 19-AK1 Norwalk Courthouse | 19-AK1-D1010-100-ELE03 | Elevator #3 | Dover | 21752 | DC Elevator Motor-G-200-5 | OM00033613 | State ID# 047063 | Mech. Room | NA | NA | NA | 40 | 240 | 145 | Electric | DNA | NA | NA | \Classifications\Building System Class\D10-Conveyance Systems\D1010 - Elevator\Elevator,Electric,Pass/Freight - ELE | 1014600
19-AK1 | 19-AK1 Norwalk Courthouse | 19-AK1-D1010-100-ELE02 | Elevator #2` | Dover | 21754 | DC Elevator Motor-G-200-5 | OM00033615 | State ID# 047438 | Mech. Room | NA | NA | NA | 40 | DNA | 270 | Electric | DNA | NA | NA | \Classifications\Building System Class\D10-Conveyance Systems\D1010 - Elevator\Elevator,Electric,Pass/Freight - ELE | 1014601
19-AK1 | 19-AK1 Norwalk Courthouse | 19-AK1-D1010-100-ELE01 | Elevator #1 | Dover | 21755 | DC Elevator Motor-G-200-5 | OM00033552 | State ID# 047437 | Mech. Room | NA | NA | NA | 40 | Other | 145 | Electric | DNA | NA | NA | \Classifications\Building System Class\D10-Conveyance Systems\D1010 - Elevator\Elevator,Electric,Pass/Freight - ELE | 1014602
19-AK1 | 19-AK1 Norwalk Courthouse | 19-AK1-D5037-710-FAP01 | Fire Alarm Panel | Gamewell | DNA | FireForce B - 1F632 | OM00033551 | NA | Security Control Center | NA | NA | NA | NA | NA | NA | Electric | DNA | NA | NA | \Classifications\Building System Class\D50-Electrical SYS\D5030 - Comm & Security\Fire Alarm Panel - FAP | 1014603
19-AK1 | 19-AK1 Norwalk Courthouse | 19-AK1-G3063-100-AST01 | Tank, Fuel Storage - Above Ground | Convault | DNA | RM 1000/2SF | OM00033494 | NA | East Side of Court House | NA | NA | NA | NA | NA | NA | Diesel | NA | NA | NA | \Classifications\Building System Class\G30-Site Mechanical Utilities\G3060 - Fuel Distribution\Tank, Fuel Storage, Above Ground - AST | 1014604
19-AK1 | 19-AK1 Norwalk Courthouse | 19-AK1-D3090-114-CMP01 | Compressor, Air Control | Quincy | 200610240147 | QT7QCB | OM00033491 | S-608 (Rev. 4-82) | Mech. Room | B-71 | NA | DNA | 3.7 | Other | 14.15 | Electric | DNA | NA | NA | \Classifications\Building System Class\D30-HVAC Systems\D3090 - Other HVAC Systems and Equipment\Air Compressor - CMP | 1014606
19-AK1 | 19-AK1 Norwalk Courthouse | 19-AK1-D3031-140-CLR02 | Chiller #2 | York | GFJM 015773 | YTH1A3C2-ckjs | OM00030815 | DNA | Mech. Room | NA | NA | R-123 | NA | 480 | NA | Other | NA | NA | NA | \Classifications\Building System Class\D30-HVAC Systems\D3030 - Cooling SYS\Chiller, Air Cooled - CLR | 1014607
19-AK1 | 19-AK1 Norwalk Courthouse | 19-AK1-D3031-140-CLR01 | Chiller #1 | York | GFJM 015772 | YTH1A3C2-ckjs | OM00030813 | DNA | Mech. Room | NA | NA | R-123 | NA | 480 | 12.5/15 | Other | NA | NA | NA | \Classifications\Building System Class\D30-HVAC Systems\D3030 - Cooling SYS\Chiller, Air Cooled - CLR | 1014608
19-AK1 | 19-AK1 Norwalk Courthouse | 19-AK1-D3044-125-PHW01 | Hot Water Pump #1 | Aurora Pumps | 96799052 | OJPA-BF | OM00033541 | NA | Mech. Room | NA | NA | NA | NA | 480 | 21/10.5 | Electric | DNA | NA | NA | \Classifications\Building System Class\D30-HVAC Systems\D3040 - Distribution SYS\Hot Water Pump - PHW | 1014609
19-AK1 | 19-AK1 Norwalk Courthouse | 19-AK1-D3031-100-PCH03 | Condensing Water Pump #1 | Aurora Pumps | 96799072 | OJPA-BF | OM00033504 | NA | Mech. Room | NA | NA | NA | NA | 480 | 230/460 | Electric | DNA | NA | NA | \Classifications\Building System Class\D30-HVAC Systems\D3030 - Cooling SYS\Chilled Water Pump - PCH | 1014610
19-AK1 | 19-AK1 Norwalk Courthouse | 19-AK1-G3010-210-PWT01 | Potable Water Tank | O & G Tank | DNA | DNA | OM00033497 | NA | Basement | NA | NA | NA | NA | NA | NA | NA | NA | NA | NA | \Classifications\Building System Class\G30-Site Mechanical Utilities\G3010 - Water Supply\Potable Water Storage Tank - PWT | 1014611
19-AK1 | 19-AK1 Norwalk Courthouse | 19-AK1-D3021-130-BLR02 | Boiler 2 | RBI | 40849558 | DB1950 | OM00033544 | DNA | Next to Chillers | NA | NA | NA | 1/2 | 480 | 34.4 | Natural gas | NA | 1,950,000 | 1657000 | \Classifications\Building System Class\D30-HVAC Systems\D3020 - Heat SYS\Boiler,Hot Water,Oil/Gas/Comb. - BLR | 1014612
19-AK1 | 19-AK1 Norwalk Courthouse | 19-AK1-D5010-200-ESD01 | Electrical Switch Board | Model 6 | 15091736-001 | N-958203 | OM00033550 | NA | Mech. Room | NA | NA | NA | NA | Other | NA | Electric | DNA | NA | NA | \Classifications\Building System Class\D50-Electrical SYS\D5010 - Elec Service & Dist\Electical Service and Distribution - ESD | 1014613
19-AK1 | 19-AK1 Norwalk Courthouse | 19-AK1-D2023-310-WBS01 | Domestic Water Booster System Pump | Pacof10 9000 | DNA | DNA | OM00033498 | NA | Basement | NA | NA | NA | NA | 480 | 16.2 | Electric | NA | NA | NA | \Classifications\Building System Class\D20-Plumbing\D2020 - Domestic Water\Domestic Water Booster System - WBS | 1014614
19-AK1 | 19-AK1 Norwalk Courthouse | 19-AK1-D3031-100-PCH01 | Chiller Water Pump #1 | Aurora Pumps | 96799062 | OJPA-BF | OM00033500 | NA | Mech. Room | NA | NA | NA | 30 | 480 | 73.0/36.5 | Electric | DNA | NA | NA | \Classifications\Building System Class\D30-HVAC Systems\D3030 - Cooling SYS\Chilled Water Pump - PCH | 1014615
19-AK1 | 19-AK1 Norwalk Courthouse | 19-AK1-D2017-100-SHW01 | Eye Wash Station | Berkeley Haws California | 40945 | B300 | OM00033545 | NA | Mech. Room | NA | NA | NA | NA | NA | NA | NA | NA | NA | NA | \Classifications\Building System Class\D20-Plumbing\D2010 - Plumb Fix\Showers - SHW | 1014616
19-AK1 | 19-AK1 Norwalk Courthouse | 19-AK1-D2090-650-WSR01 | Water Softener | Filtrine | NA | Es160RFCA | OM00033489 | NA | North Side Roof Area | NA | NA | R-22 | 440-60.3 | DNA | 8.25 | Electric | DNA | NA | NA | \Classifications\Building System Class\D20-Plumbing\D2090 - Other Plumbing SYS\Water Softener - WSR | 1014617
19-AK1 | 19-AK1 Norwalk Courthouse | 19-AK1-D3042-220-EFN02 | Exhaust Fan Belt Driven | New York Blower | NA | D-5659 | OM00033490 | NA | North Side Roof Area | 3506 | NA | NA | DNA | DNA | NA | NA | NA | NA | NA | \Classifications\Building System Class\D30-HVAC Systems\D3040 - Distribution SYS\Supply/Exhaust/Return fans- FAN | 1014618
19-AK1 | 19-AK1 Norwalk Courthouse | 19-AK1-D5011-240-TRN01 | Transformer | Federal Pacific | 18246-006 | DNA | OM00033549 | NA | Mech. Room | NA | NA | NA | DNA | 480 | 34.4 | Electric | DNA | NA | NA | \Classifications\Building System Class\D50-Electrical SYS\D5010 - Elec Service & Dist\Transformer - TRN | 1014619
19-AK1 | 19-AK1 Norwalk Courthouse | 19-AK1-D3021-130-BLR01 | Boiler 1 | RBI | 40849559 | DB1950 | OM00036325 | DNA | Next to Chillers | NA | NA | NA | 1/2 | 480 | 34.4 | Natural gas | NA | 1,950,000 | 1657000 | \Classifications\Building System Class\D30-HVAC Systems\D3020 - Heat SYS\Boiler,Hot Water,Oil/Gas/Comb. - BLR | 1014620
19-AK1 | 19-AK1 Norwalk Courthouse | 19-AK1-D3044-125-PHW02 | Hot Water Pump #2 | Aurora Pumps | 96799051 | OJPA-BF | OM00033542 | NA | Mech. Room | NA | NA | NA | DNA | DNA | 21-10.5 | Electric | DNA | NA | NA | \Classifications\Building System Class\D30-HVAC Systems\D3040 - Distribution SYS\Hot Water Pump - PHW | 1014621
19-AK1 | 19-AK1 Norwalk Courthouse | 19-AK1-D3042-220-EFN01 | Exhaust Fan Belt Drive | New York Blower | D-5659 | DNA | OM00033488 | NA | Elev. Mech. Room | B-75 | NA | NA | 0010 | DNA | NA | Electric | DNA | NA | NA | \Classifications\Building System Class\D30-HVAC Systems\D3040 - Distribution SYS\Supply/Exhaust/Return fans- FAN | 1014622
19-AK1 | 19-AK1 Norwalk Courthouse | 19-AK1-D2040-100-PSU02 | Sump Pump | Tramco Pumps | 115359 | 2902-4A2 | OM00033501 | NA | Mech. Room | NA | NA | NA | 7 | 480 | 6.2/3.1 | Electric | DNA | NA | NA | \Classifications\Building System Class\D20-Plumbing\D2040 - Rain Drain\Sump Pump - PSU | 1014624
19-AK1 | 19-AK1 Norwalk Courthouse | 19-AK1-D3090-220-CMD01 | Compressor Air Dryer | SPK Hankison | HG035A1150903017 | HPR35 | OM00033492 | NA | Mech. Rm - Basement | NA | NA | R-134a | DNA | DNA | DNA | NA | NA | NA | NA | \Classifications\Building System Class\D30-HVAC Systems\D3090 - Other HVAC Systems and Equipment\Compressed Air Dryer - CMD | 1014627
19-AK1 | 19-AK1 Norwalk Courthouse | 19-AK1-B2010-100-BLD01 | Building | NA | NA | NA | OM00033624 | NA | ALL | NA | NA | NA | NA | DNA | DNA | NA | NA | NA | NA | \Classifications\Building System Class\B20-General Building Exterior\B2010 - Exterior Walls\Building - BLD | 1014628
19-AK1 | 19-AK1 Norwalk Courthouse | 19-AK1-D2040-100-PSU01 | Sump Pump | Tramco Pumps | 115360 | 2902-4A2 | OM00033502 | NA | Mech. Room | NA | NA | NA | DNA | DNA | DNA | DNA | NA | NA | NA | \Classifications\Building System Class\D20-Plumbing\D2040 - Rain Drain\Sump Pump - PSU | 1014630
19-AK1 | 19-AK1 Norwalk Courthouse | 19-AK1-D3031-100-PCH04 | Condensing Water Pump #2 | Aurora Pumps | 96799071 | OJPA-BF | OM00033503 | NA | Mech. Room | NA | NA | NA | 40 | 480 | 101-94-47 | Electric | DNA | NA | NA | \Classifications\Building System Class\D30-HVAC Systems\D3030 - Cooling SYS\Chilled Water Pump - PCH | 1014631
19-AK1 | 19-AK1 Norwalk Courthouse | 19-AK1-G2049-300-HSC01 | Hardscape | DNA | DNA | DNA | OM00033621 | NA | Grounds | NA | NA | NA | NA | NA | NA | NA | NA | NA | NA | \Classifications\Building System Class\G20-Other Systems\G2040 - Site Development\Hardscape - HSC | 1014632
19-AK1 | 19-AK1 Norwalk Courthouse | 19-AK1-G2050-200-LSC01 | Landscaping | DNA | DNA | DNA | OM00033622 | NA | Grounds | NA | NA | NA | DNA | NA | NA | NA | NA | NA | NA | \Classifications\Building System Class\G20-Other Systems\G2050 - Landscaping\Landscaping - LSC | 1014633
19-AK1 | 19-AK1 Norwalk Courthouse | 19-AK1-D2023-100-BFP02 | Back Flow #2 | Febco | 27487 | 825Y-175MWWP/140FMAX | OM00030814 |  | Mech. Room | NA | NA | NA | DNA | NA | DNA | NA | NA | NA | NA | \Classifications\Building System Class\D20-Plumbing\D2020 - Domestic Water\Backflow Preventer - BFP | 1014635
19-AK1 | 19-AK1 Norwalk Courthouse | 19-AK1-D2023-100-BFP03 | Back Flow #3 | Wilkins | V11119 | 35OWDA | OM00033619 | GSW ITEM ID# 3003000000 | West Side of Building | NA | NA | NA | DNA | NA | DNA | NA | NA | NA | NA | \Classifications\Building System Class\D20-Plumbing\D2020 - Domestic Water\Backflow Preventer - BFP | 1014636
19-AK1 | 19-AK1 Norwalk Courthouse | 19-AK1-D2023-100-BFP04 | Back Flow Preventor #4 | Wilkins | V11556 | 350ADA | OM00033618 | GSW ITEM ID# 1003000000 | West Side of Building | NA | NA | NA | DNA | NA | DNA | NA | DNA | NA | NA | \Classifications\Building System Class\D20-Plumbing\D2020 - Domestic Water\Backflow Preventer - BFP | 1014637
19-AK1 | 19-AK1 Norwalk Courthouse | 19-AK1-D2023-100-BFP05 | Back Flow Preventor #5 | Wilkins | V11560 | 350ADA | OM00033493 | GSW ITEM ID# 9992000000 | West Side of Building | NA | NA | NA | DNA | NA | DNA | NA | DNA | NA | NA | \Classifications\Building System Class\D20-Plumbing\D2020 - Domestic Water\Backflow Preventer - BFP | 1014638
19-AK1 | 19-AK1 Norwalk Courthouse | 19-AK1-D3041-110-AHU01 | Air Handling Unit #1 | Acusta Foil | DNA | D5497 | OM00030839 | NA | Mech. Room | NA | 24X24X12 | NA | 20 | 480 | 26 | Electric | DNA | NA | NA | \Classifications\Building System Class\D30-HVAC Systems\D3040 - Distribution SYS\Air Handling Unit - AHU | 1014639
19-AK1 | 19-AK1 Norwalk Courthouse | 19-AK1-D3041-110-AHU02 | Air Handling Unit #2 | McQuay | DNA | XLM-150-V | OM00030837 | NA | Mech. Room | 4-B-136 | 24X24X12 | NA | 20 | 480 | 26 | Electric | DNA | NA | NA | \Classifications\Building System Class\D30-HVAC Systems\D3040 - Distribution SYS\Air Handling Unit - AHU | 1014640
19-AK1 | 19-AK1 Norwalk Courthouse | 19-AK1-D3041-110-AHU03 | Air Handling Unit #3 | McQuay | DNA | XLM-150-V | OM00030838 | NA | Mech. Room | 4-B-140 | 24X24X12 | NA | 10 | 480 | 26 | Electric | DNA | NA | NA | \Classifications\Building System Class\D30-HVAC Systems\D3040 - Distribution SYS\Air Handling Unit - AHU | 1014641
19-AK1 | 19-AK1 Norwalk Courthouse | 19-AK1-D3041-110-AHU04 | Air Handling Unit #4 | McQuay | DNA | XLM-150-V | OM00040616 | NA | Mech. Room | 4-B-140 | 24X24X12 | NA | 10 | 480 | 26 | Electric | DNA | NA | NA | \Classifications\Building System Class\D30-HVAC Systems\D3040 - Distribution SYS\Air Handling Unit - AHU | 1014642
19-AK1 | 19-AK1 Norwalk Courthouse | 19-AK1-D5010-234-ATS01 | MCC Panel Transfer Switch | Asco | 496512008RE | Series 300 | OM00033483 |  | Mech. Room | NA | NA | NA | NA | NA | NA | Electric | DNA | NA | NA | \Classifications\Building System Class\D50-Electrical SYS\D5010 - Elec Service & Dist\Automatic Transfer Switch - ATS | 1014643
19-AK1 | 19-AK1 Norwalk Courthouse | 19-AK1-D3031-100-PCH02 | Chilled Water Pump #2 | Aurora Pumps | 96799061 | OJPA-BF | OM00033499 | NA | Mech. Room | NA | D | NA | 30 | 480 | 74-37 | Electric | DNA | NA | NA | \Classifications\Building System Class\D30-HVAC Systems\D3030 - Cooling SYS\Chilled Water Pump - PCH | 1014644
19-AK1 | 19-AK1 Norwalk Courthouse | 19-AK1-D3041-110-AHU07 | Air Handling Unit #7 | McQuay | DNA | EM2334T | OM00030816 | NA | Mech. Room | 4-B-144 | 24X24X12 | NA | 20 | 480 | 48/24 | Electric | DNA | NA | NA | \Classifications\Building System Class\D30-HVAC Systems\D3040 - Distribution SYS\Air Handling Unit - AHU | 1014645
19-AK1 | 19-AK1 Norwalk Courthouse | 19-AK1-D3041-110-AHU06 | Air Handling Unit #6 | McQuay | DNA | DNA | OM00030833 | NA | Mech. Room | 4-B-136 | 24X24X12 | NA | 20 | 480 | 48/24 | Electric | DNA | NA | NA | \Classifications\Building System Class\D30-HVAC Systems\D3040 - Distribution SYS\Air Handling Unit - AHU | 1014646
19-AK1 | 19-AK1 Norwalk Courthouse | 19-AK1-D3041-110-AHU05 | Air Handling Unit #5 | McQuays | DNA | XLM-150-V | OM00030832 | NA | Mech. Room | 4-B-144 | NA | NA | 20 | 480 | 48/24 | Electric | DNA | NA | NA | \Classifications\Building System Class\D30-HVAC Systems\D3040 - Distribution SYS\Air Handling Unit - AHU | 1014647
19-AK1 | 19-AK1 Norwalk Courthouse | 19-AK1-D3050-210-PKU01 | PACKAGE UNIT (ROOF) | Carrier | 1204G20627 | 50HS-012-661 | OM00033487 | NA | Roof Above Cooling Tower | NA | NA | R-22 | DNA | 480 | 142/197 | Electric | DNA | NA | NA | \Classifications\Building System Class\D30-HVAC Systems\D3050 - Package SYS\Package Unit - PKU | 1014648
19-AK1 | 19-AK1 Norwalk Courthouse | 19-AK1-B3010-100-RUF01 | Roof | DNA | NA | DNA | OM00033623 | NA | Roof | NA | NA | NA | DNA | NA | NA | NA | NA | NA | NA | \Classifications\Building System Class\B30-Roofing\B3010 - Roof Types\Roof - RUF | 1014649
19-AK1 | 19-AK1 Norwalk Courthouse | 19-AK1-D3021-130-BLR03 | Boiler 3 | RBI | 50849819 | DB1950 | OM00036326 |  | BASEMENT MECHANICAL ROOM - Next to Chillers | NA | NA | NA | 1/2 | 480 | 34.4 | Natural gas | NA | 1950000 | 1657000 | \Classifications\Building System Class\D30-HVAC Systems\D3020 - Heat SYS\Boiler,Hot Water,Oil/Gas/Comb. - BLR | 1015245
19-AK1 | 19-AK1 Norwalk Courthouse | 19-AK1-D3021-130-BLR04 | Boiler 4- Domestic Water | RBI | 050849799 | LW225 | OM00036327 |  | BASEMENT MECHANICAL ROOM - Next to Chillers | NA | NA | NA | 1/2 | 360 | DNA | Natural gas | NA | 225,000 | 187,000 | \Classifications\Building System Class\D30-HVAC Systems\D3020 - Heat SYS\Boiler,Hot Water,Oil/Gas/Comb. - BLR | 1015246
19-AK1 | 19-AK1 Norwalk Courthouse | 19-AK1-D2023-100-BFP06 | BACKFLOW PREVENTER #6 (1 1/2" ROOF) | WATTS | A35359 | 009M2QT 1-1/2" | OM00036505 | OW0209916-FA0234847-BD0012040-A 35359-MARCH | COURT BUILDING - ROOF (LAPHD FORM REQUIRED) | NA | NA | NA | NA | NA | NA | NA | NA | NA | NA | \Classifications\Building System Class\D20-Plumbing\D2020 - Domestic Water\Backflow Preventer - BFP | 1015472
19-AK1 | 19-AK1 Norwalk Courthouse | 19-AK1-D2023-100-BFP07 | BACKFLOW PREVENTER #7 (3" NW STAIRS) | WILKINS | L36601 | 375 3" | OM00036506 | OW0209916-FA0234847-BD0002338-L 33601-MARCH | NW STAIRS, 1st Floor (LAPHD FORM REQUIRED) | NA | NA | NA | NA | NA | NA | NA | NA | NA | NA | \Classifications\Building System Class\D20-Plumbing\D2020 - Domestic Water\Backflow Preventer - BFP | 1015473
19-AK1 | 19-AK1 Norwalk Courthouse | 19-AK1-D2023-100-BFP08 | BACKFLOW PREVENTER #8 (1 1/2" BOILER RM) | WILKINS | 2238968 | 975XL 1-1/2" | OM00036507 | OW0209916-FA0234847-BD0012041-MARCH | BOILER RM, Basement (LAPHD FORM REQUIRED) | NA | NA | NA | NA | NA | NA | NA | NA | NA | NA | \Classifications\Building System Class\D20-Plumbing\D2020 - Domestic Water\Backflow Preventer - BFP | 1015474
19-AK1 | 19-AK1 Norwalk Courthouse | 19-AK1-D5092-210-GEN01 | GENERATOR, EMERGENCY | ONAN | 77C970294 | 200DFP-4XR8/6306C | OM00036805 | G7094 | BASEMENT RM ME1 | NA | NA | NA | 312 | Other | 263 | DIesel | DNA | DNA | DNA | \Classifications\Building System Class\D50-Electrical SYS\D5090 - Elec SYS\Emergency Generator - GEN | 1015557
19-AK1 | 19-AK1 Norwalk Courthouse | 19-AK1-D3050-250-ACU03 | AIR CONDITIONING #3 (DATA ROOM) | TRANE | S87A03918 | SWUB-B506-E | OM00033805 |  | BASEMENT DATA ROOM | NA | DNA | R-22 | DNA | 240 | 19.3 | Electric | 3 | DNA | DNA | \Classifications\Building System Class\D30-HVAC Systems\D3050 - Package SYS\Air Conditioning,Split System - ACU | 1015604
19-AK1 | 19-AK1 Norwalk Courthouse | 19-AK1-G3060-320-DFP01 | PUMP, DIESEL FUEL TRANSFER (GENERATOR) | DAYTON | S55JXBMK1389 | 5K601 | OM00035605 | NA | BASEMENT BY THE ELECTRICAL ROOM | NA | NA | NA | 3-Jan | 110 | 60 | Electric | 2 | NA | NA | \Classifications\Building System Class\G30-Site Mechanical Utilities\G3060 - Fuel Distribution\Pump, Fuel, Diesel Fuel Transfer Pump - DFP | 1015605
19-AK1 | 19-AK1 Norwalk Courthouse | 19-AK1-G3063-100-DAT01 | TANK, FUEL STORAGE DAY TANK | ONAN | DNA | D | OM00035606 |  | BASEMENT BY THE ELECTRICAL ROOM | NA | NA | NA | NA | NA | NA | Diesel | NA | NA | NA | \Classifications\Building System Class\G30-Site Mechanical Utilities\G3060 - Fuel Distribution\Tank, Fuel Storage Day - DAT | 1015606
19-AK1 | 19-AK1 Norwalk Courthouse | 19-AK1-D2023-100-BFP09 | BACKFLOW PREVENTER #9 (BYPASS 3/4") | WILKINS | 2537314 | 950XL 3/4" | OM00036098 | GSW ITEM ID#: 4003000000 | SOUTH OF FRONT ENTRANCE, SOUTHERN MOST OF THE 3 BFPS | NA | NA | NA | NA | NA | NA | NA | NA | NA | NA | \Classifications\Building System Class\D20-Plumbing\D2020 - Domestic Water\Backflow Preventer - BFP | 1015776
19-AK1 | 19-AK1 Norwalk Courthouse | 19-AK1-D2023-100-BFP10 | BACKFLOW PREVENTER #10 (BYPASS 3/4") | WILKINS | 2548352 | 950XL 3/4" | OM00036099 | GSW ITEM ID#: 0003000000 | SOUTH OF FRONT ENTRANCE, NORTHERN MOST OF THE 3 BFPS | NA | NA | NA | NA | NA | NA | NA | NA | NA | NA | \Classifications\Building System Class\D20-Plumbing\D2020 - Domestic Water\Backflow Preventer - BFP | 1015777
19-AK1 | 19-AK1 Norwalk Courthouse | 19-AK1-D2023-100-BFP11 | BACKFLOW PREVENTER #11 (BYPASS 3/4") | WILKINS | 2548362 | 950XL 3/4" | OM00036100 | GSW ITEM ID# 2003000000 | SOUTH OF FRONT ENTRANCE, MIDDLE UNIT OF THE 3 BFPS | NA | NA | NA | NA | NA | NA | NA | NA | NA | NA | \Classifications\Building System Class\D20-Plumbing\D2020 - Domestic Water\Backflow Preventer - BFP | 1015778
19-AK1 | 19-AK1 Norwalk Courthouse | 19-AK1-D2022-100-HWE01 | WATER HEATER, DOMESTIC, ELECTRIC #1 | Rheem Water Heater | RRQ23130825 | EGSP20 | OM00036508 | NA | SNACK BAR NEAR ENTRANCE | NA | NA | NA | NA | 110 | DNA | Electric | 1 | NA | NA | \Classifications\Building System Class\D20-Plumbing\D2020 - Domestic Water\Domestic Water Heater, Electric - HWE | 1015893
19-AK1 | 19-AK1 Norwalk Courthouse | 19-AK1-B2034-400-DOH01 | DOOR, OVERHEAD ROLLUP (SALLY PORT) | DNA | DNA | DNA | OM00036508 | NA | SALLY PORT ROLLUP DOOR | NA | NA | NA | 1/2 | 480 | DNA | ELECTRIC | 3 | NA | NA | \Classifications\Building System Class\B20-General Building Exterior\B2030 - Exterior Doors\Door,Overhead-Shutter,Manual,Elec,Roll-up - DOH | 1016164
19-AK1 | 19-AK1 Norwalk Courthouse | 19-AK1-D3030-110-CTW03 | Cooling Tower #1 | Baltimore Aircoil Company | U14783440102 | PT2-0809A-3L1 | OM00040715 | NA | Roof | 3B158 | NA | NA | 15 | 208-230/460 | 39.8-36.0/18.0 | Electric | 3 | NA | NA | \Classifications\Building System Class\D30-HVAC Systems\D3030 - Cooling SYS\Cooling Tower - CTW | 1017649
19-AK1 | 19-AK1 Norwalk Courthouse | 19-AK1-D3030-110-CTW04 | Cooling Tower #2 | Baltimore Aircoil Company | U14783440101 | PT2-0809A-3L1 | OM00040716 | NA | Roof | 3B158 | NA | NA | 15 | 208-230/460 | 39.8-36.0/18.0 | Electric | 3 | NA | NA | \Classifications\Building System Class\D30-HVAC Systems\D3030 - Cooling SYS\Cooling Tower - CTW | 1017650
19-AK1 | 19-AK1 Norwalk Courthouse | 19-AK1-D3030-310-CTF01 | Cooling Towers Filter System | PuroFlux Corporation | DNA | DNA | OM00040717 |  | Roof | NA | NA | NA | 5 | 460 | 5.8 | Electric | 3 | NA | NA | \Classifications\Building System Class\D30-HVAC Systems\D3030 - Cooling SYS\Cooling Tower Filter - CTF | 1017660
19-AK1 | 19-AK1 Norwalk Courthouse | 19-AK1-D3060-100-RDS01 | Leak Detection System Refrigerant (Rm M-1) | Chillgard | AQ00301F00 | A-XF-A-1-1-L | OM00040611 |  | Basement Chiller Room M-1 | NA | NA | NA | NA | 115 | 15 | Electric | 1 | NA | NA | \Classifications\Building System Class\D30-HVAC Systems\D3060 - Control & Inst Air\Refrigerant Leak Detection System - RDS | 1017659
19-AK1 | 19-AK1 Norwalk Courthouse | 19-AK1-D3042-220-EFN03 | Exhaust Fan (Room M-1) | DNA | DNA | DNA | OM00040620 |  | Basement Chiller Room M-1 | 4L440 (1) | NA | NA | 1/2 | 115/208-230 | 9.0/4.0-4.5 | Electric | 1 | NA | NA | \Classifications\Building System Class\D30-HVAC Systems\D3040 - Distribution SYS\Supply/Exhaust/Return fans- FAN | 1017662
19-AK1 | 19-AK1 Norwalk Courthouse | 19-AK1-D3042-220-EFN04 | Exhaust Fan (Public Defenders Storage) | McQuay | 889417A | XHF-222-H | OM00040622 |  | Basement Public Defenders Storage Rm 14 | B85 (1) | NA | NA | 3 | 208-230/460 | 20.1-158.5/14.1 | Electric | 1 | NA | NA | \Classifications\Building System Class\D30-HVAC Systems\D3040 - Distribution SYS\Supply/Exhaust/Return fans- FAN | 1017663
19-AK1 | 19-AK1 Norwalk Courthouse | 19-AK1-D3020-100-HET01 | Heater Water Expansion Tank (Rm M-1E) | Roy E Hanson | 488162 | DNA | OM00040621 |  | Basement Boiler Room M-1E | NA | NA | NA | NA | NA | NA | NA |  | NA | NA | \Classifications\Building System Class\D30-HVAC Systems\D3020 - Heat SYS\Heater Water Expansion Tank - HET | 1017665
19-AK1 | 19-AK1 Norwalk Courthouse | 19-AK1-D2023-310-HWP02 | Hot Water Circulating Domestic Pump (Rm M-1E) | Taco Pumps | DNA | 2029205 | OM00040608 |  | Basement Boiler Room M-1E | NA | NA | NA | 1/2 | 115 | 4.9 | Electric | 1 | NA | NA | \Classifications\Building System Class\D20-Plumbing\D2020 - Domestic Water\Domestic Hot Water Circulating Pump - HWP | 1017668
19-AK1 | 19-AK1 Norwalk Courthouse | 19-AK1-D5010-110-MCC01 | Chiller #1 Motor Control Center (Rm M-1) | Cutler Hammer | DNA | CH Control | OM00040615 |  | Basement Chiller Room M-1 | NA | NA | NA | NA | DNA | DNA | Electric | DNA | NA | NA | \Classifications\Building System Class\D50-Electrical SYS\D5010 - Elec Service & Dist\Chiller Room Electrical Panel - MCC | 1017672
19-AK1 | 19-AK1 Norwalk Courthouse | 19-AK1-D3041-230-RFN05 | Return Fan #5 (Rm M501) | McQuay | DNA | XHF-141-H | OM00040724 |  | 5th Floor Room M501 | B103 (3) | NA | NA | 10 | 230 | 12.7 | Electric | 3 | NA | NA | \Classifications\Building System Class\D30-HVAC Systems\D3040 - Distribution SYS\Supply/Exhaust/Return fans- FAN | 1017678
19-AK1 | 19-AK1 Norwalk Courthouse | 19-AK1-D3041-230-RFN06 | Return Fan #6 (Rm M608) | McQuay | DNA | XHF | OM00040723 |  | 6th Floor Room M608 | B124 (2) | NA | NA | 10 | 230 | 5.0 | Electric | 3 | NA | NA | \Classifications\Building System Class\D30-HVAC Systems\D3040 - Distribution SYS\Supply/Exhaust/Return fans- FAN | 1017679
19-AK1 | 19-AK1 Norwalk Courthouse | 19-AK1-D3041-230-RFN07 | Return Fan #7 (Rm M710) | McQuay | DNA | XHF-164-H | OM00040722 |  | 7th Floor Room M710 | DNA | NA | NA | 5 | 208-230/460 | 13.6-12.6/6.3 | Electric | 3 | NA | NA | \Classifications\Building System Class\D30-HVAC Systems\D3040 - Distribution SYS\Supply/Exhaust/Return fans- FAN | 1017680
19-AK1 | 19-AK1 Norwalk Courthouse | 19-AK1-D2023-310-WBS02 | Domestic Water Booster Pump (Rm M-1) | Paco Pumps | RJ94D1020601 | 10-15957-130001-1682 | OM00040605 |  | Basement Next to Boiler Room M-1 | NA | NA | NA | 5 | 208-230/460 | 4.8-4/7 | Electric | 3 | NA | NA | \Classifications\Building System Class\D20-Plumbing\D2020 - Domestic Water\Domestic Water Booster System - WBS | 1017683
19-AK1 | 19-AK1 Norwalk Courthouse | 19-AK1-D5036-200-CSY01 | Clock System (Rm M-1A) | Lathem Mini Master | L20448 | LTR-0 | OM00040718 |  | Basment ABM Maint Office | NA | NA | NA | NA | DNA | DNA | Electric | DNA | NA | NA | \Classifications\Building System Class\D50-Electrical SYS\D5030 - Comm & Security\Clock Systems - CSY | 1017657
19-AK1 | 19-AK1 Norwalk Courthouse | 19-AK1-B2034-400-DOH02 | Overhead Door (Cafeteria Main Lobby) | DNA | 989852 | DNA | OM00040623 |  | 1st Floor Cafeteria Main Lobby | NA | NA | NA | DNA | DNA | DNA | DNA | DNA | NA | NA | \Classifications\Building System Class\B20-General Building Exterior\B2030 - Exterior Doors\Door,Overhead-Shutter,Manual,Elec,Roll-up - DOH | 1017661
19-AK1 | 19-AK1 Norwalk Courthouse | 19-AK1-D4010-150-FMS01 | Wet Sprinkler Standpipe | Tyco Fire & Building Products | K1011800088 | AV-1 | OM00040720 |  | Basment Sheriff's Gym | NA | NA | NA | NA | NA | NA | NA |  | NA | NA | \Classifications\Building System Class\D40-Fire Protection SYS\D4010 - Sprinkler SYS\Fire Systems, stand pipes - FMS | 1017664
19-AK1 | 19-AK1 Norwalk Courthouse | 19-AK1-D3020-100-HET02 | Heater Water Expansion Tank (Rm M-1) | Advanced Tank | 17410 | DNA | OM00040606 |  | Basement Boiler Room M-1 | NA | NA | NA | NA | NA | NA | NA |  | NA | NA | \Classifications\Building System Class\D30-HVAC Systems\D3020 - Heat SYS\Heater Water Expansion Tank - HET | 1017666
19-AK1 | 19-AK1 Norwalk Courthouse | 19-AK1-D2023-310-HWP01 | Hot Water Circulating Domestic Pump (Rm M-1E) | Taco Pumps | 1935S13 | 2029205 | OM00040607 |  | Basement Boiler Room M-1E | NA | NA | NA | 3/4 | 115-208/230 | 10.8-5.4/5.1 | Electric | 1 | NA | NA | \Classifications\Building System Class\D20-Plumbing\D2020 - Domestic Water\Domestic Hot Water Circulating Pump - HWP | 1017667
19-AK1 | 19-AK1 Norwalk Courthouse | 19-AK1-D2023-310-HWP03 | Hot Water Circulating Domestic Pump (Rm M-1E) | Taco Pumps | DNA | 2029205 | OM00040609 |  | Basement Boiler Room M-1E | NA | NA | NA | 3/4 | 115-208/230 | 10.8-5.4/5.1 | Electric | 1 | NA | NA | \Classifications\Building System Class\D20-Plumbing\D2020 - Domestic Water\Domestic Hot Water Circulating Pump - HWP | 1017669
19-AK1 | 19-AK1 Norwalk Courthouse | 19-AK1-D2023-310-HWP04 | Hot Water Circulating Domestic Pump (Rm M-1E) | Taco | ZXM101050A | 2400-705 | OM00040610 |  | Basement Boiler Room M-1E | NA | NA | NA | 1/2 | 115 | 4.9 | Electric | 1 | NA | NA | \Classifications\Building System Class\D20-Plumbing\D2020 - Domestic Water\Domestic Hot Water Circulating Pump - HWP | 1017670
19-AK1 | 19-AK1 Norwalk Courthouse | 19-AK1-D2023-310-HWP05 | Hot Water Circulating Domestic Pump (Rm M-1E) | Dayton | 0826320009 | 4TE41 | OM00040612 |  | Basement Boiler Room M-1E | NA | NA | NA | 3/4 | 208-230 | 2.3-2.2 | Electric | 3 | NA | NA | \Classifications\Building System Class\D20-Plumbing\D2020 - Domestic Water\Domestic Hot Water Circulating Pump - HWP | 1017671
19-AK1 | 19-AK1 Norwalk Courthouse | 19-AK1-D5010-110-MCC02 | Chiller #2 Motor Control Center (Rm M-1) | Cutler Hammer | DNA | CH Control | OM00040614 |  | Basement Chiller Room M-1 | NA | NA | NA | NA | DNA | DNA | Electric | DNA | NA | NA | \Classifications\Building System Class\D50-Electrical SYS\D5010 - Elec Service & Dist\Chiller Room Electrical Panel - MCC | 1017673
19-AK1 | 19-AK1 Norwalk Courthouse | 19-AK1-D3041-230-RFN01 | Return Fan #1 (Rm M-1) | McQuay | 889413 | XHF-164-H | OM00040721 |  | Basement Chiller Room M-1 | B154 (4) | NA | NA | 25 | 208-230/460 | 66.0-63.0/31.5 | Electric | 3 | NA | NA | \Classifications\Building System Class\D30-HVAC Systems\D3040 - Distribution SYS\Supply/Exhaust/Return fans- FAN | 1017674
19-AK1 | 19-AK1 Norwalk Courthouse | 19-AK1-D3041-230-RFN02 | Return Fan #2 (Rm M211) | McQuay | DNA | XHF-164-H | OM00040713 |  | 2nd Floor Room M211 | B80 (3) | NA | NA | 10 | 208-230/460 | 27-25/12.5 | Electric | 1 | NA | NA | \Classifications\Building System Class\D30-HVAC Systems\D3040 - Distribution SYS\Supply/Exhaust/Return fans- FAN | 1017675
19-AK1 | 19-AK1 Norwalk Courthouse | 19-AK1-D3041-230-RFN03 | Return Fan #3 (Rm M309) | McQuay | DNA | XHF-141-H | OM00040618 |  | 3rd Floor Room M309 | DNA | NA | NA | 10 | 230/460 | 25.2/12.6 | Electric | 3 | NA | NA | \Classifications\Building System Class\D30-HVAC Systems\D3040 - Distribution SYS\Supply/Exhaust/Return fans- FAN | 1017676
19-AK1 | 19-AK1 Norwalk Courthouse | 19-AK1-D3041-230-RFN04 | Return Fan #4 (Rm M409) | McQuay | DNA | XHF-141-H | OM00040617 |  | 4th Floor Room M409 | B103 (3) | NA | NA | 10 | 230/460 | 26/13.0 | Electric | 3 | NA | NA | \Classifications\Building System Class\D30-HVAC Systems\D3040 - Distribution SYS\Supply/Exhaust/Return fans- FAN | 1017677
19-AK1 | 19-AK1 Norwalk Courthouse | 19-AK1-D5010-200-ESD02 | Electrical Switchboard (Rm M-1) | Square D | DNA | 6 | OM00040613 |  | Basement Chiller Room M-1 | NA | NA | NA | NA | DNA | DNA | Electric | DNA | NA | NA | \Classifications\Building System Class\D50-Electrical SYS\D5010 - Elec Service & Dist\Electical Service and Distribution - ESD | 1017681
19-AK1 | 19-AK1 Norwalk Courthouse | 19-AK1-D5010-200-ESD03 | Electrical Switchboard (Roof Penthouse) | Federal Pacific | DNA | DNA | OM00040714 |  | Roof Penthouse | NA | NA | NA | NA | 440/480 | 400 | Electric | 3 | NA | NA | \Classifications\Building System Class\D50-Electrical SYS\D5010 - Elec Service & Dist\Electical Service and Distribution - ESD | 1017682
19-AK1 | 19-AK1 Norwalk Courthouse | 19-AK1-D2090-650-WSR02 | Water Softner | AquaTec | 1312204456 | WCT410-IN2U | OM00040719 |  | Basement Boiler Room M-1E | NA | NA | NA | NA | 100-240 | 8.0 | Electric | 1 | NA | NA | \Classifications\Building System Class\D20-Plumbing\D2090 - Other Plumbing SYS\Water Softener - WSR | 1017684
19-AK1 | 19-AK1 Norwalk Courthouse | 19-AK1-D1013-310-WCL01 | Wheelchair Lift (Dept F) | Bishamon Industries | 8812024 | DNA | OM00040963 | PEND RISK RVW | 3rd Floor Dept F | NA | NA | NA | 1/2 | 115 | 8.6 | Electric | 1 | NA | NA | \Classifications\Building System Class\D10-Conveyance Systems\D1010 - Elevator\Wheelchair Lift - WCL | 1017998
19-AK1 | 19-AK1 Norwalk Courthouse | 19-AK1-D3020-100-HET03 | Chilled Water Expansion Tank (Fan Rm #1) | Bell & Gosset | 284673 | B400 | OM00040964 |  | Roof Fan Room 1 | NA | NA | NA | NA | NA | NA | NA | NA | NA | NA | \Classifications\Building System Class\D30-HVAC Systems\D3020 - Heat SYS\Heater Water Expansion Tank - HET | 1018000
19-AK1 | 19-AK1 Norwalk Courthouse | 19-AK1-D2023-100-BFP12 | Backflow Preventer (4") (Judges' Parking Lot) | Wilkins Zurn | V26920 | 350 ADA (4") | OM00037992 | GSW ITEM ID#: 6355000000 | Judges' parking lot | NA | NA | NA | NA | NA | NA | NA | NA | NA | NA | \Classifications\Building System Class\D20-Plumbing\D2020 - Domestic Water\Backflow Preventer - BFP | 1018323
19-AK1 | 19-AK1 Norwalk Courthouse | 19-AK1-D2023-100-BFP13 | Backflow Preventer (3/4") (Bypass Judges' Parking Lot) | Wilkins Zurn | 3345065XLD | 950 XL (3/4") | OM00040545 | GSW ITEM ID#: 1055000000 | Judges' parking lot | NA | NA | NA | NA | NA | NA | NA | NA | NA | NA | \Classifications\Building System Class\D20-Plumbing\D2020 - Domestic Water\Backflow Preventer - BFP | 1018324
19-AK1 | 19-AK1 Norwalk Courthouse | 19-AK1-B2034-400-DOH03 | Overhead Roll Up Door (Judges' Parking Garage) | Cookson Roll-Up Door | DNA | AA15001030 | OM00037991 |  | Judges' Parking Garage | NA | NA | NA | 3/4 | 115 | 6.0 | Electric | 1 | NA | NA | \Classifications\Building System Class\B20-General Building Exterior\B2030 - Exterior Doors\Door,Overhead-Shutter,Manual,Elec,Roll-up - DOH | 1018931
19-AK1 | 19-AK1 Norwalk Courthouse | 19-AK1-D5010-234-ATS02 | Automatic Transfer Switch (Basement) | ASCO | 670135X | 9061750 | OM00036511 |  | Basement, Generator Room | NA | NA | NA | NA | 277/480 | 300 | Electric | 3 | NA | NA | \Classifications\Building System Class\D50-Electrical SYS\D5010 - Elec Service & Dist\Automatic Transfer Switch - ATS | 1019284
19-AK1 | 19-AK1 Norwalk Courthouse | 19-AK1-D3090-114-CMP02 | Air Compressor #2 | Devilbiss | 262488 | 11983 | OM00036509 | State ID# A005104-69 | Basement, Mech Room | B-71 | NA | NA | 3 | 480 | 14.15 | Electric | DNA | NA | NA | \Classifications\Building System Class\D30-HVAC Systems\D3090 - Other HVAC Systems and Equipment\Air Compressor - CMP | 1019752
19-AK1 | 19-AK1 Norwalk Courthouse | 19-AK1-D3050-210-PKU03 | PACKAGE UNIT (ROOF) PKU03 | Carrier | 2916P99005 | 48TCDD12A2A6ADADGO | OM00036518 |  | Roof | NA | 24x24x2 (1) | R-410A | NA | 480 | 26 | Electric | 3 | NA | NA | \Classifications\Building System Class\D30-HVAC Systems\D3050 - Package SYS\Package Unit - PKU | 1021628
19-AL1 | 19-AL1 Bellflower Courthouse | 19-AL1-D1010-100-ELE02 | Elevator #2 (Public) | U.S. ELEVATORS | 480535 | NA | OM00000492 | State ID# 089995 | ROOF | NA | NA | NA | 30 | 240 | DNA | Electric | 3 | NA | NA | \Classifications\Building System Class\D10-Conveyance Systems\D1010 - Elevator\Elevator,Electric,Pass/Freight - ELE | 1009597
19-AL1 | 19-AL1 Bellflower Courthouse | 19-AL1-D1010-100-ELE05 | Elevator #1 (Public) | U.S. ELEVATOR | 480536 | DNA | OM00000491 | State ID# 090000 | MECHANICAL ROOM | NA | NA | NA | NA | 240 | 105 | Hydraulic | 3 | NA | NA | \Classifications\Building System Class\D10-Conveyance Systems\D1010 - Elevator\Elevator,Hydraulic,Pass/Freight - ELE | 1009598
19-AL1 | 19-AL1 Bellflower Courthouse | 19-AL1-D1010-100-ELE01 | Elevator #5 (Employee) | U.S. ELEVATOR | NA | NA | OM00000502 | State ID# 089994 | FIRST FLOOR NORTHEAST CORNER | NA | NA | NA | NA | NA | DNA | Electric | DNA | NA | NA | \Classifications\Building System Class\D10-Conveyance Systems\D1010 - Elevator\Elevator,Electric,Pass/Freight - ELE | 1009599
19-AL1 | 19-AL1 Bellflower Courthouse | 19-AL1-D1010-100-ELE03 | Elevator #3 (Custody) | U.S. ELEVATOR | 48037 | 53-OH | OM00000484 | State ID# 089998 | 5TH FLOOR NORTH CORNER | NA | NA | NA | 30 | 240 | 105 | Electric | 3 | NA | NA | \Classifications\Building System Class\D10-Conveyance Systems\D1010 - Elevator\Elevator,Electric,Pass/Freight - ELE | 1009600
19-AL1 | 19-AL1 Bellflower Courthouse | 19-AL1-D1010-100-ELE04 | Elevator #4 (Judges) | U.S. ELEVATOR | 515558 | 53B5 | OM00000515 | State ID# 089999 | ELEVATOR MECHANICAL ROOM | NA | NA | NA | 30 | 240 | 105 | Electric | 3 | NA | NA | \Classifications\Building System Class\D10-Conveyance Systems\D1010 - Elevator\Elevator,Electric,Pass/Freight - ELE | 1009601
19-AL1 | 19-AL1 Bellflower Courthouse | 19-AL1-D2017-100-SHW01 | EYE WASH/SHOWER | HAWS | NA | D8300 | OM00002156 |  | CHILLER MECHANICAL ROOM | NA | NA | NA | NA | NA | NA | NA | NA | NA | NA | \Classifications\Building System Class\D20-Plumbing\D2010 - Plumb Fix\Showers - SHW | 1009602
19-AL1 | 19-AL1 Bellflower Courthouse | 19-AL1-D4031-100-FEX82 | FIRE EXTINGUISHER (82) | AMEREEX | B645579 | B500 | OM00002151 |  | THROUGHOUT THE BUILDING | NA | NA | NA | NA | NA | NA | NA | NA | NA | NA | \Classifications\Building System Class\D40-Fire Protection SYS\D4030 - FIRE SPEC\Fire Extinguisher - FEX | 1009603
19-AL1 | 19-AL1 Bellflower Courthouse | 19-AL1-D5092-250-EML72 | Emergency/Exit Signs (72) | JUNO | P2038 | GP613 | OM00002153 |  | THROUGHOUT THE BUILDING | NA | NA | NA | NA | 277 | DNA | NA | 1 | NA | NA | \Classifications\Building System Class\D50-Electrical SYS\D5090 - Elec SYS\Emergency And Exit Lighting - EML | 1009604
19-AL1 | 19-AL1 Bellflower Courthouse | 19-AL1-B3010-100-RUF01 | Roof - RUF | NA | NA | NA | OM00028183 |  | Roof | NA | NA | NA | NA | NA | NA | NA | NA | NA | NA | \Classifications\Building System Class\B30-Roofing\B3010 - Roof Types\Roof - RUF | 1009610
19-AL1 | 19-AL1 Bellflower Courthouse | 19-AL1-D1013-310-WCL01 | Wheelchair Lift (Dept 5) | JOHN S. BARNES CORP | 88030069 | LX100W | OM00002154 | State ID# 116751 | COURTROOM WHEEL CHAIR LIFT DEPT #5 | NA | NA | NA | DNA | 110 | 14 | electric | 1 | NA | NA | \Classifications\Building System Class\D10-Conveyance Systems\D1010 - Elevator\Wheelchair Lift - WCL | 1009611
19-AL1 | 19-AL1 Bellflower Courthouse | 19-AL1-D2022-260-HWG01 | Domestic Water Heater 1, Gas | AO SMITH | A06M008618 | BTN120108 | OM00000498 | WATER HEATER #1 | BOILER ROOM | NA | NA | NA | NA | NA | 5 | gas | 1 | 120,000 | NA | \Classifications\Building System Class\D20-Plumbing\D2020 - Domestic Water\Domestic Water Heater, Gas - HWG | 1009612
19-AL1 | 19-AL1 Bellflower Courthouse | 19-AL1-D2022-260-HWG02 | Domestic Water Heater 2, Gas | AO SMITH | A06M010534 | BTN120108 | OM00000499 | WATER HEATER #2 | BOILER ROOM | NA | NA | NA | NA | NA | 5 | gas | 1 | 120,000 | NA | \Classifications\Building System Class\D20-Plumbing\D2020 - Domestic Water\Domestic Water Heater, Gas - HWG | 1009613
19-AL1 | 19-AL1 Bellflower Courthouse | 19-AL1-D2030-150-MWL01 | Main/Branch Waste System - MWL | NA | NA | NA | OM00028182 |  | 1 | NA | NA | NA | NA | NA | NA | NA | NA | NA | NA | \Classifications\Building System Class\D20-Plumbing\D2030 - Sani Waste\Main/Branch Waste System - MWL | 1009615
19-AL1 | 19-AL1 Bellflower Courthouse | 19-AL1-D3021-130-BLR01 | Boiler 1,Hot Water,Gas | RBI | 90539888 | DB1300 | OM00000494 |  | BOILER ROOM | NA | NA | NA | NA | NA | 12 | Natural gas | 1 | 1,300,000 | 1,105,000 | \Classifications\Building System Class\D30-HVAC Systems\D3020 - Heat SYS\Boiler,Hot Water,Oil/Gas/Comb. - BLR | 1009617
19-AL1 | 19-AL1 Bellflower Courthouse | 19-AL1-D3021-130-BLR02 | Boiler 2,Hot Water,Gas | RBI | 90539889 | DB1300 | OM00000493 |  | BOILER ROOM | NA | NA | NA | NA | NA | 12 | Natural gas | 1 | 1,300,000 | 1,105,000 | \Classifications\Building System Class\D30-HVAC Systems\D3020 - Heat SYS\Boiler,Hot Water,Oil/Gas/Comb. - BLR | 1009618
19-AL1 | 19-AL1 Bellflower Courthouse | 19-AL1-D3030-110-CTW01 | Cooling Tower | MARLEY | NA | Compac II Tower | OM00000527 |  | North West Roof | NA | NA | NA | 7.5 | 480 | 9 | electric | 3 | NA | NA | \Classifications\Building System Class\D30-HVAC Systems\D3030 - Cooling SYS\Cooling Tower - CTW | 1009619
19-AL1 | 19-AL1 Bellflower Courthouse | 19-AL1-D3031-100-PCH01 | Chilled Water Pump 1 | Paco | VAG95328B | Z5955133261 | OM00000521 |  | MECHANICAL ROOM | NA | NA | NA | 7.5 | 480 | 9.9 | electric | 3 | NA | NA | \Classifications\Building System Class\D30-HVAC Systems\D3030 - Cooling SYS\Chilled Water Pump - PCH | 1009622
19-AL1 | 19-AL1 Bellflower Courthouse | 19-AL1-D3031-100-PCH02 | Chilled Water Pump 2 | Paco | VAG95328A | Z5955133261 | OM00000522 |  | MECHANICAL ROOM | NA | NA | NA | 7.5 | 480 | 9.9 | electric | 3 | NA | NA | \Classifications\Building System Class\D30-HVAC Systems\D3030 - Cooling SYS\Chilled Water Pump - PCH | 1009623
19-AL1 | 19-AL1 Bellflower Courthouse | 19-AL1-D3031-100-PCH03 | Chilled Water Pump 3 | PACO | VAH3799A | 11-40957-146201 | OM00000519 |  | MECHANICAL ROOM | NA | NA | NA | 15 | 480 | 20.4 | electric | 3 | NA | NA | \Classifications\Building System Class\D30-HVAC Systems\D3030 - Cooling SYS\Chilled Water Pump - PCH | 1009624
19-AL1 | 19-AL1 Bellflower Courthouse | 19-AL1-D3041-110-AHU01 | Air Handling Unit 1 | MARLO | NA | CSM100 | OM00000511 |  | FAN ROOM #1 | 3X641G (2) | 24x24x2 (2), 12x24x2 (1) | Chilled water | 10 | 480 | 14 | electric | 3 | NA | NA | \Classifications\Building System Class\D30-HVAC Systems\D3040 - Distribution SYS\Air Handling Unit - AHU | 1009626
19-AL1 | 19-AL1 Bellflower Courthouse | 19-AL1-D3041-110-AHU02 | Air Handling Unit 2 | MARLO | 868222 | CSM100 | OM00000510 |  | FAN ROOM #2 | B-54 (2) | 24x24x2 (2), 12x24x2 (1) | Chilled water | 5 | 480 | 7 | electric | 3 | NA | NA | \Classifications\Building System Class\D30-HVAC Systems\D3040 - Distribution SYS\Air Handling Unit - AHU | 1009627
19-AL1 | 19-AL1 Bellflower Courthouse | 19-AL1-D3041-110-AHU03 | Air Handling Unit 3 | MARLO | NA | CSM100 | OM00000507 |  | FAN ROOM #3 | B-75 (2) | 24x24x2 (6) | Chilled water | 10 | 480 | 12.6 | electric | 3 | NA | NA | \Classifications\Building System Class\D30-HVAC Systems\D3040 - Distribution SYS\Air Handling Unit - AHU | 1009628
19-AL1 | 19-AL1 Bellflower Courthouse | 19-AL1-D3041-110-AHU04 | Air Handling Unit 4 | MARLO | NA | CSM100 | OM00000509 |  | FAN ROOM #4 | B-77 (2) | 24x24x2 (6), 12x24x2 (2) | Chilled water | 10 | 480 | 14 | electric | 3 | NA | NA | \Classifications\Building System Class\D30-HVAC Systems\D3040 - Distribution SYS\Air Handling Unit - AHU | 1009629
19-AL1 | 19-AL1 Bellflower Courthouse | 19-AL1-D3041-110-AHU05 | Air Handling Unit 5 | MARLO | NA | CSM100 | OM00000506 |  | FAN ROOM #5 | B-75 (2) | 24x24x2 (6), 12x24x2 (2) | Chilled water | 10 | 480 | 12.6 | electric | 3 | NA | NA | \Classifications\Building System Class\D30-HVAC Systems\D3040 - Distribution SYS\Air Handling Unit - AHU | 1009630
19-AL1 | 19-AL1 Bellflower Courthouse | 19-AL1-D3041-110-AHU06 | Air Handling Unit 6 | MARLO | NA | CSM100 | OM00000503 |  | FAN ROOM #6 | B-78 (2) | 24x24x2 (6), 12x24x2 (2) | Chilled water | 10 | 480 | 14 | electric | 3 | NA | NA | \Classifications\Building System Class\D30-HVAC Systems\D3040 - Distribution SYS\Air Handling Unit - AHU | 1009631
19-AL1 | 19-AL1 Bellflower Courthouse | 19-AL1-D3041-110-AHU07 | Air Handling Unit 7 | MARLO | NA | CSM100 | OM00000505 |  | FAN ROOM #7 | B-76 (2) | 24x24x2 (6) | Chilled water | 10 | 480 | 14 | electric | 3 | NA | NA | \Classifications\Building System Class\D30-HVAC Systems\D3040 - Distribution SYS\Air Handling Unit - AHU | 1009632
19-AL1 | 19-AL1 Bellflower Courthouse | 19-AL1-D3041-110-AHU08 | Air Handling Unit 8 | MARLO | NA | CSM100 | OM00000504 |  | FAN ROOM #8 | B-75 (2) | 24x24x2 (6), 12x24x2 (2) | Chilled water | 15 | 480 | 20.3 | electric | 3 | NA | NA | \Classifications\Building System Class\D30-HVAC Systems\D3040 - Distribution SYS\Air Handling Unit - AHU | 1009633
19-AL1 | 19-AL1 Bellflower Courthouse | 19-AL1-D3090-114-CMP01 | Control Air Compressor 1 | MC POWERS | I10546-M445743 | FF350 | OM00000518 | Two compressor motors share one tank | MECHANICAL ROOM | 3-B-78 | NA | NA | 5 | 208/230/460 | 13.8/13.2/6.6 | electric | 3 | NA | NA | \Classifications\Building System Class\D30-HVAC Systems\D3090 - Other HVAC Systems and Equipment\Air Compressor - CMP | 1009634
19-AL1 | 19-AL1 Bellflower Courthouse | 19-AL1-D2023-100-BFP02 | Backflow Preventer #2 (6" Fire) | FEBCO | A0903 | 825 6" | OM00000524 | Acct#:51705.02 | FRONT LAWN ADJACENT TO THE FLAG POLES, FIRE BFP - CALL CONFIRM TEST REC'D | NA | NA | NA | NA | NA | NA | NA | NA | NA | NA | \Classifications\Building System Class\D20-Plumbing\D2020 - Domestic Water\Backflow Preventer - BFP | 1009637
19-AL1 | 19-AL1 Bellflower Courthouse | 19-AL1-D2023-100-BFP05 | BACKFLOW PREVENTER #5 (2" IRRIGATION) | FEBCO | S-2964 | 825Y 2" | OM00000538 | OW0209916-FA0234834-BD0012039 | SOUTHWEST LAWN ADJACENT TO STAIRWELL #1, IRRIGATION 2" (LAPHD FORM REQUIRED) | NA | NA | NA | NA | NA | NA | NA | NA | NA | NA | \Classifications\Building System Class\D20-Plumbing\D2020 - Domestic Water\Backflow Preventer - BFP | 1009640
19-AL1 | 19-AL1 Bellflower Courthouse | 19-AL1-D4094-450-SFM01 | Halon Extinguishing System #1 (1st Floor) | PYROTRONICS | NA | CP-2HA | OM00000533 | HALON TANK | IT COMMUNICATION ROOM | NA | NA | NA | NA | 110 | 2 | NA | NA | NA | NA | \Classifications\Building System Class\D40-Fire Protection SYS\D4090 - Other Fire Protection Systems\Fire Suppression, Gaseous - SFM | 1009642
19-AL1 | 19-AL1 Bellflower Courthouse | 19-AL1-D5010-110-MCC01 | Motor Control Center #1 | SQUARE D | E341533 | MODEL 5 | OM00000534 | ELECTRICAL PANEL 1 | FAN ROOM #1 | NA | NA | NA | NA | 480 | DNA | electric | 3 | NA | NA | \Classifications\Building System Class\D50-Electrical SYS\D5010 - Elec Service & Dist\Chiller Room Electrical Panel - MCC | 1009643
19-AL1 | 19-AL1 Bellflower Courthouse | 19-AL1-D5036-200-CSY01 | Master Clock Systems | SIMPLEX | NA | 2351 | OM00002152 |  | MAIN ELECTRICAL ROOM | NA | NA | NA | NA | 110 | 4 | electric | 1 | NA | NA | \Classifications\Building System Class\D50-Electrical SYS\D5030 - Comm & Security\Clock Systems - CSY | 1009646
19-AL1 | 19-AL1 Bellflower Courthouse | 19-AL1-D5037-710-FAP01 | Fire Alarm Panel | SIMPLEX | NA | NA | OM00002150 | FIRE PANEL | MAIN ELECTRICAL ROOM | NA | NA | NA | NA | 110 | DNA | electric | 1 | NA | NA | \Classifications\Building System Class\D50-Electrical SYS\D5030 - Comm & Security\Fire Alarm Panel - FAP | 1009647
19-AL1 | 19-AL1 Bellflower Courthouse | 19-AL1-D5038-810-ITA01 | Intrusion Alarm | RADIONICS | NA | SL3000UL3 | OM00000532 | COMMUNICATION BOX INTRUSION | INSIDE IT COMMUNICATION ROOM | NA | NA | NA | NA | 110 | DNA | electric | 1 | NA | NA | \Classifications\Building System Class\D50-Electrical SYS\D5030 - Comm & Security\Intrusion Alarm - ITA | 1009648
19-AL1 | 19-AL1 Bellflower Courthouse | 19-AL1-D5092-210-GEN01 | Emergency Standby Generator | POWERTEK | CES275C | CES275C482A | OM00000514 | EMERGENCY GENERATOR G7047 | NORTHWEST BACK OF BUILDING ADJACENT TO SALLYPORT | NA | NA | NA | 425 | 480 | 413 | diesel | 3 | NA | NA | \Classifications\Building System Class\D50-Electrical SYS\D5090 - Elec SYS\Emergency Generator - GEN | 1009649
19-AL1 | 19-AL1 Bellflower Courthouse | 19-AL1-G2023-150-PEG01 | Secured Parking Gate | CHAMBERLAIN ELITE | 2609N2720 | SL3000UL3 | OM00002149 |  | REAR OF BUILDING | NA | NA | NA | 1/2 | 120 | 4 | electric | 1 | NA | NA | \Classifications\Building System Class\G20-Other Systems\G2020 - Parking Lots\Secured Parking Gate - PEG | 1009650
19-AL1 | 19-AL1 Bellflower Courthouse | 19-AL1-D3044-125-PHW06 | Hot Water Pump 6 | PECO | KAG95330B | 11-15705-133267 | OM00000497 |  | BOILER ROOM | NA | NA | NA | 2 | 480 | 3.3 | electric | 3 | NA | NA | \Classifications\Building System Class\D30-HVAC Systems\D3040 - Distribution SYS\Hot Water Pump - PHW | 1009652
19-AL1 | 19-AL1 Bellflower Courthouse | 19-AL1-G3063-100-AST01 | Fuel Storage, above ground | CONTAINMENT SOLUTIONS | BK007556 | LP500 | OM00000513 | DIESEL STORAGE TANK | NORTHWEST BACK OF BUILDING ADJACENT TO SALLYPORT | NA | NA | NA | NA | NA | NA | Diesel | NA | NA | NA | \Classifications\Building System Class\G30-Site Mechanical Utilities\G3060 - Fuel Distribution\Tank, Fuel Storage, Above Ground - AST | 1009653
19-AL1 | 19-AL1 Bellflower Courthouse | 19-AL1-D3012-120-GMR01 | Gas Meter | ROOTS METER | 0342768 | 5M175 | OM00000552 | GAS METER | FRONT OF BUILDING SOUTH LAWN | NA | NA | NA | NA | NA | NA | NA | NA | NA | NA | \Classifications\Building System Class\D30-HVAC Systems\D3010 - Energy Supply\Gas Meter Readings - GMR | 1009654
19-AL1 | 19-AL1 Bellflower Courthouse | 19-AL1-G2050-200-LSC01 | Landscaping - LSC | NA | NA | NA | OM00028184 |  | OUTSIDE | NA | NA | NA | NA | NA | NA | NA | NA | NA | NA | \Classifications\Building System Class\G20-Other Systems\G2050 - Landscaping\Landscaping - LSC | 1009655
19-AL1 | 19-AL1 Bellflower Courthouse | 19-AL1-D5092-250-ELT20 | Exterior Lighting (20) | NA | NA | NA | OM00028185 |  | OUTSIDE | NA | NA | NA | NA | NA | NA | NA | NA | NA | NA | \Classifications\Building System Class\D50-Electrical SYS\D5090 - Elec SYS\Exterior Lighting - ELT | 1009656
19-AL1 | 19-AL1 Bellflower Courthouse | 19-AL1-G2049-300-HSC01 | Hardscape - HSC | NA | NA | NA | OM00028186 |  | OUTSIDE | NA | NA | NA | NA | NA | NA | NA | NA | NA | NA | \Classifications\Building System Class\G20-Other Systems\G2040 - Site Development\Hardscape - HSC | 1009657
19-AL1 | 19-AL1 Bellflower Courthouse | 19-AL1-D1013-310-WCL03 | Wheel Chair Lift - WCL03 | JOHN BARNES | 8803015 | LX100W | OM00000544 | State ID# 116720 | IN COURT ROOM | NA | NA | NA | 1 | 110 | 14 | Electric | 1 | NA | NA | \Classifications\Building System Class\D10-Conveyance Systems\D1010 - Elevator\Wheelchair Lift - WCL | 1010933
19-AL1 | 19-AL1 Bellflower Courthouse | 19-AL1-D1013-310-WCL04 | Wheel Chair Lift - WCL04 | JOHN BARNES | 8803012 | LX100W | OM00033536 | State ID# 116752 | IN COURT ROOM | NA | NA | NA | 1 | 110 | 14 | Electric | 1 | NA | NA | \Classifications\Building System Class\D10-Conveyance Systems\D1010 - Elevator\Wheelchair Lift - WCL | 1010934
19-AL1 | 19-AL1 Bellflower Courthouse | 19-AL1-D1013-310-WCL05 | Wheelchair Lift (Dept 2) | JOHN BARNES | 8803011 | LX100W | OM00033537 | State ID# 116719 | IN COURT ROOM | NA | NA | NA | 1 | 110 | 14 | Electric | 1 | NA | NA | \Classifications\Building System Class\D10-Conveyance Systems\D1010 - Elevator\Wheelchair Lift - WCL | 1010935
19-AL1 | 19-AL1 Bellflower Courthouse | 19-AL1-D1013-310-WCL06 | Wheelchair Lift (Dept 1) | JOHN BARNES | 8803008 | LX100W | OM00033538 | State ID# 116753 | IN COURT ROOM | NA | NA | NA | 1 | 110 | 14 | Electric | 1 | NA | NA | \Classifications\Building System Class\D10-Conveyance Systems\D1010 - Elevator\Wheelchair Lift - WCL | 1010936
19-AL1 | 19-AL1 Bellflower Courthouse | 19-AL1-D1013-310-WCL02 | Wheel Chair Lift - WCL02 | JOHN BARNES | 8803016 | LX100W | OM00000549 | State ID# 116718 | IN COURT ROOM | NA | NA | NA | 1 | 110 | 14 | Electric | 1 | NA | NA | \Classifications\Building System Class\D10-Conveyance Systems\D1010 - Elevator\Wheelchair Lift - WCL | 1010937
19-AL1 | 19-AL1 Bellflower Courthouse | 19-AL1-D2023-100-BFP07 | BACKFLOW PREVENTER #7 (3/4" CHILLED WATER MAKE-UP) | Febco | L-4430 | 825-Y 3/4 inch | OM00015097 | OW0209916-FA0234834-BD0010570 | CHILLER ROOM (LAPHD FORM REQUIRED) | NA | NA | NA | NA | NA | NA | NA | NA | NA | NA | \Classifications\Building System Class\D20-Plumbing\D2020 - Domestic Water\Backflow Preventer - BFP | 1010955
19-AL1 | 19-AL1 Bellflower Courthouse | 19-AL1-D3041-230-RFN08 | Return Fan #8 (Fan Room 8) | Marlo | NA | CSM-100 | OM00037939 | VSD RETURN FAN #8 | FAN ROOM #8 | B-79 (2) | NA | NA | 5 | 480 | 6.6 | Electric | 3 | NA | NA | \Classifications\Building System Class\D30-HVAC Systems\D3040 - Distribution SYS\Supply/Exhaust/Return fans- FAN | 1011252
19-AL1 | 19-AL1 Bellflower Courthouse | 19-AL1-D3041-230-RFN07 | Return Fan #7 (Fan Room 7) | Marlo | NA | CSM-100 | OM00037936 | VSD RETURN FAN #7 | FAN ROOM #7 | B-76 (2) | NA | NA | 5 | 480 | 6.6 | Electric | 3 | NA | NA | \Classifications\Building System Class\D30-HVAC Systems\D3040 - Distribution SYS\Supply/Exhaust/Return fans- FAN | 1011253
19-AL1 | 19-AL1 Bellflower Courthouse | 19-AL1-D3041-230-RFN06 | Return Fan #6 (Fan Room 6) | Marlo | NA | CSM-100 | OM00037938 | VSD RETURN FAN #6 | FAN ROOM #6 | B-78 (2) | NA | NA | DNA | 480 | DNA | Electric | 3 | NA | NA | \Classifications\Building System Class\D30-HVAC Systems\D3040 - Distribution SYS\Supply/Exhaust/Return fans- FAN | 1011254
19-AL1 | 19-AL1 Bellflower Courthouse | 19-AL1-D3041-230-RFN05 | Return Fan #5 (Fan Room 5) | Marlo | NA | CSM-100 | OM00037937 | VSD RETURN FAN | FAN ROOM #5 | B-67 (2) | NA | NA | 3 | 480 | 4.4 | Electric | 3 | NA | NA | \Classifications\Building System Class\D30-HVAC Systems\D3040 - Distribution SYS\Supply/Exhaust/Return fans- FAN | 1011255
19-AL1 | 19-AL1 Bellflower Courthouse | 19-AL1-D3041-230-RFN04 | Return Fan #4 (Fan Room 4) | Marlo | NA | CSM-100 | OM00037940 | VSD RETURN FAN #4 | FAN ROOM #4 | B-75 (2) | NA | NA | 5 | 480 | 7 | Electric | 3 | NA | NA | \Classifications\Building System Class\D30-HVAC Systems\D3040 - Distribution SYS\Supply/Exhaust/Return fans- FAN | 1011256
19-AL1 | 19-AL1 Bellflower Courthouse | 19-AL1-D3041-230-RFN03 | Return Fan #3 (Fan Room 3) | Marlo | NA | CSM-80 | OM00037935 | VSD RETURN FAN #3 | FAN ROOM #3 | B-75 (2) | NA | NA | 3 | 480 | 4.3 | Electric | 3 | NA | NA | \Classifications\Building System Class\D30-HVAC Systems\D3040 - Distribution SYS\Supply/Exhaust/Return fans- FAN | 1011257
19-AL1 | 19-AL1 Bellflower Courthouse | 19-AL1-D3041-230-RFN02 | Return Fan #2 (Fan Room 2) | Marlo | NA | CSM-60 | OM00037926 | VSD RETURN FAN #2 | FAN ROOM #2 | B-86 (1) | NA | NA | 1 | 480 | 1.8 | Electric | 3 | NA | NA | \Classifications\Building System Class\D30-HVAC Systems\D3040 - Distribution SYS\Supply/Exhaust/Return fans- FAN | 1011258
19-AL1 | 19-AL1 Bellflower Courthouse | 19-AL1-D3041-230-RFN01 | Return Fan #1 (Fan Room 1) | Marlo | NA | CSM-60 | OM00037934 | VSD RETURN FAN #1 | FAN ROOM #1 | A-66 (1) | NA | NA | 1 | 480 | 1.7 | Electric | 3 | NA | NA | \Classifications\Building System Class\D30-HVAC Systems\D3040 - Distribution SYS\Supply/Exhaust/Return fans- FAN | 1011259
19-AL1 | 19-AL1 Bellflower Courthouse | 19-AL1-D3042-220-EFN07 | Exhaust Fan MCA-7 | BREIDER ESSICK | NA | S1223 | OM00000481 |  | ROOF | 4L280 | NA | NA | 1/4 | 110 | 5.4 | Electric | 1 | NA | NA | \Classifications\Building System Class\D30-HVAC Systems\D3040 - Distribution SYS\Supply/Exhaust/Return fans- FAN | 1011260
19-AL1 | 19-AL1 Bellflower Courthouse | 19-AL1-D3042-220-EFN08 | Exhaust Fan MCA-8 # 2 | BREIDER ESSICK | NA | S1223 | OM00000485 |  | ROOF | 4L280 | NA | NA | 1/4 | 110 | 5.4 | Electric | 1 | NA | NA | \Classifications\Building System Class\D30-HVAC Systems\D3040 - Distribution SYS\Supply/Exhaust/Return fans- FAN | 1011261
19-AL1 | 19-AL1 Bellflower Courthouse | 19-AL1-D3042-220-EFN04 | Exhaust Fan MCB-4 | BREIDER ESSICK | NA | S1556 | OM00000486 |  | ROOF | 4L410 | NA | NA | 1/2 | 480 | 8.4 | Electric | 1 | NA | NA | \Classifications\Building System Class\D30-HVAC Systems\D3040 - Distribution SYS\Supply/Exhaust/Return fans- FAN | 1011262
19-AL1 | 19-AL1 Bellflower Courthouse | 19-AL1-D3042-220-EFN02 | Exhaust Fan MCB-2 | BREIDER ESSICK | NA | S1556 | OM00000488 |  | ROOF | 4L410 | NA | NA | 1/2 | 110 | 8.4 | Electric | 1 | NA | NA | \Classifications\Building System Class\D30-HVAC Systems\D3040 - Distribution SYS\Supply/Exhaust/Return fans- FAN | 1011263
19-AL1 | 19-AL1 Bellflower Courthouse | 19-AL1-D3042-220-EFN06 | Exhaust Fan MCB-6 | BREIDER ESSICK | NA | S10549B | OM00000487 |  | ROOF | 4L280 | NA | NA | 1/4 | 480 | 5.4 | Electric | 1 | NA | NA | \Classifications\Building System Class\D30-HVAC Systems\D3040 - Distribution SYS\Supply/Exhaust/Return fans- FAN | 1011264
19-AL1 | 19-AL1 Bellflower Courthouse | 19-AL1-D3042-220-EFN01 | Exhaust Fan MCCC-1 | BREIDER ESSICK | NA | S2416 | OM00000501 |  | ROOF | NA | NA | NA | 1.5 | 480 | 2.4 | Electric | 3 | NA | NA | \Classifications\Building System Class\D30-HVAC Systems\D3040 - Distribution SYS\Supply/Exhaust/Return fans- FAN | 1011265
19-AL1 | 19-AL1 Bellflower Courthouse | 19-AL1-B2010-100-BLD01 | BUILDING | NA | NA | NA | OM00000541 |  | ALL | NA | NA | NA | NA | NA | NA | NA | NA | NA | NA | \Classifications\Building System Class\B20-General Building Exterior\B2010 - Exterior Walls\Building - BLD | 1013699
19-AL1 | 19-AL1 Bellflower Courthouse | 19-AL1-D3044-125-PHW07 | PUMP, HOT WATER 5 PHW07 | Bell & Gossett Company | 1BG779LFM01 | 1510 | OM00000546 |  | BOILER ROOM | NA | NA | NA | 2 | 460 | 2.9 | Electric | 3 | NA | NA | \Classifications\Building System Class\D30-HVAC Systems\D3040 - Distribution SYS\Hot Water Pump - PHW | 1013701
19-AL1 | 19-AL1 Bellflower Courthouse | 19-AL1-D3030-110-CTW02 | COOLING TOWER CTW02 | MARLEY | NA | Compac II Tower | OM00000547 |  | North West Roof | NA | NA | NA | 7.5 | 480 | 9 | Electric | 3 | NA | NA | \Classifications\Building System Class\D30-HVAC Systems\D3030 - Cooling SYS\Cooling Tower - CTW | 1013703
19-AL1 | 19-AL1 Bellflower Courthouse | 19-AL1-D3031-130-CLR04 | CHILLER, WATER COOLED #2 | CARRIER | 4311Q19624 | 30HXC146RZ-671KA | OM00033816 |  | CHILLER RM, CHILLER #2 | NA | NA | R-134a | NA | 460 | RLA 580 LRA 183 | Electric | 3 | NA | NA | \Classifications\Building System Class\D30-HVAC Systems\D3030 - Cooling SYS\Chiller, Water Cooled - CLR | 1013705
19-AL1 | 19-AL1 Bellflower Courthouse | 19-AL1-D3050-250-ACU01 | AIR CONDITIONING, SPLIT SYSTEM (JUDGES PARKING LOT) | LENNOX | S186H01332 | HS19-26-1V-2P | OM00000512 |  | JUDGES PARKING LOT | NA | NA | R-22 | NA | 230 | 20 | Electric | 1 | NA | NA | \Classifications\Building System Class\D30-HVAC Systems\D3050 - Package SYS\Air Conditioning,Split System - ACU | 1013706
19-AL1 | 19-AL1 Bellflower Courthouse | 19-AL1-D3050-250-ACU05 | Air Conditioning Split System (2nd Floor) | Mitsubishi Electric | NA | PU18EK | OM00000508 |  | FAN ROOM 3 | NA | NA | R-22 | NA | 230 | 16 | Electric | 1 | NA | NA | \Classifications\Building System Class\D30-HVAC Systems\D3050 - Package SYS\Air Conditioning,Split System - ACU | 1013707
19-AL1 | 19-AL1 Bellflower Courthouse | 19-AL1-D3050-250-ACU03 | Air Conditioning Split System (Roof) | Concord | 4607K60363 | ZAC13L36P 2B | OM00000489 |  | ROOF | NA | NA | R-22 | NA | 230 | DNA | Electric | 1 | NA | NA | \Classifications\Building System Class\D30-HVAC Systems\D3050 - Package SYS\Air Conditioning,Split System - ACU | 1013708
19-AL1 | 19-AL1 Bellflower Courthouse | 19-AL1-D3050-250-ACU04 | Air Conditioning Split System (Roof) | CONCORD | 4607F82013 | 2AC13L24P-2B | OM00000482 |  | ROOF | NA | NA | R-22 | NA | 230 | DNA | Electric | 1 | NA | NA | \Classifications\Building System Class\D30-HVAC Systems\D3050 - Package SYS\Air Conditioning,Split System - ACU | 1013709
19-AL1 | 19-AL1 Bellflower Courthouse | 19-AL1-D3050-250-ACU02 | AIR CONDITIONING, SPLIT SYSTEM (ROOF) | LENNOX | S186H01348 | HS19-26-IV-2P | OM00000500 |  | ROOF | NA | NA | R-22 | NA | 230 | DNA | Electric | 1 | NA | NA | \Classifications\Building System Class\D30-HVAC Systems\D3050 - Package SYS\Air Conditioning,Split System - ACU | 1013710
19-AL1 | 19-AL1 Bellflower Courthouse | 19-AL1-D5010-110-MCC03 | Motor Control Center #3 (Chiller Mech Rm) | SQUARE D | 88384-05 | 5 | OM00015098 |  | ELEC ROOM | NA | NA | NA | NA | 480 | 600 | Electric | 3 | NA | NA | \Classifications\Building System Class\D50-Electrical SYS\D5010 - Elec Service & Dist\Chiller Room Electrical Panel - MCC | 1013712
19-AL1 | 19-AL1 Bellflower Courthouse | 19-AL1-D5010-110-MCC02 | Motor Control Center #2 (Fan Rm 2) | SQUARE D | E 341 540 | 5 | OM00037005 |  | FAN ROOM # 2 | NA | NA | NA | NA | 480 | DNA | Electric | 3 | NA | NA | \Classifications\Building System Class\D50-Electrical SYS\D5010 - Elec Service & Dist\Chiller Room Electrical Panel - MCC | 1013713
19-AL1 | 19-AL1 Bellflower Courthouse | 19-AL1-D5011-240-TRN01 | Electrical Transformer #1 (T1) | Square D Company | NA | 225T3H | OM00033540 |  | SALLY PORT | NA | NA | NA | NA | 110-240/480 | 625/270 | Electric | 3 | NA | NA | \Classifications\Building System Class\D50-Electrical SYS\D5010 - Elec Service & Dist\Transformer - TRN | 1013714
19-AL1 | 19-AL1 Bellflower Courthouse | 19-AL1-G3063-100-DFS01 | LEAK DETECTION SYSTEM | FEDERAL SIGNAL | A-1 | SB001/500 | OM00033539 |  | GENERATOR ROOM | NA | NA | NA | NA | 110 | 7 | Electric | 1 | NA | NA | \Classifications\Building System Class\G30-Site Mechanical Utilities\G3060 - Fuel Distribution\Diesel Fuel Leak Detection System - DFS | 1013715
19-AL1 | 19-AL1 Bellflower Courthouse | 19-AL1-D2030-410-PMS06 | PUMP EJECTOR SEWAGE PMS06 | NA | NA | NA | OM00033603 |  | NORTH SIDE OF THE BUILDING COUNTY CAGE. | NA | NA | NA | NA | 480 | DNA | Electric | 3 | NA | NA | \Classifications\Building System Class\D20-Plumbing\D2030 - Sani Waste\Sewage Ejector Pump - PMS | 1013716
19-AL1 | 19-AL1 Bellflower Courthouse | 19-AL1-D4094-450-SFM02 | FIRE SYSTEMS, STAND PIPE #2 (HALON #2) | PYROTRONICS | NA | CP-2HA | OM00036982 |  | 2ND FLOOR IN ACCOUNTING OFFICE | NA | NA | NA | NA | 110 | 2 | Electric | 1 | NA | NA | \Classifications\Building System Class\D40-Fire Protection SYS\D4090 - Other Fire Protection Systems\Fire Suppression, Gaseous - SFM | 1015732
19-AL1 | 19-AL1 Bellflower Courthouse | 19-AL1-D4094-450-SFM03 | FIRE SYSTEMS, STAND PIPE #3 (HALON #3) | PYROTRONICS | NA | CP-2HA | OM00036983 |  | 5TH FLOOR RADIO EQUIP ROOM | NA | NA | NA | NA | 110 | 2 | Electric | 1 | NA | NA | \Classifications\Building System Class\D40-Fire Protection SYS\D4090 - Other Fire Protection Systems\Fire Suppression, Gaseous - SFM | 1015733
19-AL1 | 19-AL1 Bellflower Courthouse | 19-AL1-D4010-150-FMS01 | Stand Pipe Wet, Sprinklers (Fan Room) | POTTER SIGNAL | NA | NA | OM00036976 |  | Front Building South East | NA | NA | NA | NA | NA | NA | Other | NA | NA | NA | \Classifications\Building System Class\D40-Fire Protection SYS\D4010 - Sprinkler SYS\Fire Systems, stand pipes - FMS | 1015734
19-AL1 | 19-AL1 Bellflower Courthouse | 19-AL1-D4010-150-FMS02 | FIRE SYSTEMS, EXTINGUISHING DRY PIPES | AUTOSPKR | NA | NA | OM00036977 |  | FRONT OF THE BLD BY FLAG POLES | NA | NA | NA | NA | NA | NA | Other | NA | NA | NA | \Classifications\Building System Class\D40-Fire Protection SYS\D4010 - Sprinkler SYS\Fire Systems, stand pipes - FMS | 1015735
19-AL1 | 19-AL1 Bellflower Courthouse | 19-AL1-D3090-220-CMD01 | Compressor Air Dryer (Chiller Rm) | Hankison | N80151150008286 | 8015-115 | OM00036980 |  | 1ST FLOOR CHILLER ROOM | NA | NA | R-134a | NA | 110 | 2 | Electric | 1 | NA | NA | \Classifications\Building System Class\D30-HVAC Systems\D3090 - Other HVAC Systems and Equipment\Compressed Air Dryer - CMD | 1015736
19-AL1 | 19-AL1 Bellflower Courthouse | 19-AL1-D3042-220-EFN09 | FAN, EXHAUST #9 (BELT DRIVEN) | GREEN HECK | 87000788 | BS0-10-4 | OM00036981 |  | MAIN ELECTRICAL ROOM | A-50 | NA | NA | 1/2 | 110 | 5.6 | Electric | 1 | NA | NA | \Classifications\Building System Class\D30-HVAC Systems\D3040 - Distribution SYS\Supply/Exhaust/Return fans- FAN | 1015737
19-AL1 | 19-AL1 Bellflower Courthouse | 19-AL1-D3042-220-EFN10 | FAN, EXHAUST #10 (BELT DRIVEN) | GREEN HECK | 87000787 | BSQ-14-5 | OM00036979 |  | CHLLER ROOM | A-50 | NA | NA | 1/2 | 110 | 7.2 | Electric | 1 | NA | NA | \Classifications\Building System Class\D30-HVAC Systems\D3040 - Distribution SYS\Supply/Exhaust/Return fans- FAN | 1015738
19-AL1 | 19-AL1 Bellflower Courthouse | 19-AL1-B2034-400-DOH02 | Overhead Roll-Up Door (Sheriff's Parking Door 1) (North) | KINNEAR | C.46.5708.05 | 5012 | OM00036973 |  | East Side Of Building in Alley | NA | NA | NA | 1 | 480 | 1.7 | Electric | 3 | NA | NA | \Classifications\Building System Class\B20-General Building Exterior\B2030 - Exterior Doors\Door,Overhead-Shutter,Manual,Elec,Roll-up - DOH | 1015742
19-AL1 | 19-AL1 Bellflower Courthouse | 19-AL1-B2034-400-DOH03 | Overhead Roll-Up Door (Sheriff's Parking Door 2) (Center) | KINNEAR | C.46.5708.07 | 5012 | OM00036974 |  | East Side Of Building in Alley | NA | NA | NA | 1 | 480 | 1.7 | Electric | 3 | NA | NA | \Classifications\Building System Class\B20-General Building Exterior\B2030 - Exterior Doors\Door,Overhead-Shutter,Manual,Elec,Roll-up - DOH | 1015743
19-AL1 | 19-AL1 Bellflower Courthouse | 19-AL1-B2034-400-DOH04 | Overhead Roll-Up Door (Sheriff's Parking Door 3) (South) | POWER MASTER | C.46.5708.09 | MG-74 | OM00036975 |  | East Side Of Building in Alley | NA | NA | NA | 3/4 | 480 | 1.7 | Electric | 3 | NA | NA | \Classifications\Building System Class\B20-General Building Exterior\B2030 - Exterior Doors\Door,Overhead-Shutter,Manual,Elec,Roll-up - DOH | 1015744
19-AL1 | 19-AL1 Bellflower Courthouse | 19-AL1-D2023-100-BFP10 | Backflow, Cooling Tower Makeup Water | Watts | 02753 | 009 1-1/2" | Dummy Asset | OW0209916-FA0234834-BD0010571 | Lose Cerritos Courts Cooling Tower Makeup - rec'd notice (LAPHD FORM REQUIRED) | [10 empty] | \Classifications\Building System Class\D20-Plumbing\D2020 - Domestic Water\Backflow Preventer - BFP | 1015784
19-AL1 | 19-AL1 Bellflower Courthouse | 19-AL1-D3031-130-CLR05 | CHILLER, WATER COOLED #1 | CARRIER | 3412Q20382 | 30HXC146RZ-671KA | OM00033606 |  | CHILLER RM, CHILLER #1 | NA | S-4004TA | R-134a | NA | 480 | 180 | Electric | 3 | NA | NA | \Classifications\Building System Class\D30-HVAC Systems\D3030 - Cooling SYS\Chiller, Water Cooled - CLR | 1015952
19-AL1 | 19-AL1 Bellflower Courthouse | 19-AL1-D2023-100-BFP11 | BACKFLOW PREVENTER #11 (DOMESTIC) | WILKINS | 01191 | 375AR | OM00036984 | Acct#:51705.02 | GROUNDS BY SHERIFF PARKING LOT - CALL CONFIRM TEST REC'D | NA | NA | NA | NA | NA | NA | NA |  | NA | NA | \Classifications\Building System Class\D20-Plumbing\D2020 - Domestic Water\Backflow Preventer - BFP | 1016223
19-AL1 | 19-AL1 Bellflower Courthouse | 19-AL1-D2023-100-BFP12 | BACKFLOW PREVENTER #3 (DOMESTIC 3") | WILKINS ZURN | L86977 | 375 (3") | OM00033605 | Acct#:51705.02 | FRONT LAWN BY FLAG POLES - CALL CONFIRM TEST REC'D | NA | NA | NA | NA | NA | NA | NA |  | NA | NA | \Classifications\Building System Class\D20-Plumbing\D2020 - Domestic Water\Backflow Preventer - BFP | 1017293
19-AL1 | 19-AL1 Bellflower Courthouse | 19-AL1-D2023-100-BFP13 | BACKFLOW PREVENTER #4 (DOMESTIC 3") | WILKINS ZURN | L86980 | 375 (3") | OM00033604 | Acct#:51705.02 | FRONT LAWN BY FLAG POLES - CALL CONFIRM TEST REC'D | NA | NA | NA | NA | NA | NA | NA |  | NA | NA | \Classifications\Building System Class\D20-Plumbing\D2020 - Domestic Water\Backflow Preventer - BFP | 1017294
19-AL1 | 19-AL1 Bellflower Courthouse | 19-AL1-G3063-100-DAT01 | Diesel Fuel Day Tank | Pryco | 1165700 | PY-50 UL | OM00037941 |  | NW Back of Building Adjacent To Sallyport | NA | NA | NA | NA | NA | NA | Diesel |  | NA | NA | \Classifications\Building System Class\G30-Site Mechanical Utilities\G3060 - Fuel Distribution\Tank, Fuel Storage Day - DAT | 1017481
19-AL1 | 19-AL1 Bellflower Courthouse | 19-AL1-B2034-400-DOH06 | Door, Overhead Roll-Up #6 (Sally Port) | R & S Manufacturing Of Southern California | NA | NA | OM00037001 |  | Sallyport Rear Of Building NW Corner | Chain Driven | NA | NA | NA | 480 | DNA | ELECTRIC | 3 | NA | NA | \Classifications\Building System Class\B20-General Building Exterior\B2030 - Exterior Doors\Door,Overhead-Shutter,Manual,Elec,Roll-up - DOH | 1017508
19-AL1 | 19-AL1 Bellflower Courthouse | 19-AL1-D4010-150-FMS03 | Stand Pipe, Combo (Stairway 6) | NA | NA | NA | OM00037002 |  | Front Of Building South East | NA | NA | NA | NA | NA | NA | NA | NA | NA | NA | \Classifications\Building System Class\D40-Fire Protection SYS\D4010 - Sprinkler SYS\Fire Systems, stand pipes - FMS | 1017512
19-AL1 | 19-AL1 Bellflower Courthouse | 19-AL1-D3044-125-PHW09 | Hot Water Circulating Pump (Boiler Room) 9 | Armstrong | 0712 | S-55-1 BF | OM00037921 |  | Roof Boiler Room | NA | NA | NA | 1/2 | 110 | 5.8 | Electric | 1 | NA | NA | \Classifications\Building System Class\D30-HVAC Systems\D3040 - Distribution SYS\Hot Water Pump - PHW | 1017515
19-AL1 | 19-AL1 Bellflower Courthouse | 19-AL1-D2030-410-PMS01 | Sewage Ejector Pump (Generator Cage) | NA | NA | NA | OM00037928 |  | Generator Cage by Parking Structure | NA | NA | NA | 5 | 480 | DNA | Electric | 3 | NA | NA | \Classifications\Building System Class\D20-Plumbing\D2030 - Sani Waste\Sewage Ejector Pump - PMS | 1017516
19-AL1 | 19-AL1 Bellflower Courthouse | 19-AL1-D2040-100-PSU06 | Sump Pump (Generator Cage) PSU06 | NA | NA | NA | OM00037931 |  | Generator Cage by Parking Structure | NA | NA | NA | 5 | 480 | DNA | Electric | 3 | NA | NA | \Classifications\Building System Class\D20-Plumbing\D2040 - Rain Drain\Sump Pump - PSU | 1017519
19-AL1 | 19-AL1 Bellflower Courthouse | 19-AL1-D2040-100-PSU08 | Sump Pump (Generator Cage) PSU08 | NA | NA | NA | OM00037933 |  | Generator Cage by Parking Structure | NA | NA | NA | 40 | 480 | DNA | Electric | 3 | NA | NA | \Classifications\Building System Class\D20-Plumbing\D2040 - Rain Drain\Sump Pump - PSU | 1017521
19-AL1 | 19-AL1 Bellflower Courthouse | 19-AL1-D3044-125-PHW08 | Hot Water Circulating Pump (Boiler Room) 8 | Armstrong | 0714 | S-55-1 BF | OM00037922 |  | Roof Boiler Room | NA | NA | NA | 1/2 | 110 | 5.8 | Electric | 1 | NA | NA | \Classifications\Building System Class\D30-HVAC Systems\D3040 - Distribution SYS\Hot Water Pump - PHW | 1017525
19-AL1 | 19-AL1 Bellflower Courthouse | 19-AL1-D3042-220-EFN12 | Exhaust Fan #12 (Library Roof) (Belt Driven) | Armstrong | S-61221-B | NA | OM00037942 |  | Roof Library Room | 4L350 (1) | NA | NA | 1/2 | 110/240 | 5.4/2.7 | Electric | 1 | NA | NA | \Classifications\Building System Class\D30-HVAC Systems\D3040 - Distribution SYS\Supply/Exhaust/Return fans- FAN | 1017526
19-AL1 | 19-AL1 Bellflower Courthouse | 19-AL1-D5010-200-ESD02 | Electrical Switchboard (Main Electrical Rm) | Square D Company | NA | 88384-1 | OM00037003 |  | Roof Boiler Room | NA | NA | NA | NA | 240/480 | 1600 | Electric | 3 | NA | NA | \Classifications\Building System Class\D50-Electrical SYS\D5010 - Elec Service & Dist\Electical Service and Distribution - ESD | 1017529
19-AL1 | 19-AL1 Bellflower Courthouse | 19-AL1-D3042-220-EFN13 | Exhaust Fan (Sallyport Roof) (Direct Drive) | Breider Essick | NA | S-1554B | OM00036999 |  | Sallyport Roof | NA | NA | NA | 1.5 | 480 | 2.4 | Electric | 3 | NA | NA | \Classifications\Building System Class\D30-HVAC Systems\D3040 - Distribution SYS\Supply/Exhaust/Return fans- FAN | 1017535
19-AL1 | 19-AL1 Bellflower Courthouse | 19-AL1-G3010-210-PWT01 | Potable Water Storage Tank (Sallport) | NA | NA | NA | OM00037000 |  | Sallport Rear Fenced Off Area | NA | NA | NA | NA | NA | NA | NA | NA | NA | NA | \Classifications\Building System Class\G30-Site Mechanical Utilities\G3010 - Water Supply\Potable Water Storage Tank - PWT | 1017537
19-AL1 | 19-AL1 Bellflower Courthouse | 19-AL1-D5010-200-ESD06 | Distribution Switchboard #1 | Square D Company | NA | 88384-1 | OM00036985 |  | Main Electrical Room | NA | NA | NA | NA | 480 | 1600 | Electric | 3 | NA | NA | \Classifications\Building System Class\D50-Electrical SYS\D5010 - Elec Service & Dist\Electical Service and Distribution - ESD | 1017539
19-AL1 | 19-AL1 Bellflower Courthouse | 19-AL1-D5010-200-ESD04 | Distribution Switchboard #3 | Square D Company | A947193 | 88384-03 | OM00036987 |  | Main Electrical Room | NA | NA | NA | NA | 240 | 800 | Electric | 3 | NA | NA | \Classifications\Building System Class\D50-Electrical SYS\D5010 - Elec Service & Dist\Electical Service and Distribution - ESD | 1017541
19-AL1 | 19-AL1 Bellflower Courthouse | 19-AL1-D5010-200-ESD05 | Distribution Switchboard #4 | Square D Company | A946925 | 49-88384-2 | OM00036988 |  | Main Electrical Room | NA | NA | NA | NA | 240 | 600 | Electric | 3 | NA | NA | \Classifications\Building System Class\D50-Electrical SYS\D5010 - Elec Service & Dist\Electical Service and Distribution - ESD | 1017543
19-AL1 | 19-AL1 Bellflower Courthouse | 19-AL1-D5011-240-TRN02 | Electrical Transformer #2 (T2) | Square D Company | NA | 75T3H | OM00036989 |  | Main Electrical Room | NA | NA | NA | NA | 240/480 | 208/90 | Electric | 3 | NA | NA | \Classifications\Building System Class\D50-Electrical SYS\D5010 - Elec Service & Dist\Transformer - TRN | 1017542
19-AL1 | 19-AL1 Bellflower Courthouse | 19-AL1-D3042-220-EFN11 | Exhaust Fan #11 (Boiler Room) (Belt Driven) | Exit Aire | S-1554-B | NA | OM00037944 |  | Roof Boiler Room | 4L350 (1) | NA | NA | 1/2 | 110/240 | 5.4/2.7 | Electric | 1 | NA | NA | \Classifications\Building System Class\D30-HVAC Systems\D3040 - Distribution SYS\Supply/Exhaust/Return fans- FAN | 1017513
19-AL1 | 19-AL1 Bellflower Courthouse | 19-AL1-D3041-110-AHU10 | Air Handling Unit #10 (Room 501) | Concord Armstrong | 6007E17654 | RBCS2M24C00NAP-1 | OM00000490 |  | Elevator Equipment Room 501 - Public | NA | NA | Chilled water | 1/4 | 240 | 1.4 | Electric | 1 | NA | 24,000 | \Classifications\Building System Class\D30-HVAC Systems\D3040 - Distribution SYS\Air Handling Unit - AHU | 1017514
19-AL1 | 19-AL1 Bellflower Courthouse | 19-AL1-D2040-100-PSU04 | Sump Pump (Generator Cage) PSU04 | NA | NA | NA | OM00037929 |  | Generator Cage by Parking Structure | NA | NA | NA | 20 | 480 | DNA | Electric | 3 | NA | NA | \Classifications\Building System Class\D20-Plumbing\D2040 - Rain Drain\Sump Pump - PSU | 1017517
19-AL1 | 19-AL1 Bellflower Courthouse | 19-AL1-D2040-100-PSU05 | Sump Pump (Generator Cage) PSU05 | NA | NA | NA | OM00037930 |  | Generator Cage by Parking Structure | NA | NA | NA | 20 | 480 | DNA | Electric | 3 | NA | NA | \Classifications\Building System Class\D20-Plumbing\D2040 - Rain Drain\Sump Pump - PSU | 1017518
19-AL1 | 19-AL1 Bellflower Courthouse | 19-AL1-D2040-100-PSU07 | Sump Pump (Generator Cage) PSU07 | NA | NA | NA | OM00037932 |  | Generator Cage by Parking Structure | NA | NA | NA | 20 | 480 | DNA | Electric | 3 | NA | NA | \Classifications\Building System Class\D20-Plumbing\D2040 - Rain Drain\Sump Pump - PSU | 1017520
19-AL1 | 19-AL1 Bellflower Courthouse | 19-AL1-D5010-234-ATS03 | Automatic Transfer Switch (Main Electrical Rm) | Square D Company | 12-40977-SD | 890TAG0600-3-480 | OM00037924 |  | 1st Floor Main Electrical Room | NA | NA | NA | NA | 480 | 600 | Electric | 3 | NA | NA | \Classifications\Building System Class\D50-Electrical SYS\D5010 - Elec Service & Dist\Automatic Transfer Switch - ATS | 1017523
19-AL1 | 19-AL1 Bellflower Courthouse | 19-AL1-D3050-250-ACU06 | Air Conditioning Split System (Room 504) | Concord Armstrong | 6007E17657 | RBCS2M24C00NAP-1 | OM00000483 |  | Roof Judges Elevator Equipment Room 504 | NA | 16x20x1 (1) | R-22 | 1/4 | 240 | 1.4 | Electric | 1 | NA | 24,000 | \Classifications\Building System Class\D30-HVAC Systems\D3050 - Package SYS\Air Conditioning,Split System - ACU | 1017524
19-AL1 | 19-AL1 Bellflower Courthouse | 19-AL1-B2034-400-DOH05 | Door, Overhead Roll-Up #5 (Traffic Clerk Window) | Kinnear | NA | DNA | OM00036997 |  | Traffic Clerk Window | Chain Driven | NA | NA | 1 | 240/480 | 3.4-3.5/1.75 | Electric | 3 | NA | NA | \Classifications\Building System Class\B20-General Building Exterior\B2030 - Exterior Doors\Door,Overhead-Shutter,Manual,Elec,Roll-up - DOH | 1017527
19-AL1 | 19-AL1 Bellflower Courthouse | 19-AL1-D2023-310-HWP01 | Domestic Hot Water Circulating Pump (Boiler Rm) | Bell & Gossett Company | 172753 | 61TT F50 | OM00037923 |  | Roof Boiler Room | NA | NA | NA | 1.5 | 480 | 2.4 | Electric | 3 | NA | NA | \Classifications\Building System Class\D20-Plumbing\D2020 - Domestic Water\Domestic Hot Water Circulating Pump - HWP | 1017528
19-AL1 | 19-AL1 Bellflower Courthouse | 19-AL1-D3042-220-EFN03 | Exhaust Fan 3 (Roof) (Direct Drive) | Breider Essick | NA | S-1554B | OM00036998 |  | Roof | NA | NA | NA | 1.5 | 480 | 2.4 | Electric | 3 | NA | NA | \Classifications\Building System Class\D30-HVAC Systems\D3040 - Distribution SYS\Supply/Exhaust/Return fans- FAN | 1017534
19-AL1 | 19-AL1 Bellflower Courthouse | 19-AL1-D3020-100-HET01 | Hot Water Expansion Tank (Boiler Rm) | Bell & Gossett Company | NA | 218113 | OM00037008 |  | Above Hot Water Pumps in Boiler Room | NA | NA | NA | NA | NA | NA | NA | NA | NA | NA | \Classifications\Building System Class\D30-HVAC Systems\D3020 - Heat SYS\Heater Water Expansion Tank - HET | 1017536
19-AL1 | 19-AL1 Bellflower Courthouse | 19-AL1-G3010-210-PWT02 | Potable Water Storage Tank (Chiller Rm) | Bell & Gossett Company | NA | 218113 | OM00037007 |  | Chiller Room Above Air Compressors | NA | NA | NA | NA | NA | NA | NA | NA | NA | NA | \Classifications\Building System Class\G30-Site Mechanical Utilities\G3010 - Water Supply\Potable Water Storage Tank - PWT | 1017538
19-AL1 | 19-AL1 Bellflower Courthouse | 19-AL1-D5010-200-ESD03 | Distribution Switchboard #2 | Square D Company | A943747 | 88384-1 | OM00036986 |  | Main Electrical Room | NA | NA | NA | NA | 480 | 1600 | Electric | 3 | NA | NA | \Classifications\Building System Class\D50-Electrical SYS\D5010 - Elec Service & Dist\Electical Service and Distribution - ESD | 1017540
19-AL1 | 19-AL1 Bellflower Courthouse | 19-AL1-D3031-100-PCH06 | Chilled Water Pump 4 | Paco Pumps | 1971091195-50B | 11-40957-146601-2B22EE | OM00002622 |  | 1st Floor Chiller Room | NA | NA | NA | 15 | 460 | 18.1 | Electric | 3 | NA | NA | \Classifications\Building System Class\D30-HVAC Systems\D3030 - Cooling SYS\Chilled Water Pump - PCH | 1019864
19-AL1 | 19-AL1 Bellflower Courthouse | 19-AL1-D2090-670-WLR02 | WATER TREATMENT, CHLORINE | Lakewood Instruments | 1034480583 | 1575E | OM00002627 |  | Chiller Room | NA | NA | NA | NA | 120 | 10 | Electric | 1 | NA | NA | \Classifications\Building System Class\D20-Plumbing\D2090 - Other Plumbing SYS\Water Treatment,Chlorine - WLR | 1019894
19-AL1 | 19-AL1 Bellflower Courthouse | 19-AL1-D2040-100-PSU09 | Sump Pump (Fan Room #1) PSU09 | Tsurumi Pump | B-10919659 | 100c437-cr | OM00002617 |  | Floor 1 Fan Room #1 | NA | NA | NA | 5 | 460 | 6.9 | NA | 3 | NA | NA | \Classifications\Building System Class\D20-Plumbing\D2040 - Rain Drain\Sump Pump - PSU | 1020450
19-AL1 | 19-AL1 Bellflower Courthouse | 19-AL1-D2040-100-PSU10 | Sump Pump (Fan Room 1) PSU10 | Tsurumi Pump | B-10919659 | 100c437-cr | OM00041076 |  | Floor 1 Fan Room #1 | NA | NA | NA | 5 | 460 | 6.9 | NA | 3 | NA | NA | \Classifications\Building System Class\D20-Plumbing\D2040 - Rain Drain\Sump Pump - PSU | 1020451
19-AL1 | 19-AL1 Bellflower Courthouse | 19-AL1-D2023-100-BFP14 | Backflow Preventer #6 (3/4" Hot Water) | Febco | A1600588 | 825Y 3/4" | OM00036540 | OW0209916-FA0234834-BD0026299 | Los Cerritos Courts, Boiler Feed Roof (LAPHD FORM REQUIRED | NA | NA | NA | NA | NA | NA | NA | NA | NA | NA | \Classifications\Building System Class\D20-Plumbing\D2020 - Domestic Water\Backflow Preventer - BFP | 1021683
19-AM1 | 19-AM1 Downey Courthouse | 19-AM1-D1010-100-ELE01 | Elevator #1 | DOVER | 105-8753 | TYPE 139752 / JOB C-44154 | OM00015445 | State ID# 090179¦ 1 Left | MECHANICAL ROOM Ground Floor | NA | NA | NA | 27 | 480 | DNA | Electric | 3 | NA | NA | \Classifications\Building System Class\D10-Conveyance Systems\D1010 - Elevator\Elevator,Electric,Pass/Freight - ELE | EQ-1007742
19-AM1 | 19-AM1 Downey Courthouse | 19-AM1-D1010-100-ELE02 | Elevator #2 | DOVER | 105-8755 | TYPE 139753 / JOB C-44155 | OM00015446 | State ID# 093576¦ 3 Right | MECHANICAL ROOM | NA | NA | NA | 27 | 480 | DNA | electric | 3 | NA | NA | \Classifications\Building System Class\D10-Conveyance Systems\D1010 - Elevator\Elevator,Electric,Pass/Freight - ELE | EQ-1007743
19-AM1 | 19-AM1 Downey Courthouse | 19-AM1-D1010-100-ELE03 | ELEVATOR#2 Center (ELE03) | DOVER | 105-8751 | TYPE 139751 / JOB C-44156 | OM00015447 | State ID# 093577¦ 2 Center | PASSENGER ELEVATOR 2CTR Ground floor | NA | NA | NA | 75 | 480 | 100 | Electric | 3 | NA | NA | \Classifications\Building System Class\D10-Conveyance Systems\D1010 - Elevator\Elevator,Electric,Pass/Freight - ELE | EQ-1007744
19-AM1 | 19-AM1 Downey Courthouse | 19-AM1-D1010-100-ELE04 | ELEVATOR#5 (ELE04) | DOVER | 105-8675 | TYPE 114266 / JOB C-44157 | OM00015448 | State ID# 093579¦ 5 Judge | Elevator #4 Judges. MECHANICAL ROOM | NA | NA | NA | 27 | 480 | DNA | Electric | 3 | NA | NA | \Classifications\Building System Class\D10-Conveyance Systems\D1010 - Elevator\Elevator,Electric,Pass/Freight - ELE | EQ-1007745
19-AM1 | 19-AM1 Downey Courthouse | 19-AM1-D1010-100-ELE05 | Elevator #5 JUDGES | DOVER | 105-8680 | TYPE 117671 / JOB C-44158 | OM00015449 | State ID# 093578¦ 4 Jail | MECHANICAL ROOM | NA | NA | NA | 27 | 480 | DNA | Electric | 3 | NA | NA | \Classifications\Building System Class\D10-Conveyance Systems\D1010 - Elevator\Elevator,Electric,Pass/Freight - ELE | EQ-1007746
19-AM1 | 19-AM1 Downey Courthouse | 19-AM1-D3041-110-AHU03 | Air Handler #3 | TEMTROL | 34097 | EH15M | OM00036453 |  | EXIT SALLY PORT AREA | B64 (2) | 12X71-76 ; 24X71-76 Links | Chilled water | 5 | 480 | 7.2 | electric | 3 | NA | NA | \Classifications\Building System Class\D30-HVAC Systems\D3040 - Distribution SYS\Air Handling Unit - AHU | 1008448
19-AM1 | 19-AM1 Downey Courthouse | 19-AM1-B3010-100-RUF01 | Roof | NA | NA | NA | OM00015529 |  | ROOF | NA | NA | NA | NA | NA | NA | NA | NA | NA | NA | \Classifications\Building System Class\B30-Roofing\B3010 - Roof Types\Roof - RUF | 1008449
19-AM1 | 19-AM1 Downey Courthouse | 19-AM1-D2017-100-SHW01 | Eye Wash Station | Haws | 39066 | SP233 | OM00015507 |  | JUDGES PARKING. MECHANICAL ROOM | NA | NA | NA | NA | NA | NA | NA | NA | NA | NA | \Classifications\Building System Class\D20-Plumbing\D2010 - Plumb Fix\Showers - SHW | 1008450
19-AM1 | 19-AM1 Downey Courthouse | 19-AM1-D2022-260-HWG01 | Domestic Hot Water Heater HWG01 | American Water Heater CO | 7115 36729 | DCG3-100T199-6NO | OM00015558 |  | MECHANICAL ROOM | NA | NA | NA | NA | 230 | NA | gas | 3 | 199,000 | DNA | \Classifications\Building System Class\D20-Plumbing\D2020 - Domestic Water\Domestic Water Heater, Gas - HWG | 1008451
19-AM1 | 19-AM1 Downey Courthouse | 19-AM1-D2022-260-HWG02 | Domestic Hot Water Heater HWG02 | American Appliance Mfg Corp. | A902300077 | DSID140-75-2 | OM00015557 |  | MECHANICAL ROOM | NA | NA | NA | NA | 230 | NA | gas | 3 | 140,000 | DNA | \Classifications\Building System Class\D20-Plumbing\D2020 - Domestic Water\Domestic Water Heater, Gas - HWG | 1008452
19-AM1 | 19-AM1 Downey Courthouse | 19-AM1-D2040-100-PSU01 | Sump Pump PSU01 | Calhoun & Paxon | 30292 | CC088-01-02-03-14-XX-1 | OM00037982 |  | MECHANICAL ROOM | NA | NA | NA | 3/4 | 460 | DNA | electric | 3 | NA | NA | \Classifications\Building System Class\D20-Plumbing\D2040 - Rain Drain\Sump Pump - PSU | 1008453
19-AM1 | 19-AM1 Downey Courthouse | 19-AM1-D3021-130-BLR01 | Boiler BLR02 | Ajax Boiler, Inc. | 88-40347 | WGH-1500S | OM00019970 |  | MECHANICAL ROOM | NA | NA | NA | 180 | 480 | DNA | Natural gas | 3 | 1,500,000 | 1,200.000 | \Classifications\Building System Class\D30-HVAC Systems\D3020 - Heat SYS\Boiler,Hot Water,Oil/Gas/Comb. - BLR | 1008454
19-AM1 | 19-AM1 Downey Courthouse | 19-AM1-D3021-130-BLR02 | Boiler #1 | Ajax Boiler, Inc. | 88-40395 | WGH-1500S | OM00019969 |  | Upper Mechanical Room | NA | NA | NA | NA | 230 | 12 | Natural gas | 3 | 1,500,000 | 1,200,000 | \Classifications\Building System Class\D30-HVAC Systems\D3020 - Heat SYS\Boiler,Hot Water,Oil/Gas/Comb. - BLR | 1008455
19-AM1 | 19-AM1 Downey Courthouse | 19-AM1-D3031-100-PCH01 | CHWP PCH01 | Bell & Gossett | 460152 | 2.5BB9BF | OM00015519 |  | JUDGES PARKING. MECHANICAL ROOM | NA | NA | NA | 7.5 | 480 | 10.5 | electric | 3 | NA | NA | \Classifications\Building System Class\D30-HVAC Systems\D3030 - Cooling SYS\Chilled Water Pump - PCH | 1008456
19-AM1 | 19-AM1 Downey Courthouse | 19-AM1-D3031-100-PCH02 | CHWP #2 | U.S. Electric | C548-P05P096R035F | NA | OM00015520 |  | JUDGES PARKING. MECHANICAL ROOM | NA | NA | NA | 7.5 | 460 | 10.2 | electric | 3 | NA | NA | \Classifications\Building System Class\D30-HVAC Systems\D3030 - Cooling SYS\Chilled Water Pump - PCH | 1008457
19-AM1 | 19-AM1 Downey Courthouse | 19-AM1-D3030-110-CTW01 | Cooling Tower #1 | EVAPCO | 422702-002 | DNA | OM00015544 |  | ROOF | NA | NA | NA | 2.5 | 190 | DNA | electric | 3 | NA | NA | \Classifications\Building System Class\D30-HVAC Systems\D3030 - Cooling SYS\Cooling Tower - CTW | 1008458
19-AM1 | 19-AM1 Downey Courthouse | 19-AM1-D3030-110-CTW02 | Cooling Tower #2 | EVAPCO | 422702-002 | DNA | OM00015543 |  | ROOF | B148 | NA | NA | 2.5 | 190 | DNA | electric | 3 | NA | NA | \Classifications\Building System Class\D30-HVAC Systems\D3030 - Cooling SYS\Cooling Tower - CTW | 1008459
19-AM1 | 19-AM1 Downey Courthouse | 19-AM1-D3031-130-CLR01 | Chiller #1 | TRANE | U06M01150 | RTHB150FLG00LW00M0UN | OM00015505 |  | JUDGES PARKING. MECHANICAL ROOM | NA | NA | R-22 | NA | 460 | 150 218LRA | electric | 3 | NA | NA | \Classifications\Building System Class\D30-HVAC Systems\D3030 - Cooling SYS\Chiller, Water Cooled - CLR | 1008460
19-AM1 | 19-AM1 Downey Courthouse | 19-AM1-D3031-130-CLR02 | Chiller # 2 | TRANE | U06M01151 | RTHB150FLG00LW00M0UN | OM00015506 |  | JUDGES PARKING. MECHANICAL ROOM | NA | NA | R-22 | NA | 460 | 150RLA 218LRA | electric | 3 | NA | NA | \Classifications\Building System Class\D30-HVAC Systems\D3030 - Cooling SYS\Chiller, Water Cooled - CLR | 1008461
19-AM1 | 19-AM1 Downey Courthouse | 19-AM1-D3031-100-PCH03 | CWP #3 | Bell & Gossett | 1462000 | 4BC81/8BF | OM00015517 |  | JUDGES PARKING. MECHANICAL ROOM | NA | NA | NA | 10 | 460 60H3 | 13.3 | electric | 3 | NA | NA | \Classifications\Building System Class\D30-HVAC Systems\D3030 - Cooling SYS\Chilled Water Pump - PCH | 1008462
19-AM1 | 19-AM1 Downey Courthouse | 19-AM1-D3031-100-PCH04 | CWP #4 | Bell & Gossett | 1461999 | 4BC81/8BF | OM00015518 |  | JUDGES PARKING. MECHANICAL ROOM | NA | NA | NA | 10 | 460 60 H3 | 13.3 | electric | 3 | NA | NA | \Classifications\Building System Class\D30-HVAC Systems\D3030 - Cooling SYS\Chilled Water Pump - PCH | 1008463
19-AM1 | 19-AM1 Downey Courthouse | 19-AM1-D3031-210-CDR03 | Condenser Unit #3 (Microwave Dish) | LARKIN | 88649471-3 | PFG-8-SM | OM00015536 |  | Adjacent to Microwave Dish on Roof | NA | NA | Chilled water | 1.5 | 240 | 4.8 | electric | 3 | NA | NA | \Classifications\Building System Class\D30-HVAC Systems\D3030 - Cooling SYS\Condensing Unit (Air and/or Water) - CDR | 1008467
19-AM1 | 19-AM1 Downey Courthouse | 19-AM1-D3031-210-CDR04 | Condenser Unit #4 (Microwave Dish) | LARKIN | 88649471-2 | PFG-8-SM | OM00015537 |  | Adjacent to Microwave Dish on Roof | NA | NA | NA | 1.5 | 240 | 4.8 | electric | 1 | NA | NA | \Classifications\Building System Class\D30-HVAC Systems\D3030 - Cooling SYS\Condensing Unit (Air and/or Water) - CDR | 1008468
19-AM1 | 19-AM1 Downey Courthouse | 19-AM1-D3090-114-CMP01 | Control Air Compressor 1 | INGERSOLL RAND | 30T920674 | 2475 | OM00015555 | State ID# A007681-89 ¦ 2 compressor motors share same tank | MECHANICAL ROOM | A64 (2) | NA | NA | 3 | 230/460 | 9/4.5 | electric | 3 | NA | NA | \Classifications\Building System Class\D30-HVAC Systems\D3090 - Other HVAC Systems and Equipment\Air Compressor - CMP | 1008472
19-AM1 | 19-AM1 Downey Courthouse | 19-AM1-D3090-220-CMD01 | Air Dryer CMD01 | HANKINSON | H510A1151005228 | HPR5-10 | OM00036291 |  | MECHANICAL ROOM | NA | NA | R-134a | 1/6 | 110 | DNA | electric | 1 | NA | NA | \Classifications\Building System Class\D30-HVAC Systems\D3090 - Other HVAC Systems and Equipment\Compressed Air Dryer - CMD | 1008474
19-AM1 | 19-AM1 Downey Courthouse | 19-AM1-D4024-100-FHS01 | Dry stand Pipe FHS01 | NA | NA | NA | OM00015494 | DNA | ROOF | NA | NA | NA | NA | NA | NA | NA | NA | NA | NA | \Classifications\Building System Class\D40-Fire Protection SYS\D4020 - Stand Pipe\Other Stand Pipe Hose Systems - FHS | 1008475
19-AM1 | 19-AM1 Downey Courthouse | 19-AM1-D4031-100-FEX50 | Fire Extinguishers FEX50 | 50 FIRE EXTINGUISHERS | NA | ABC | OM00015459 |  | BUILDING ALL FLOORS | NA | NA | NA | NA | NA | NA | NA | NA | NA | NA | \Classifications\Building System Class\D40-Fire Protection SYS\D4030 - FIRE SPEC\Fire Extinguisher - FEX | 1008476
19-AM1 | 19-AM1 Downey Courthouse | 19-AM1-D5010-110-MCC01 | Emergency MCC Board MCC01 | WESTING HOUSE | 06Z0400602 | 2100 | OM00015510 |  | JUDGES PARKING | NA | NA | NA | NA | 480 | 600 | electric | 3 | NA | NA | \Classifications\Building System Class\D50-Electrical SYS\D5010 - Elec Service & Dist\Chiller Room Electrical Panel - MCC | 1008477
19-AM1 | 19-AM1 Downey Courthouse | 19-AM1-D5010-200-ESD02 | Electrical Switchboard - SBR01 | WESTING HOUSE | B075765 | LA68400 | OM00033505 |  | JUDGES PARKING | NA | NA | NA | NA | 480 | 2500 | electric | 3 | NA | NA | \Classifications\Building System Class\D50-Electrical SYS\D5010 - Elec Service & Dist\Electical Service and Distribution - ESD | 1008478
19-AM1 | 19-AM1 Downey Courthouse | 19-AM1-D3060-100-RDS01 | Refrigerant Leak Detection System | TRANE | L06L05399 | RMWERP411DO1001AD | OM00015521 |  | JUDGES PARKING ROOM 44 | NA | NA | NA | NA | 110 | 15 | electric | 1 | NA | NA | \Classifications\Building System Class\D30-HVAC Systems\D3060 - Control & Inst Air\Refrigerant Leak Detection System - RDS | 1008479
19-AM1 | 19-AM1 Downey Courthouse | 19-AM1-D5037-710-FAP01 | Fire Control Panels FAP01 | GAMEWELL | 8020918 | Flex 300 | OM00037985 |  | CONTROL CENTER SHERIFFS OFFICE | NA | NA | NA | NA | 120 | DNA | electric | 1 | NA | NA | \Classifications\Building System Class\D50-Electrical SYS\D5030 - Comm & Security\Fire Alarm Panel - FAP | 1008480
19-AM1 | 19-AM1 Downey Courthouse | 19-AM1-D4010-150-FMS01 | Sprinklers | Orbit | NA | 54044 | OM00015493 | DNA | NE SIDE OF PROPERTY | NA | NA | NA | NA | NA | NA | NA | NA | NA | NA | \Classifications\Building System Class\D40-Fire Protection SYS\D4010 - Sprinkler SYS\Fire Systems, stand pipes - FMS | 1008481
19-AM1 | 19-AM1 Downey Courthouse | 19-AM1-D5092-250-EML55 | Exit Signs EML 55 | 25 EXIT SIGNS | NA | NA | OM00015458 |  | BUILDING | NA | NA | NA | NA | 277/120 | DNA | electric | 1 | NA | NA | \Classifications\Building System Class\D50-Electrical SYS\D5090 - Elec SYS\Emergency And Exit Lighting - EML | 1008483
19-AM1 | 19-AM1 Downey Courthouse | 19-AM1-G2023-150-PEG02 | Employee Gate Entry (East Gate) | Elite Access System | 12239974702 | CSW200 | OM00015501 |  | OLE RIVER SCHOOL | NA | NA | NA | 1/2 | 120 | 4 | electric | 3 | NA | NA | \Classifications\Building System Class\G20-Other Systems\G2020 - Parking Lots\Secured Parking Gate - PEG | 1008488
19-AM1 | 19-AM1 Downey Courthouse | 19-AM1-G2023-150-PEG03 | Employee Gate Exit (West Gate) | Elite Access System | 12239974703 | CSW200 | OM00015502 |  | OLE RIVER SCHOOL | NA | NA | NA | 1/2 | 120 | 4 | electric | 3 | NA | NA | \Classifications\Building System Class\G20-Other Systems\G2020 - Parking Lots\Secured Parking Gate - PEG | 1008489
19-AM1 | 19-AM1 Downey Courthouse | 19-AM1-G3063-100-AST01 | Diesel Storage FSA01 | Containment Solutions | P472375 | LP100011 | OM00015523 |  | JUDGES PARKING | NA | NA | NA | NA | NA | NA | Diesel | 3 | NA | NA | \Classifications\Building System Class\G30-Site Mechanical Utilities\G3060 - Fuel Distribution\Tank, Fuel Storage, Above Ground - AST | 1008491
19-AM1 | 19-AM1 Downey Courthouse | 19-AM1-G2050-200-LSC01 | Landscaping - LSC | NA | NA | NA | OM00033572 |  | Outside | NA | NA | NA | NA | NA | NA | NA | NA | NA | NA | \Classifications\Building System Class\G20-Other Systems\G2050 - Landscaping\Landscaping - LSC | 1008492
19-AM1 | 19-AM1 Downey Courthouse | 19-AM1-D5092-250-ELT01 | Lights Parking Areas ELT01 | NA | NA | NA | OM00015492 |  | Throughout campus | NA | NA | NA | NA | 277 | DNA | electric | 3 | NA | NA | \Classifications\Building System Class\D50-Electrical SYS\D5090 - Elec SYS\Exterior Lighting - ELT | 1008493
19-AM1 | 19-AM1 Downey Courthouse | 19-AM1-G2049-300-HSC01 | Hardscape - HSC | NA | NA | NA | OM00033571 |  | Outside | NA | NA | NA | NA | NA | NA | NA | NA | NA | NA | \Classifications\Building System Class\G20-Other Systems\G2040 - Site Development\Hardscape - HSC | 1008494
19-AM1 | 19-AM1 Downey Courthouse | 19-AM1-D2023-100-BFP01 | Backflow Prevention Device - Boiler & Cooling Tower Make Up - BFP01 | Febco | J029824 | 825-Y 2 inch | OM00015562 | OW0209916-FA0234846-BD0010569-J029924 or P-7646 | Floor 3 Boiler & Cooling Tower Make-Up Water (LAPHD FORM REQUIRED) | NA | NA | NA | NA | NA | NA | NA | NA | NA | NA | \Classifications\Building System Class\D20-Plumbing\D2020 - Domestic Water\Backflow Preventer - BFP | 1010953
19-AM1 | 19-AM1 Downey Courthouse | 19-AM1-D2023-100-BFP02 | Backflow Prevention Device - Chilled Water Make Up - BFP02 | Febco | P-1626 | 825-Y 1 inch | OM00033835 | OW0209916-FA0234846-BD0010568 | Chilled Water Make-Up (LAPHD FORM REQUIRED) | NA | NA | NA | NA | NA | NA | NA | NA | NA | NA | \Classifications\Building System Class\D20-Plumbing\D2020 - Domestic Water\Backflow Preventer - BFP | 1010954
19-AM1 | 19-AM1 Downey Courthouse | 19-AM1-D3050-210-PKU01 | Air Conditioning, Water Cooled (MCR) (Rm B4) | Liebert | C11A8G0006 | V5053WDA000849A | OM00026032 | ACU #07 | Basement Room B4 | 142 | NA | R-407C | NA | 480 | 37.6 | Electric | 3 | NA | NA | \Classifications\Building System Class\D30-HVAC Systems\D3050 - Package SYS\Package Unit - PKU | 1011007
19-AM1 | 19-AM1 Downey Courthouse | 19-AM1-D3041-110-AHU04 | Air Handler #1 | NA | 012234809D-R | FT4T40T61Y | OM00033566 |  | MECHANICAL ROOM | NA | 24x24x2 | Chilled water | 40 | 460 | 53 | Electric | 3 | NA | NA | \Classifications\Building System Class\D30-HVAC Systems\D3040 - Distribution SYS\Air Handling Unit - AHU | 1013717
19-AM1 | 19-AM1 Downey Courthouse | 19-AM1-D3050-250-ACU10 | AIR CONDITIONING SPLIT SYSTEM | Mitsubishi Electric | 0001066T | MUZ-D36NA | OM00026031 |  | Employee Eating Break Room | NA | NA | R-410A | NA | 208-230 | 21 | Electric | 3 | NA | NA | \Classifications\Building System Class\D30-HVAC Systems\D3050 - Package SYS\Air Conditioning,Split System - ACU | 1013719
19-AM1 | 19-AM1 Downey Courthouse | 19-AM1-D5010-110-MCC02 | Motor Control Center | Westinghouse Power Line | E688393 | LA8400 | OM00015548 |  | LOWER ROOF | NA | NA | NA | NA | 480 | DNA | Electric | 3 | NA | NA | \Classifications\Building System Class\D50-Electrical SYS\D5010 - Elec Service & Dist\Chiller Room Electrical Panel - MCC | 1013721
19-AM1 | 19-AM1 Downey Courthouse | 19-AM1-D5011-240-TRN01 | ELECTRICAL TRANSFORMER | WESTENG HOUSE | J88B003 | V48M28T12H | OM00033567 |  | MECHANICAL ROOM | NA | NA | NA | NA | 480 | DNA | Electric | 3 | NA | NA | \Classifications\Building System Class\D50-Electrical SYS\D5010 - Elec Service & Dist\Transformer - TRN | 1013722
19-AM1 | 19-AM1 Downey Courthouse | 19-AM1-G2023-150-PEG05 | SECURITY PARKING GATE - JUDGES- 4 | HY Secutiry Gate | SCX010010024 | 222CX | OM00033570 |  | WEST SIDE OF THE BUILDING | NA | NA | NA | 2 | 208-230/460 | 6.6-5.8/2.9 | Electric | 1 | NA | NA | \Classifications\Building System Class\G20-Other Systems\G2020 - Parking Lots\Secured Parking Gate - PEG | 1013724
19-AM1 | 19-AM1 Downey Courthouse | 19-AM1-D2030-410-PMS02 | Sewage Ejector Pump #1 (Sally Port) | Landia Pump | GN-600-34 | MPG4 | OM00033575 |  | SALLY PORT ENTRANCE | NA | NA | NA | 7.5 | 460 | 8.6 | Electric | 3 | NA | NA | \Classifications\Building System Class\D20-Plumbing\D2030 - Sani Waste\Sewage Ejector Pump - PMS | 1013725
19-AM1 | 19-AM1 Downey Courthouse | 19-AM1-D3041-110-AHU05 | Air Handler #2 | Temptrol | 34096 | DHT41M | OM00015552 |  | Floor 3 MECHANICAL ROOM | B95 (4) | 24X24X15(10); 12X24X15(5) | Chilled water | 30 | 460 | DNA | Electric | 3 |  | NA | \Classifications\Building System Class\D30-HVAC Systems\D3040 - Distribution SYS\Air Handling Unit - AHU | 1014738
19-AM1 | 19-AM1 Downey Courthouse | 19-AM1-D3041-230-RFN01 | Return Fan #1 | Barry Blower | 4SM 0488 | 402 AF CCW | OM00036289 |  | Lower Mechanical Room | B136 (2) | NA | NA | 10 | 208-230/460 | 28-26.6/13.3 | Electric | 3 | NA | NA | \Classifications\Building System Class\D30-HVAC Systems\D3040 - Distribution SYS\Supply/Exhaust/Return fans- FAN | 1014913
19-AM1 | 19-AM1 Downey Courthouse | 19-AM1-D3041-230-RFN02 | Return Fan #2 | Barry Blower | 4SM 0489 | 402 AF CCW | OM00036290 |  | Lower Mechanical Room | B136 (2) | NA | NA | 10 | 208-230/460 | 26.3-23.8/11.9 | Electric | 3 | NA | NA | \Classifications\Building System Class\D30-HVAC Systems\D3040 - Distribution SYS\Supply/Exhaust/Return fans- FAN | 1014914
19-AM1 | 19-AM1 Downey Courthouse | 19-AM1-D3041-160-FDP02 | Fire Damper #2 | NA | NA | NA | OM00036292 |  | Lower Mechanical Room | NA | NA | NA | NA | NA | NA | NA | NA | NA | NA | \Classifications\Building System Class\D30-HVAC Systems\D3040 - Distribution SYS\Fire Dampers - FDP | 1014915
19-AM1 | 19-AM1 Downey Courthouse | 19-AM1-D3041-210-SFN01 | Supply Fan #1 | Barry Blower | 4SM 0486 | 402-AF-CW | OM00036293 |  | Western end of secured hallway | B150 (3) | 24X24X15 (45) | NA | 40 | 230/460 | 96/48 | Electric | 3 | NA | NA | \Classifications\Building System Class\D30-HVAC Systems\D3040 - Distribution SYS\Supply/Exhaust/Return fans- FAN | 1014916
19-AM1 | 19-AM1 Downey Courthouse | 19-AM1-D3041-210-SFN02 | Supply Fan #2 | Barry Blower | 4SM 0487 | 402 AF CCW | OM00036294 |  | Western end of secured hallway | B150 (3) | 24X24X15 (45) | NA | 40 | 230/460 | 96/48 | Electric | 3 | NA | NA | \Classifications\Building System Class\D30-HVAC Systems\D3040 - Distribution SYS\Supply/Exhaust/Return fans- FAN | 1014917
19-AM1 | 19-AM1 Downey Courthouse | 19-AM1-D3041-160-FDP01 | Fire Damper #1 | NA | NA | NA | OM00036295 |  | Western end of secured hallway | NA | NA | NA | NA | NA | NA | NA | NA | NA | NA | \Classifications\Building System Class\D30-HVAC Systems\D3040 - Distribution SYS\Fire Dampers - FDP | 1014918
19-AM1 | 19-AM1 Downey Courthouse | 19-AM1-D3042-220-EFN07 | Exhaust Fan #7 | Green Heck | A800A814 | BSQ-24-20 | OM00036296 |  | Off of Sallyport driveway | DNA | NA | NA | 2 | 260 | 2.8 | Electric | 3 | NA | NA | \Classifications\Building System Class\D30-HVAC Systems\D3040 - Distribution SYS\Supply/Exhaust/Return fans- FAN | 1014919
19-AM1 | 19-AM1 Downey Courthouse | 19-AM1-D4094-450-SFM03 | Halon Fire Extinguishing System SFM03 | Patrionics | NA | H-60 | OM00035610 |  | Evidence safe walls by admin office | NA | NA | NA | NA | 24 | DNA | Electric | DNA | NA | NA | \Classifications\Building System Class\D40-Fire Protection SYS\D4090 - Other Fire Protection Systems\Fire Suppression, Gaseous - SFM | 1015403
19-AM1 | 19-AM1 Downey Courthouse | 19-AM1-D4094-450-SFM01 | Halon Fire Extinguishing SFM01 | Patrionics | 116929 | H60R | OM00035611 |  | Mechanical Room for MCR, Basement |  |  | NA | [7 empty] | \Classifications\Building System Class\D40-Fire Protection SYS\D4090 - Other Fire Protection Systems\Fire Suppression, Gaseous - SFM | 1015404
19-AM1 | 19-AM1 Downey Courthouse | 19-AM1-D4094-450-SFM02 | Halon Fire Extinguishing System SFM02 | PyroTronics | NA | H125 | OM00037984 |  | In the IT room on the security hallway | NA | NA | NA | NA | NA | DNA | Electric | DNA | NA | NA | \Classifications\Building System Class\D40-Fire Protection SYS\D4090 - Other Fire Protection Systems\Fire Suppression, Gaseous - SFM | 1015405
19-AM1 | 19-AM1 Downey Courthouse | 19-AM1-D4013-200-PRE02 | FIRE SYSTEMS, PREACTION SYSTEM #2 | VIKING GROUP | NA | E1 | OM00035617 |  | BY SHERIFF GYM/JANITORIAL ROOM | NA | NA | NA | NA | NA | NA | NA | NA | NA | NA | \Classifications\Building System Class\D40-Fire Protection SYS\D4010 - Sprinkler SYS\Fire Systems, Preaction System - PRE | 1015652
19-AM1 | 19-AM1 Downey Courthouse | 19-AM1-D4013-124-FST01 | FIRE SPRINKLER SYSTEM AIR STORAGE TANK #1 | GAST | 1288 | 3LBA-11-M300X | OM00035618 |  | JANITORIAL ROOM BY SHERIFFS' GYM | NA | NA | NA | 1/3 | 115 | 5.8 | Electric | 1 | NA | NA | \Classifications\Building System Class\D40-Fire Protection SYS\D4010 - Sprinkler SYS\Fire Sprinkler System Air Storage Tank - FST | 1015653
19-AM1 | 19-AM1 Downey Courthouse | 19-AM1-G3060-320-DFP01 | PUMP, DIESEL FUEL TRANSFER #1 | Oberdorfer | 79850308F | 992R | OM00035620 |  | GENERATOR ROOM NEAR THE JUDGES PARKING LOT | NA | NA | NA | 1/3 | 115 | 6.6 | Electric | 1 | NA | NA | \Classifications\Building System Class\G30-Site Mechanical Utilities\G3060 - Fuel Distribution\Pump, Fuel, Diesel Fuel Transfer Pump - DFP | 1015655
19-AM1 | 19-AM1 Downey Courthouse | 19-AM1-D3042-220-EFN01 | FAN, EXHAUST #1 (BELT DRIVEN) | GREENHECK | 88008807 | CUBE-30-15X | OM00015533 |  | SOUTH EAST ROOF | 4L440 | NA | NA | 1.5 | 460 | DNA | Electric | 3 | NA | NA | \Classifications\Building System Class\D30-HVAC Systems\D3040 - Distribution SYS\Supply/Exhaust/Return fans- FAN | 1015657
19-AM1 | 19-AM1 Downey Courthouse | 19-AM1-D3042-220-EFN02 | FAN, EXHAUST #2 (BELT DRIVEN) | GREENHECK | 13513726_1312 | CUBE-180-LMDG | OM00040660 |  | NORTH EAST ROOF | A25 | NA | NA | 0.75 | 480 | DNA | Electric | 3 | NA | NA | \Classifications\Building System Class\D30-HVAC Systems\D3040 - Distribution SYS\Supply/Exhaust/Return fans- FAN | 1015658
19-AM1 | 19-AM1 Downey Courthouse | 19-AM1-D3042-220-EFN03 | FAN, EXHAUST #3 (BELT DRIVEN) | GREENHECK | 88008809 | CUBE-HP-24-15X | OM00040657 |  | NORTH WEST ROOF | 4L380 | NA | NA | 1.5 | 480 | DNA | Electric | 3 | NA | NA | \Classifications\Building System Class\D30-HVAC Systems\D3040 - Distribution SYS\Supply/Exhaust/Return fans- FAN | 1015659
19-AM1 | 19-AM1 Downey Courthouse | 19-AM1-D3042-220-EFN04 | FAN, EXHAUST #4 (BELT DRIVEN) | GREENHECK | 88008810 | CUBE 18-5X | OM00040658 |  | NORTH WEST ROOF | 4L320 | NA | NA | 1.5 | 460 | 1.2 | Electric | 3 | NA | NA | \Classifications\Building System Class\D30-HVAC Systems\D3040 - Distribution SYS\Supply/Exhaust/Return fans- FAN | 1015660
19-AM1 | 19-AM1 Downey Courthouse | 19-AM1-D3042-220-EFN11 | FAN, EXHAUST #11 (BELT DRIVEN) | GREENHECK | 88008817 | BSQ-8-3 | OM00035613 |  | Basement B-4 | 3L410 | NA | NA | 0.333333333 | 110 | 6.5 | Electric | 1 | NA | NA | \Classifications\Building System Class\D30-HVAC Systems\D3040 - Distribution SYS\Supply/Exhaust/Return fans- FAN | 1015661
19-AM1 | 19-AM1 Downey Courthouse | 19-AM1-D3042-220-EFN12 | FAN, EXHAUST #12 (BELT DRIVEN) | GREENHECK | 88008811 | CUBE-10-4X | OM00040659 |  | NW corner of roof | 3L200 | NA | NA | 41643 | 110 | DNA | Electric | 1 | NA | NA | \Classifications\Building System Class\D30-HVAC Systems\D3040 - Distribution SYS\Supply/Exhaust/Return fans- FAN | 1015662
19-AM1 | 19-AM1 Downey Courthouse | 19-AM1-D3042-220-EFN15 | FAN, EXHAUST #15 (BELT DRIVEN) | GREENHECK | 88008820 | CUBE-18-7X | OM00040625 |  | 1ST FLOOR SALLY PORT | 4L290 | NA | NA | 41702 | 460 | 1.5 | Electric | 3 | NA | NA | \Classifications\Building System Class\D30-HVAC Systems\D3040 - Distribution SYS\Supply/Exhaust/Return fans- FAN | 1015663
19-AM1 | 19-AM1 Downey Courthouse | 19-AM1-E1033-310-HLF01 | LOADING DOCK LEVELER #1 (HYDRAULIC) | RITE HITE CORP | 556/901217 | ST9685 | OM00035615 |  | LOADING DOCK IN SECURITY JUDGES' PARKING | NA | NA | NA | NA | NA | DNA | Electric | DNA | NA | NA | \Classifications\Building System Class\E10-Equipment\E1030 - Vehicular Equipment\Hydraulic Lift,Loading Dock - HLF | 1015671
19-AM1 | 19-AM1 Downey Courthouse | 19-AM1-E1033-310-HLF02 | LOADING DOCK LEVELER #2 (HYDRAULIC) | RITE HITE CORP | 535900980 | ST9685 | OM00035616 |  | LOADING DOCK IN SECURITY JUDGES' PARKING | NA | NA | NA | NA | NA | DNA | Electric | DNA | NA | NA | \Classifications\Building System Class\E10-Equipment\E1030 - Vehicular Equipment\Hydraulic Lift,Loading Dock - HLF | 1015672
19-AM1 | 19-AM1 Downey Courthouse | 19-AM1-D5010-200-ESD01 | MAIN ELECTRICAL PANEL | WESTINGHOUSE | B075766 | LA68400 | OM00035787 |  | 1ST FLOOR ELECTRICAL ROOM | NA | NA | NA |  | 277/480 | 2500 | Electric |  | NA | NA | \Classifications\Building System Class\D50-Electrical SYS\D5010 - Elec Service & Dist\Electical Service and Distribution - ESD | 1016262
19-AM1 | 19-AM1 Downey Courthouse | 19-AM1-B2010-100-BLD01 | Building | NA | NA | NA | OM00037879 | [12 empty] | \Classifications\Building System Class\B20-General Building Exterior\B2010 - Exterior Walls\Building - BLD | 1016535
19-AM1 | 19-AM1 Downey Courthouse | 19-AM1-D2023-310-HWP01 | CIRCULATING DOMESTIC HOT WATER PUMP | BELL & GOSSETT | 102213LF | SERIES HV BNFI | OM00015559 |  | UPPER MECH ROOM WESTEND N/W SIDE 3RD FL | NA | NA | NA | 1/6 | 110 | DNA | Electric | 1 | NA | NA | \Classifications\Building System Class\D20-Plumbing\D2020 - Domestic Water\Domestic Hot Water Circulating Pump - HWP | 1016746
19-AM1 | 19-AM1 Downey Courthouse | 19-AM1-D3050-250-ACU11 | Air Conditioning (CRAC Unit) (Rm 416) | Hiross | 611433EF | F41RI400B02 | OM00037918 |  | 4th Floor Room 416 Microwave Room | NA | 22x22x2 | R-22 | NA | 480 | 30 | ELECTRIC | 3 | NA | NA | \Classifications\Building System Class\D30-HVAC Systems\D3050 - Package SYS\Air Conditioning,Split System - ACU | 1017322
19-AM1 | 19-AM1 Downey Courthouse | 19-AM1-D3031-210-CDR01 | Condenser Unit #1 (Cooling Tower) | Larkin | 88649251 | PFG 10 SM | OM00015540 |  | Roof Adjacent to Cooling Towers | NA | NA | NA | 1.5 | 480 | 11.3 | ELECTRIC | 3 | NA | NA | \Classifications\Building System Class\D30-HVAC Systems\D3030 - Cooling SYS\Condensing Unit (Air and/or Water) - CDR | 1017323
19-AM1 | 19-AM1 Downey Courthouse | 19-AM1-D3031-210-CDR02 | Condenser Unit #2 (Cooling Tower) | Larkin | 88649481 | PFG 10 SM | OM00015541 |  | Roof Adjacent to Cooling Towers | NA | NA | NA | 1.5 | 480 | 11.3 | ELECTRIC | 3 | NA | NA | \Classifications\Building System Class\D30-HVAC Systems\D3030 - Cooling SYS\Condensing Unit (Air and/or Water) - CDR | 1017324
19-AM1 | 19-AM1 Downey Courthouse | 19-AM1-B2034-400-DOH03 | Overhead Rollup Electric Door (Westside Sally Port) | Lawrence Roll-Up Doors | 08A146312 | NA | OM00035621 |  | Westside Sally Port Buses | NA | NA | NA | 1/2 | 208-230/460 | 2.4/1.2 | Electric | 3 | NA | NA | \Classifications\Building System Class\B20-General Building Exterior\B2030 - Exterior Doors\Door,Overhead-Shutter,Manual,Elec,Roll-up - DOH | 1018282
19-AM1 | 19-AM1 Downey Courthouse | 19-AM1-G3063-100-DFS01 | Diesel Fuel Leak Detection System (Judges Parking) | EBLU | NA | NA | OM00015525 |  | Judges Parking Lot | NA | NA | NA | NA | NA | DNA | Electric | DNA | NA | NA | \Classifications\Building System Class\G30-Site Mechanical Utilities\G3060 - Fuel Distribution\Diesel Fuel Leak Detection System - DFS | 1018285
19-AM1 | 19-AM1 Downey Courthouse | 19-AM1-D3042-220-EFN06 | Exhaust Fan #6 (Westside Sally Port) | Greenheck Inc | 8808813 | BSQ83 | OM00040640 |  | Westside Sally Port Pump Room | 3L410 (1) | NA | NA | 1/3 | 115 | 6.6 | Electric | 1 | NA | NA | \Classifications\Building System Class\D30-HVAC Systems\D3040 - Distribution SYS\Supply/Exhaust/Return fans- FAN | 1018287
19-AM1 | 19-AM1 Downey Courthouse | 19-AM1-D3042-220-EFN09 | Exhaust Fan #9 (Main Electrical Room) | Greenheck Inc | 8808816 | BSQ167 | OM00040573 |  | Main Electrical Room | 3L400 (1) | NA | NA | 3/4 | 480 | 2.9-3/1.5 | Electric | 3 | NA | NA | \Classifications\Building System Class\D30-HVAC Systems\D3040 - Distribution SYS\Supply/Exhaust/Return fans- FAN | 1018289
19-AM1 | 19-AM1 Downey Courthouse | 19-AM1-D4010-150-FMS02 | Fire System, Stand Pipe Deluge (Rm 128) | Viking | NA | NA | OM00040637 |  | Room 128 in Closet | NA | NA | NA | NA | NA | NA | NA | NA | NA | NA | \Classifications\Building System Class\D40-Fire Protection SYS\D4010 - Sprinkler SYS\Fire Systems, stand pipes - FMS | 1018292
19-AM1 | 19-AM1 Downey Courthouse | 19-AM1-D4010-150-FMS03 | Fire System, Stand Pipe Deluge (Rm 253) | Viking | NA | E1 | OM00040664 |  | Room 253 Custodian Room | NA | NA | NA | NA | NA | NA | NA | NA | NA | NA | \Classifications\Building System Class\D40-Fire Protection SYS\D4010 - Sprinkler SYS\Fire Systems, stand pipes - FMS | 1018293
19-AM1 | 19-AM1 Downey Courthouse | 19-AM1-D2040-100-PSU02 | Sump Pump #2 (Pump Room) | Calhoun & Paxon | 30292 | CC088-01-02-03-14-XX-1 | OM00037983 |  | Pump Room | NA | NA | NA | 3/4 | 460 | DNA | Electric | 3 | NA | NA | \Classifications\Building System Class\D20-Plumbing\D2040 - Rain Drain\Sump Pump - PSU | 1018299
19-AM1 | 19-AM1 Downey Courthouse | 19-AM1-G3010-210-PWT01 | Potable Water Storage Tank (Boiler Rm) | Wessells Company | M2188687 | NA | OM00040661 |  | Boiler Room | NA | NA | NA | NA | NA | NA | NA | NA | NA | NA | \Classifications\Building System Class\G30-Site Mechanical Utilities\G3010 - Water Supply\Potable Water Storage Tank - PWT | 1018301
19-AM1 | 19-AM1 Downey Courthouse | 19-AM1-D5010-200-ESD03 | Electrical Switchboard (Generator Rm) | Westinghouse Electric | B075460 | LA68400 | OM00015524 |  | Judges Parking Lot Generator Room | NA | NA | NA | NA | 480-277 | 1200 | Electric | 3 | NA | NA | \Classifications\Building System Class\D50-Electrical SYS\D5010 - Elec Service & Dist\Electical Service and Distribution - ESD | 1018300
19-AM1 | 19-AM1 Downey Courthouse | 19-AM1-D5010-200-ESD04 | Electrical Switchboard (Elevator Rm B1) | Westinghouse Electric | B075229 | LA68400 | OM00040577 |  | Elevator Room B1 | NA | NA | NA | NA | 480 | 400 | Electric | 3 | NA | NA | \Classifications\Building System Class\D50-Electrical SYS\D5010 - Elec Service & Dist\Electical Service and Distribution - ESD | 1018303
19-AM1 | 19-AM1 Downey Courthouse | 19-AM1-D5010-200-ESD05 | Electrical Switchboard (Main Electrical Rm) | Westinghouse Electric | B075223 | LA68400 | OM00040628 |  | Main Electrical Room | NA | NA | NA | NA | 208/120 | 400 | Electric | 3 | NA | NA | \Classifications\Building System Class\D50-Electrical SYS\D5010 - Elec Service & Dist\Electical Service and Distribution - ESD | 1018302
19-AM1 | 19-AM1 Downey Courthouse | 19-AM1-D5010-200-ESD06 | Electrical Switchboard (Main Electrical Rm) | Westinghouse Electric | B075226 | LA68400 | OM00040626 |  | Main Electrical Room | NA | NA | NA | NA | 208/120 | 800 | Electric | 3 | NA | NA | \Classifications\Building System Class\D50-Electrical SYS\D5010 - Elec Service & Dist\Electical Service and Distribution - ESD | 1018304
19-AM1 | 19-AM1 Downey Courthouse | 19-AM1-D5010-200-ESD11 | Electrical Switchboard (Roof Electrical Rm) | Westinghouse Electric | B075225 | LA68400 | OM00040578 |  | Roof Electrical Room | NA | NA | NA | NA | 480/277 | DNA | Electric | 3 | NA | NA | \Classifications\Building System Class\D50-Electrical SYS\D5010 - Elec Service & Dist\Electical Service and Distribution - ESD | 1018309
19-AM1 | 19-AM1 Downey Courthouse | 19-AM1-D4094-450-SFM04 | Halon Fire Extinguishing System (Rm B4) | PyroTronics | 51131 | H6040 | OM00035612 |  | Room B4 Next to ABM Office | NA | NA | NA | NA | 24 | DNA | Electric | DNA | NA | NA | \Classifications\Building System Class\D40-Fire Protection SYS\D4090 - Other Fire Protection Systems\Fire Suppression, Gaseous - SFM | 1018310
19-AM1 | 19-AM1 Downey Courthouse | 19-AM1-D1013-310-WCL01 | Wheelchair Lifts (Rm 123) | Autoquip Corp | 38941888 | 16L45-RH | OM00040636 | PEND RISK RVW | Dept 1 Room 123 | NA | NA | NA | NA | NA | DNA | Electric | DNA | NA | NA | \Classifications\Building System Class\D10-Conveyance Systems\D1010 - Elevator\Wheelchair Lift - WCL | 1018313
19-AM1 | 19-AM1 Downey Courthouse | 19-AM1-D1013-310-WCL03 | Wheelchair Lifts (Rm 251) | Autoquip Corp | 38941839 | 18LA5LH | OM00040662 | PEND RISK RVW | Dept 2 Room 250 | NA | NA | NA | NA | NA | DNA | Electric | DNA | NA | NA | \Classifications\Building System Class\D10-Conveyance Systems\D1010 - Elevator\Wheelchair Lift - WCL | 1018315
19-AM1 | 19-AM1 Downey Courthouse | 19-AM1-D1013-310-WCL06 | Wheelchair Lifts (Rm 337) | Autoquip Corp | 38941885 | 16L45RH | OM00040631 | PEND RISK RVW | Dept 5 Room 337 | NA | NA | NA | NA | NA | DNA | Electric | DNA | NA | NA | \Classifications\Building System Class\D10-Conveyance Systems\D1010 - Elevator\Wheelchair Lift - WCL | 1018318
19-AM1 | 19-AM1 Downey Courthouse | 19-AM1-B2034-400-DOH02 | Overhead Rollup Electric Door (Eastside Sally Port) | NA | NA | NA | OM00035622 |  | Eastside Sally Port Buses | NA | NA | NA | 3/4 | 208-230/460 | 3.4/1.7 | Electric | 3 | NA | NA | \Classifications\Building System Class\B20-General Building Exterior\B2030 - Exterior Doors\Door,Overhead-Shutter,Manual,Elec,Roll-up - DOH | 1018283
19-AM1 | 19-AM1 Downey Courthouse | 19-AM1-B2034-400-DOH04 | Overhead Rollup Manual Door (Snack Shop) | Cookson | DNA | DNA | OM00040638 |  | Snack Shop | NA | NA | NA | NA | NA | NA | NA | NA | NA | NA | \Classifications\Building System Class\B20-General Building Exterior\B2030 - Exterior Doors\Door,Overhead-Shutter,Manual,Elec,Roll-up - DOH | 1018284
19-AM1 | 19-AM1 Downey Courthouse | 19-AM1-D3042-220-EFN05 | Exhaust Fan #5 (Westside Sally Port) | Greenheck Inc | 8808812 | BSQ187 | OM00040639 |  | Westside Sally Port Pump Room | 3L410 (1) | NA | NA | 3/4 | 208-230/460 | 2.9-3/1.5 | Electric | 3 | NA | NA | \Classifications\Building System Class\D30-HVAC Systems\D3040 - Distribution SYS\Supply/Exhaust/Return fans- FAN | 1018286
19-AM1 | 19-AM1 Downey Courthouse | 19-AM1-D3042-220-EFN08 | Exhaust Fan #8 (Chiller Room) | Greenheck Inc | 8808815 | BSQ167 | OM00040575 |  | Chiller room | NA | NA | NA | 3/4 | 208-230/460 | 2.9-3/1.5 | Electric | 3 | NA | NA | \Classifications\Building System Class\D30-HVAC Systems\D3040 - Distribution SYS\Supply/Exhaust/Return fans- FAN | 1018288
19-AM1 | 19-AM1 Downey Courthouse | 19-AM1-D3042-220-EFN14 | Exhaust Fan #14 (Janitorial Office Loading Dock) | Greenheck Inc | 88C08819 | BSQ74 | OM00040624 |  | Janitorial Office in Loading Dock | 3L400 (1) | NA | NA | 1/4 | 115 | 5.6 | Electric | 1 | NA | NA | \Classifications\Building System Class\D30-HVAC Systems\D3040 - Distribution SYS\Supply/Exhaust/Return fans- FAN | 1018290
19-AM1 | 19-AM1 Downey Courthouse | 19-AM1-D3020-100-HET01 | Heater Water Expansion Tank (Chiller Rm) | Wessells Company | NA | NA | OM00040576 |  | Chiller room | NA | NA | NA | NA | NA | NA | NA | NA | NA | NA | \Classifications\Building System Class\D30-HVAC Systems\D3020 - Heat SYS\Heater Water Expansion Tank - HET | 1018291
19-AM1 | 19-AM1 Downey Courthouse | 19-AM1-D4010-150-FMS04 | Fire System, Stand Pipe Deluge (Rm 352) | Viking | NA | E1 | OM00040629 |  | Room 352 Custodian Room | NA | NA | NA | NA | NA | NA | NA | NA | NA | NA | \Classifications\Building System Class\D40-Fire Protection SYS\D4010 - Sprinkler SYS\Fire Systems, stand pipes - FMS | 1018294
19-AM1 | 19-AM1 Downey Courthouse | 19-AM1-D5010-110-MCC03 | Motor Control Center (Main Electrical Rm) | Westinghouse Electric | E688371 | Series 2100 | OM00040571 |  | Main Electrical Room | NA | NA | NA | NA | 480 | 600 | Electric | 3 | NA | NA | \Classifications\Building System Class\D50-Electrical SYS\D5010 - Elec Service & Dist\Chiller Room Electrical Panel - MCC | 1018295
19-AM1 | 19-AM1 Downey Courthouse | 19-AM1-D5010-110-MCC04 | Motor Control Center (Rm 303) | Westinghouse Electric | E668452 | Series 2100 | OM00040632 |  | Electrical Room 303 | NA | NA | NA | NA | 480 | 600 | Electric | 3 | NA | NA | \Classifications\Building System Class\D50-Electrical SYS\D5010 - Elec Service & Dist\Chiller Room Electrical Panel - MCC | 1018296
19-AM1 | 19-AM1 Downey Courthouse | 19-AM1-D3044-125-PHW01 | Hot Water Pump (Boiler Rm) | Bell & Gossett | 1461884 | 638BF | OM00015561 |  | Boiler Room | NA | NA | NA | 2 | 208-230/460 | 6.2/3.1 | Electric | 3 | NA | NA | \Classifications\Building System Class\D30-HVAC Systems\D3040 - Distribution SYS\Hot Water Pump - PHW | 1018297
19-AM1 | 19-AM1 Downey Courthouse | 19-AM1-D3044-125-PHW02 | Hot Water Pump (Boiler Rm) | Marathon | NA | TVF145TTDR535DAAL | OM00015560 |  | Boiler Room | NA | NA | NA | 2 | 208-230/460 | 6.2/3.1 | Electric | 3 | NA | NA | \Classifications\Building System Class\D30-HVAC Systems\D3040 - Distribution SYS\Hot Water Pump - PHW | 1018298
19-AM1 | 19-AM1 Downey Courthouse | 19-AM1-D5010-200-ESD07 | Electrical Switchboard (Main Electrical Rm) | Westinghouse Electric | B075459 | LA68400 | OM00040572 |  | Main Electrical Room | NA | NA | NA | NA | 277/480 | 1000 | Electric | 3 | NA | NA | \Classifications\Building System Class\D50-Electrical SYS\D5010 - Elec Service & Dist\Electical Service and Distribution - ESD | 1018305
19-AM1 | 19-AM1 Downey Courthouse | 19-AM1-D5010-200-ESD08 | Electrical Switchboard (Main Electrical Rm) | Westinghouse Electric | B075228 | LA68400 | OM00040627 |  | Main Electrical Room | NA | NA | NA | NA | 277/480 | 600 | Electric | 3 | NA | NA | \Classifications\Building System Class\D50-Electrical SYS\D5010 - Elec Service & Dist\Electical Service and Distribution - ESD | 1018306
19-AM1 | 19-AM1 Downey Courthouse | 19-AM1-D5010-200-ESD09 | Electrical Switchboard (Roof Electrical Rm) | Westinghouse Electric | B075224 | LA68400 | OM00040656 |  | Roof Electrical Room | NA | NA | NA | NA | 208/120 | 400 | Electric | 3 | NA | NA | \Classifications\Building System Class\D50-Electrical SYS\D5010 - Elec Service & Dist\Electical Service and Distribution - ESD | 1018307
19-AM1 | 19-AM1 Downey Courthouse | 19-AM1-D5010-200-ESD10 | Electrical Switchboard (Roof Electrical Rm) | Westinghouse Electric | B075227 | LA68400 | OM00040580 |  | Roof Electrical Room | NA | NA | NA | NA | 480/277 | 800 | Electric | 3 | NA | NA | \Classifications\Building System Class\D50-Electrical SYS\D5010 - Elec Service & Dist\Electical Service and Distribution - ESD | 1018308
19-AM1 | 19-AM1 Downey Courthouse | 19-AM1-D2023-310-WBS01 | Domestic Water Booster Pump (Pump Rm) | Goulds Pumps | E0004607 | J10S | OM00037981 |  | Pump Room | NA | NA | NA | 1 | 115/230 | 13.0/6.5 | Electric | 1 | NA | NA | \Classifications\Building System Class\D20-Plumbing\D2020 - Domestic Water\Domestic Water Booster System - WBS | 1018311
19-AM1 | 19-AM1 Downey Courthouse | 19-AM1-D2090-650-WSR01 | Water Softener Demineralization (Chiller Rm) | Uniloc | NA | 30C | OM00040574 |  | Chiller room | NA | NA | NA | NA | 115 | 3 | Electric | 1 | NA | NA | \Classifications\Building System Class\D20-Plumbing\D2090 - Other Plumbing SYS\Water Softener - WSR | 1018312
19-AM1 | 19-AM1 Downey Courthouse | 19-AM1-D1013-310-WCL04 | Wheelchair Lifts (Rm 238) | Autoquip Corp | 38941888 | 16L45RH | OM00040663 | PEND RISK RVW | Dept 3 Room 238 | NA | NA | NA | NA | NA | DNA | Electric | DNA | NA | NA | \Classifications\Building System Class\D10-Conveyance Systems\D1010 - Elevator\Wheelchair Lift - WCL | 1018316
19-AM1 | 19-AM1 Downey Courthouse | 19-AM1-D1013-310-WCL05 | Wheelchair Lifts (Rm 349) | Autoquip Corp | 38941888 | 16L45RH | OM00040630 | PEND RISK RVW | Dept 4 Room 349 | NA | NA | NA | NA | NA | DNA | Electric | DNA | NA | NA | \Classifications\Building System Class\D10-Conveyance Systems\D1010 - Elevator\Wheelchair Lift - WCL | 1018317
19-AM1 | 19-AM1 Downey Courthouse | 19-AM1-D1013-310-WCL07 | Wheelchair Lifts (Rm 430) | Autoquip Corp | 38941886 | 188L8A5RH | OM00040634 | PEND RISK RVW | Dept 7 Room 430 | NA | NA | NA | NA | NA | DNA | Electric | DNA | NA | NA | \Classifications\Building System Class\D10-Conveyance Systems\D1010 - Elevator\Wheelchair Lift - WCL | 1018319
19-AM1 | 19-AM1 Downey Courthouse | 19-AM1-D1013-310-WCL08 | Wheelchair Lifts (Rm 441) | Autoquip Corp | 38941838 | 16LA5LH | OM00040633 | PEND RISK RVW | Dept 6 Room 441 | NA | NA | NA | NA | NA | DNA | Electric | DNA | NA | NA | \Classifications\Building System Class\D10-Conveyance Systems\D1010 - Elevator\Wheelchair Lift - WCL | 1018320
19-AM1 | 19-AM1 Downey Courthouse | 19-AM1-D2023-100-BFP05 | Backflow Preventer (Landscape) | Zurn Wilken | B-32609 | 975, 3" | OM00033568 |  | Grounds Landscape | NA | NA | NA | NA | NA | NA | NA | NA | NA | NA | \Classifications\Building System Class\D20-Plumbing\D2020 - Domestic Water\Backflow Preventer - BFP | 1018930
19-AM1 | 19-AM1 Downey Courthouse | 19-AM1-D2023-100-BFP06 | Backflow - Domestic Water 4" | Wilkins | Q11782 | 475 RP 4" | OM00025568 |  | Grounds - Domestic water and fire main vaults | NA | NA | NA | NA | NA | NA | NA | NA | NA | NA | \Classifications\Building System Class\D20-Plumbing\D2020 - Domestic Water\Backflow Preventer - BFP | 1021768
19-AM1 | 19-AM1 Downey Courthouse | 19-AM1-D2023-100-BFP07 | Backflow Prevention Device - Fire (BFP07) | Wilkins | P10176 | 450DA, DC 6" | OM00025566 |  | North East of Erickson Street | NA | NA | NA | NA | NA | NA | NA | NA | NA | NA | \Classifications\Building System Class\D20-Plumbing\D2020 - Domestic Water\Backflow Preventer - BFP | 1021791
19-AM1 | 19-AM1 Downey Courthouse | 19-AM1-D2023-100-BFP08 | Backflow Prevention Device - Fire Bypass (BFP08) | Wilkins | 4392925 | 950XLD, DC .75" | OM00025567 |  | North East of Erickson Street | NA | NA | NA | NA | NA | NA | NA | NA | NA | NA | \Classifications\Building System Class\D20-Plumbing\D2020 - Domestic Water\Backflow Preventer - BFP | 1021792
19-AM1 | 19-AM1 Downey Courthouse | 19-AM1-D5092-210-GEN02 | Emergency Diesel GEN01 | Generac | 1035323353 02 17 | GTA352AIDV B15T | OM00036876 | Gen02 G46544 | Judges Parking | NA | NA | NA | 909 | 480 | 600 | Diesel | 3 | NA | NA | \Classifications\Building System Class\D50-Electrical SYS\D5090 - Elec SYS\Emergency Generator - GEN | 1021814
19-AM1 | 19-AM1 Downey Courthouse | 19-AM1-D5010-234-ATS03 | Electrical, Automatic Transsfer Switch #1 (5th Floor | Eaton | 20170602F010003 | 67C5241G03 | OM00036873 |  | 5th Floor Electrical Room | NA | NA | NA | NA | 480 | 600 | Electric | 3 | NA | NA | \Classifications\Building System Class\D50-Electrical SYS\D5010 - Elec Service & Dist\Automatic Transfer Switch - ATS | 1022059
19-AM1 | 19-AM1 Downey Courthouse | 19-AM1-D5010-234-ATS04 | Electrical, Automatic Transsfer Switch #3 (1st Floor | Eaton | 20170530F010001 | 67C5241G03 | OM00036874 |  | 1sr Floor Main Electrical Room | NA | NA | NA | NA | 480 | 600 | Electric | 3 | NA | NA | \Classifications\Building System Class\D50-Electrical SYS\D5010 - Elec Service & Dist\Automatic Transfer Switch - ATS | 1022060
19-AM1 | 19-AM1 Downey Courthouse | 19-AM1-D3030-310-CTF03 | Cooling Tower Sand Filter 01 | Puroflux | NA | PF-64-020-AP | OM00040742 |  | Next to Cooling Towers | NA | NA | NA | NA | DNA | DNA | Electric | DNA | NA | NA | \Classifications\Building System Class\D30-HVAC Systems\D3030 - Cooling SYS\Cooling Tower Filter - CTF | 1022086
19-AM1 | 19-AM1 Downey Courthouse | 19-AM1-G3063-100-DAT02 | Tank, Fuel Storage Day Tank #1 | Pryco | 06749139 | PY50ULDW | OM00036875 |  | Judges Parking | NA | NA | NA | NA | NA | NA | Diesel | NA | NA | NA | \Classifications\Building System Class\G30-Site Mechanical Utilities\G3060 - Fuel Distribution\Tank, Fuel Storage Day - DAT | 1022085
19-AM1 | 19-AM1 Downey Courthouse | 19-AM1-G2023-150-PEG06 | Sally Port Gate PEG01 | HY Security Gate | 752982-1705-588 | HRG-222 C ST | OM00040741 |  | Erickson St | NA | NA | NA | NA | 208 | 7.9 | Electric | 3 | NA | NA | \Classifications\Building System Class\G20-Other Systems\G2020 - Parking Lots\Secured Parking Gate - PEG | 1022087
19-AN1 | 19-AN1 David V. Kenyon Juvenile Justice Center | 19-AN1-D5092-250-EML05 | Emergency And Exit Lighting - EML05 | NA | NA | NA | OM00033860 |  | 1st Floor | NA | NA | NA | NA | 110 | NA | Electric | 1 | NA | NA | \Classifications\Building System Class\D50-Electrical SYS\D5090 - Elec SYS\Emergency And Exit Lighting - EML | 1011010
19-AN1 | 19-AN1 David V. Kenyon Juvenile Justice Center | 19-AN1-D4031-100-FEX05 | Fire Extinguisher - FEX05 | NA | NA | NA | OM00033859 |  | 1st Floor - Throughout | NA | NA | NA | NA | NA | NA | NA | NA | NA |  | \Classifications\Building System Class\D40-Fire Protection SYS\D4030 - FIRE SPEC\Fire Extinguisher - FEX | 1011011
19-AO1 | 19-AO1 Whittier Courthouse | 19-AO1-D1010-100-ELE01 | Elevator (Left) #1, Passenger | Armor Elevator | 3003772 | VVMC1000PTCSCR | OM00016048 | State ID# 053829 | SEC SCREENING | NA | NA | NA | 40 | 480 | 66 | electric | 3 | NA | NA | \Classifications\Building System Class\D10-Conveyance Systems\D1010 - Elevator\Elevator,Electric,Pass/Freight - ELE | 1008028
19-AO1 | 19-AO1 Whittier Courthouse | 19-AO1-D1010-100-ELE02 | Elevator (Right) #2, Passenger | Armor Elevator | 104 | 4BB | OM00040852 | State ID# 053828 | SEC SCREENING | NA | NA | NA | 40 | 480 | 66 | electric | 3 | NA | NA | \Classifications\Building System Class\D10-Conveyance Systems\D1010 - Elevator\Elevator,Electric,Pass/Freight - ELE | 1008029
19-AO1 | 19-AO1 Whittier Courthouse | 19-AO1-D1010-100-ELE03 | Elevator (Judge's) #3 | Elevator Equipment Corp (EECO) | NA | HMC1000PHC | OM00033114 | State ID# 053718 | From panel chiller room the elevotor door. | 3VX710 (8) | NA | NA | 40 | 480 | 66 | Hydraulic | 3 | NA | NA | \Classifications\Building System Class\D10-Conveyance Systems\D1010 - Elevator\Elevator,Hydraulic,Pass/Freight - ELE | 1008030
19-AO1 | 19-AO1 Whittier Courthouse | 19-AO1-D1010-100-ELE04 | Elevator (Jail) #4 | Elevator Equipment Corp (EECO) | 3020822 | HMC1000PHC | OM00016034 | State ID# 053717 | From door panel chiller room the elevator door. | 3VX710 (8) | NA | NA | 40 | 480 | 66 | Hydraulic | 3 | NA | NA | \Classifications\Building System Class\D10-Conveyance Systems\D1010 - Elevator\Elevator,Hydraulic,Pass/Freight - ELE | 1008031
19-AO1 | 19-AO1 Whittier Courthouse | 19-AO1-D5092-210-GEN01 | EMERGENCY GENERATOR GEN01 | Delco AC Generator | 264H70 | E5278MR | OM00015997 | 165228-G23180 | Basement new side. | NA | NA | NA | 215 | 277 | 173 | Diesel | 3 | NA | NA | \Classifications\Building System Class\D50-Electrical SYS\D5090 - Elec SYS\Emergency Generator - GEN | 1008032
19-AO1 | 19-AO1 Whittier Courthouse | 19-AO1-G3063-100-UST01 | FUEL STORAGE TANK (UNDERGROUND 1000 GALLONS) | XERXES | 84580 | RS500JP3S | OM00016028 |  | NA | NA | NA | NA | NA | 240 | NA | Diesel | 1 | NA | NA | \Classifications\Building System Class\G30-Site Mechanical Utilities\G3060 - Fuel Distribution\Tank, Fuel Storage, Underground - UST | 1008033
19-AO1 | 19-AO1 Whittier Courthouse | 19-AO1-D4010-150-FMS01 | FIRE SPRINKLER MAIN | NA | NA | NA | OM00016002 |  | TAG ON PIPING, MECHANICAL ROOM | NA | NA | NA | NA | NA | NA | NA | NA | NA | NA | \Classifications\Building System Class\D40-Fire Protection SYS\D4010 - Sprinkler SYS\Fire Systems, stand pipes - FMS | 1008034
19-AO1 | 19-AO1 Whittier Courthouse | 19-AO1-D4024-100-FHS16 | HOSE REEL(16) - FHS16 | Potter-Roemer | Multiple | CU60 | OM00016037 |  | H1 WAY | NA | NA | NA | NA | NA | NA | NA | NA | NA | NA | \Classifications\Building System Class\D40-Fire Protection SYS\D4020 - Stand Pipe\Other Stand Pipe Hose Systems - FHS | 1008035
19-AO1 | 19-AO1 Whittier Courthouse | 19-AO1-D3090-114-CMP01 | CONTROL AIR COMPRESSOR #1 | Robertshaw | 200605180077 | QTS3QCB | OM00016003 | State ID# A007573-72 | Basement new | AX52 (2) | NA | NA | NA | 200-230/460 | 5.0-5.2/2.6 | electric | 3 | NA | NA | \Classifications\Building System Class\D30-HVAC Systems\D3090 - Other HVAC Systems and Equipment\Air Compressor - CMP | 1008036
19-AO1 | 19-AO1 Whittier Courthouse | 19-AO1-D3090-114-CMP02 | CONTROL AIR COMPRESSOR #2 | Quincy Compressor | QB1111080087 | QTS3QCB | OM00016052 | State ID# A007574-72 | Penthouse,MECHANICAL ROOM | A52 (1) | NA | NA | 1.0 | 250/460 | 3.2/1.6 | electric | 3 | NA | NA | \Classifications\Building System Class\D30-HVAC Systems\D3090 - Other HVAC Systems and Equipment\Air Compressor - CMP | 1008037
19-AO1 | 19-AO1 Whittier Courthouse | 19-AO1-D2023-100-BFP01 | BFP CHW/HHW BFP01 | WILKINS | W308804 | 975XL (1") | OM00016047 | OW0209916-FA0234855-BD0057002-W 308804 | CHILLER MECH ROOM (LAPHD FORM REQUIRED) | NA | NA | NA | NA | NA | NA | NA | NA | NA | NA | \Classifications\Building System Class\D20-Plumbing\D2020 - Domestic Water\Backflow Preventer - BFP | 1008040
19-AO1 | 19-AO1 Whittier Courthouse | 19-AO1-D2023-100-BFP02 | BACKFLOW PREVENTER #2 (IRRIGATION) | WATTS | (UNREADABLE) | 800M4QT (2") | OM00033022 |  | DNA | NA | NA | NA | NA | NA | NA | NA | NA | NA | NA | \Classifications\Building System Class\D20-Plumbing\D2020 - Domestic Water\Backflow Preventer - BFP | 1008041
19-AO1 | 19-AO1 Whittier Courthouse | 19-AO1-D5010-200-ESD01 | Main Electrical Panel (Rm B7) | WESTINGHOUSE | 323762 | LA48521 | OM00015998 |  | Basement new side. | NA | NA | NA | NA | 480 | 2000 | electric | 3 | NA | NA | \Classifications\Building System Class\D50-Electrical SYS\D5010 - Elec Service & Dist\Electical Service and Distribution - ESD | 1008042
19-AO1 | 19-AO1 Whittier Courthouse | 19-AO1-D3041-110-AHU01 | Air Handler Unit #1 (Rm MB17) | Master Fan Corp | 02346 | FCD | OM00016055 |  | Basement new side | B124 (2) | B124 (2) | Chilled water | 5 | 220 | 14 | electric | 3 | NA | NA | \Classifications\Building System Class\D30-HVAC Systems\D3040 - Distribution SYS\Air Handling Unit - AHU | 1008043
19-AO1 | 19-AO1 Whittier Courthouse | 19-AO1-D3041-110-AHU02 | AHU #2 | Trane Centrifugal Fan Co | SS5334 | FC31 | OM00016056 |  | Basement old side | B95 | 20x20x8 Bag (9) | Chilled water | 3 | 220 | 9 | electric | 3 | NA | NA | \Classifications\Building System Class\D30-HVAC Systems\D3040 - Distribution SYS\Air Handling Unit - AHU | 1008044
19-AO1 | 19-AO1 Whittier Courthouse | 19-AO1-D3041-110-AHU03 | AHU #3 | Barry blower | 70-3670 | NA | OM00016000 |  | Basement new side | B83 (3) | 24x24x15 (9) | Chilled water | 10 | 230/460 | 26/13 | electric | 3 | NA | NA | \Classifications\Building System Class\D30-HVAC Systems\D3040 - Distribution SYS\Air Handling Unit - AHU | 1008045
19-AO1 | 19-AO1 Whittier Courthouse | 19-AO1-D3041-110-AHU04 | AHU #3 | Barry Blower Co | 710254 | AF | OM00016051 |  | MECHANICAL ROOM-1st Floor | B195 (6) | 24x24x12 (32) | Chilled water | 30 | 240/480 | 67/33.6 | electric | 3 | NA | NA | \Classifications\Building System Class\D30-HVAC Systems\D3040 - Distribution SYS\Air Handling Unit - AHU | 1008046
19-AO1 | 19-AO1 Whittier Courthouse | 19-AO1-D2040-100-PSU01 | SUMP PUMP #1 | Paco Pump Company | G23987A | CSOSLD | OM00016001 |  | Basement (new) | NA | NA | NA | NA | 480 | 7 | electric | 3 | NA | NA | \Classifications\Building System Class\D20-Plumbing\D2040 - Rain Drain\Sump Pump - PSU | 1008047
19-AO1 | 19-AO1 Whittier Courthouse | 19-AO1-D3090-220-CMD01 | AIR DRYER #1 | COAIRE | 4075 | CNC M10-1 | OM00040856 |  | BOILER MECH ROOM-1st Floor | NA | NA | R-134 | NA | 115 | 0.9 | electric | 1 | NA | NA | \Classifications\Building System Class\D30-HVAC Systems\D3090 - Other HVAC Systems and Equipment\Compressed Air Dryer - CMD | 1008050
19-AO1 | 19-AO1 Whittier Courthouse | 19-AO1-D2023-310-HWP01 | HEATING HW PUMP #1 HWP01 | Paco Pump Company | 197100458310 | 1120121133L01 | OM00016009 |  | BOILER MECH ROOM - 1st Floor | NA | NA | NA | 7.5 | 480 | 10.5 | electric | 3 | NA | NA | \Classifications\Building System Class\D20-Plumbing\D2020 - Domestic Water\Domestic Hot Water Circulating Pump - HWP | 1008052
19-AO1 | 19-AO1 Whittier Courthouse | 19-AO1-D2023-310-HWP02 | HEATING HW PUMP HWP02 | Paco Pump Company | G21270B | 1120121133201 | OM00016008 |  | BOILER MECH ROOM-1st Floor | NA | NA | NA | 7.5 | 480 | 10.5 | electric | 3 | NA | NA | \Classifications\Building System Class\D20-Plumbing\D2020 - Domestic Water\Domestic Hot Water Circulating Pump - HWP | 1008053
19-AO1 | 19-AO1 Whittier Courthouse | 19-AO1-D2022-260-HWG01 | DOMESTIC HW HEATER HWG01 | American Water Heater Commercial | 0612528448 | DCG 3 100T 199 6NO | OM00016007 |  | BOILER MECH ROOM BASEMENT (NEW SIDE) | NA | NA | NA | NA | 240 | DNA | electric | 1 | 199,000 | DNA | \Classifications\Building System Class\D20-Plumbing\D2020 - Domestic Water\Domestic Water Heater, Gas - HWG | 1008054
19-AO1 | 19-AO1 Whittier Courthouse | 19-AO1-D5010-110-MCC02 | Motor Control Center (Rm MB13) | WESTINGHOUSE | NA | G0LAC48525 | OM00016011 |  | CHLR MECH ROOM - 1st Floor | NA | NA | NA | NA | 480 | 600 | electric | 3 | NA | NA | \Classifications\Building System Class\D50-Electrical SYS\D5010 - Elec Service & Dist\Chiller Room Electrical Panel - MCC | 1008055
19-AO1 | 19-AO1 Whittier Courthouse | 19-AO1-D3031-100-PCH01 | CHILLER PUMP #1 | Taco Pump | 75509 | FM30131285B2J1D1L0 | OM00016016 |  | Basement new side. | NA | NA | NA | 30 | 230/460 | 76/38 | electric | 3 | NA | NA | \Classifications\Building System Class\D30-HVAC Systems\D3030 - Cooling SYS\Chilled Water Pump - PCH | 1008057
19-AO1 | 19-AO1 Whittier Courthouse | 19-AO1-D3031-100-PCH03 | COND WATER PUMP PCH01 | Wilo | 2701041308176 | 201049393 | OM00019952 |  | Basement new side. | NA | NA | NA | 15 | 230/460 | 40/20 | electric | 3 | NA | NA | \Classifications\Building System Class\D30-HVAC Systems\D3030 - Cooling SYS\Chilled Water Pump - PCH | 1008058
19-AO1 | 19-AO1 Whittier Courthouse | 19-AO1-D3031-130-CLR02 | CHILLER #2 | Trane | U18C00346 | RTWD | OM00019958 |  | Basement (new) | NA | NA | R-22 | 15 | 480 | 20 | electric | 3 | NA | NA | \Classifications\Building System Class\D30-HVAC Systems\D3030 - Cooling SYS\Chiller, Water Cooled - CLR | 1008059
19-AO1 | 19-AO1 Whittier Courthouse | 19-AO1-D3031-100-PCH02 | CHILLER PUMP #2 | Wilo | 270104308177 | 201049393 | OM00019959 |  | Basement new side. | NA | NA | NA | NA | 230/460 | 76/38 | electric | 3 | NA | NA | \Classifications\Building System Class\D30-HVAC Systems\D3030 - Cooling SYS\Chilled Water Pump - PCH | 1008060
19-AO1 | 19-AO1 Whittier Courthouse | 19-AO1-D3031-100-PCH04 | COND WATER PUMP PCH04 | Wilo | 2701034233286 | 201049393 | OM00019953 |  | Basement new side | NA | NA | NA | 15 | 230/460 | 40/20 | electric | 3 | NA | NA | \Classifications\Building System Class\D30-HVAC Systems\D3030 - Cooling SYS\Chilled Water Pump - PCH | 1008061
19-AO1 | 19-AO1 Whittier Courthouse | 19-AO1-D2017-100-SHW01 | EMERGENCY EYEWASH STATION SHW01 | Haws Drinking Faucet Co | NA | NA | OM00016021 |  | CHLR MECH ROOM - 1st Floor | NA | NA | NA | NA | NA | NA | NA | NA | NA | NA | \Classifications\Building System Class\D20-Plumbing\D2010 - Plumb Fix\Showers - SHW | 1008062
19-AO1 | 19-AO1 Whittier Courthouse | 19-AO1-D5010-200-ESD06 | Electrical Switchboard (Penthouse) | WESTINGHOUSE | LAC485216 | CGC | OM00016054 |  | OLD SIDE MECH ROOM-1st Floor | NA | NA | NA | NA | 480 | 600 | electric | 3 | NA | NA | \Classifications\Building System Class\D50-Electrical SYS\D5010 - Elec Service & Dist\Electical Service and Distribution - ESD | 1008063
19-AO1 | 19-AO1 Whittier Courthouse | 19-AO1-G2023-150-PEG01 | ROLL UP GATE NORTH PEG01 | Porvene Doors | NA | Series II | OM00016024 |  | OUTSIDE REAR | NA | NA | NA | NA | 480 | DNA | electric | 3 | NA | NA | \Classifications\Building System Class\G20-Other Systems\G2020 - Parking Lots\Secured Parking Gate - PEG | 1008065
19-AO1 | 19-AO1 Whittier Courthouse | 19-AO1-G2023-150-PEG02 | ROLL UP GATE SOUTH PEG02 | Porvene doors | NA | Series II | OM00016025 |  | OUTSIDE REAR | NA | NA | NA | NA | 480 | DNA | electric | 3 | NA | NA | \Classifications\Building System Class\G20-Other Systems\G2020 - Parking Lots\Secured Parking Gate - PEG | 1008066
19-AO1 | 19-AO1 Whittier Courthouse | 19-AO1-D2030-150-MWL01 | Main/Branch Waste System - MWL01 | NA | NA | NA | OM00016026 |  | 1 | NA | NA | NA | NA | NA | NA | NA | NA | NA | NA | \Classifications\Building System Class\D20-Plumbing\D2030 - Sani Waste\Main/Branch Waste System - MWL | 1008068
19-AO1 | 19-AO1 Whittier Courthouse | 19-AO1-B3010-100-RUF01 | Roof - RUF | NA | NA | NA | OM00030614 |  | Roof | NA | NA | NA | NA | NA | NA | NA | NA | NA | NA | \Classifications\Building System Class\B30-Roofing\B3010 - Roof Types\Roof - RUF | 1008069
19-AO1 | 19-AO1 Whittier Courthouse | 19-AO1-G2050-200-LSC01 | Landscaping - LSC | NA | NA | NA | OM00030617 |  | OUTSIDE | NA | NA | NA | NA | NA | NA | NA | NA | NA | NA | \Classifications\Building System Class\G20-Other Systems\G2050 - Landscaping\Landscaping - LSC | 1008070
19-AO1 | 19-AO1 Whittier Courthouse | 19-AO1-D5092-250-ELT01 | Exterior Lighting - ELT | NA | NA | NA | OM00030618 |  | OUTSIDE | NA | NA | NA | NA | NA | NA | NA | NA | NA | NA | \Classifications\Building System Class\D50-Electrical SYS\D5090 - Elec SYS\Exterior Lighting - ELT | 1008071
19-AO1 | 19-AO1 Whittier Courthouse | 19-AO1-G2049-300-HSC01 | Hardscape - HSC | NA | NA | NA | OM00030616 |  | OUTSIDE | NA | NA | NA | NA | NA | NA | NA | NA | NA | NA | \Classifications\Building System Class\G20-Other Systems\G2040 - Site Development\Hardscape - HSC | 1008072
19-AO1 | 19-AO1 Whittier Courthouse | 19-AO1-D4031-100-FEX45 | ABC FIRE EXTINGUISHER FEX45 | Amerex | NA | NA | OM00016035 |  | All | NA | NA | NA | NA | NA | NA | NA | NA | NA | NA | \Classifications\Building System Class\D40-Fire Protection SYS\D4030 - FIRE SPEC\Fire Extinguisher - FEX | 1008073
19-AO1 | 19-AO1 Whittier Courthouse | 19-AO1-D5092-250-EML68 | EMERGENCY LIGHT EML33 EXITSIGNS 35 | NA | NA | NA | OM00033014 |  | All | NA | NA | NA | NA | 110 | DNA | electric | 1 | NA | NA | \Classifications\Building System Class\D50-Electrical SYS\D5090 - Elec SYS\Emergency And Exit Lighting - EML | 1008074
19-AO1 | 19-AO1 Whittier Courthouse | 19-AO1-D5010-234-ATS01 | Automatic Transfer Switch (Main) (Rm B7) | Russell Electric | 2294 | 2253CE | OM00033014 | 210-02-018-01 | MECHANICAL ROOM | NA | NA | NA | NA | 227/480V | 225 | electric | DNA | NA | NA | \Classifications\Building System Class\D50-Electrical SYS\D5010 - Elec Service & Dist\Automatic Transfer Switch - ATS | 1008075
19-AO1 | 19-AO1 Whittier Courthouse | 19-AO1-D5036-200-CSY01 | Clock Systems - CSY | Simplex Master Time System | NA | 2350 | OM00033013 |  | Basement across from Office Techs | NA | NA | NA | NA | NA | DNA | Electric | DNA | NA | NA | \Classifications\Building System Class\D50-Electrical SYS\D5030 - Comm & Security\Clock Systems - CSY | 1010083
19-AO1 | 19-AO1 Whittier Courthouse | 19-AO1-D5037-710-FAP01 | Fire Alarm Panel (Rm B7) | Hochiki American Corp | 91004035 | HA963400251 | OM00015999 |  | MAIN ELECTRIC ROOM | NA | NA | NA | NA | 110 | DNA | Electric | 1 | NA | NA | \Classifications\Building System Class\D50-Electrical SYS\D5030 - Comm & Security\Fire Alarm Panel - FAP | 1011291
19-AO1 | 19-AO1 Whittier Courthouse | 19-AO1-B2010-100-BLD01 | Building BLD | NA | NA | NA | OM00030613 |  | All | NA | NA | NA | NA | NA | NA | NA | NA | NA | NA | \Classifications\Building System Class\B20-General Building Exterior\B2010 - Exterior Walls\Building - BLD | 1013726
19-AO1 | 19-AO1 Whittier Courthouse | 19-AO1-D3020-100-HET01 | Expansion tank 1 water heater | Apco Industries | NA | 6535 | OM00033117 | 220-24-022-02 | Boiler room. | NA | NA | NA | NA | NA | NA | Electric | NA | NA | NA | \Classifications\Building System Class\D30-HVAC Systems\D3020 - Heat SYS\Heater Water Expansion Tank - HET | 1013727
19-AO1 | 19-AO1 Whittier Courthouse | 19-AO1-D3030-110-CTW01 | Cooling tower 1 | Evap Co | 926011 | AT849A | OM00033018 |  | Over bus entrance | B 148 | NA | na | 7.5 | 460 | 10 | Electric | 3 | NA | NA | \Classifications\Building System Class\D30-HVAC Systems\D3030 - Cooling SYS\Cooling Tower - CTW | 1013728
19-AO1 | 19-AO1 Whittier Courthouse | 19-AO1-D3030-110-CTW02 | Cooling tower 2 | Evapco | 926010 | AT849A | OM00033019 |  | BLD | B148 | NA | NA | 7.5 | 460 | 10 | Electric | 3 | NA | NA | \Classifications\Building System Class\D30-HVAC Systems\D3030 - Cooling SYS\Cooling Tower - CTW | 1013729
19-AO1 | 19-AO1 Whittier Courthouse | 19-AO1-D3040-120-FCU01 | Fan Coil Unit (Rear Parking) | Air Fan Co | 9505 | AH115H | OM00033109 |  | Ground basement door. | A59 (1) | 16x20x2 | NA | 1.5 | 220/440 | 2.6/2.3 | Electric | 3 | NA | NA | \Classifications\Building System Class\D30-HVAC Systems\D3040 - Distribution SYS\Fan Coil Unit - FCU | 1013730
19-AO1 | 19-AO1 Whittier Courthouse | 19-AO1-D3042-220-EFN02 | Belt driven Exahaust fan 2 | Recol Fan Co | C23235L | AH100 | OM00033116 |  | Inside celling Intail elevator room. | AX52 (2) | NA | NA | 1.5 | 208-230/460 | 5.1-4.8/2.4 | Electric | 3 | NA | NA | \Classifications\Building System Class\D30-HVAC Systems\D3040 - Distribution SYS\Supply/Exhaust/Return fans- FAN | 1013731
19-AO1 | 19-AO1 Whittier Courthouse | 19-AO1-D3042-220-EFN03 | Bolt driven exhaust fan 3 | Recol Fan Co | C23256L | AH13 | OM00033115 |  | CHILLER ROOM | B148 (1) | NA | NA | 1/2 | 115/208-230 | 8.8-4.2/4.4 | Electric | DNA | DNA | NA | \Classifications\Building System Class\D30-HVAC Systems\D3040 - Distribution SYS\Supply/Exhaust/Return fans- FAN | 1013732
19-AO1 | 19-AO1 Whittier Courthouse | 19-AO1-D2023-100-BFP03 | BACKFLOW PREVENTER #3 (COOLING TWR) | FEBCO | AG-3639 | 825Y (2") | OM00033016 | OW0209916-FA0234855-BD0015394 | Over bus gate. (LAPHD FORM REQUIRED) | NA | NA | NA | NA | NA | NA | NA | NA | NA | NA | \Classifications\Building System Class\D20-Plumbing\D2020 - Domestic Water\Backflow Preventer - BFP | 1013733
19-AO1 | 19-AO1 Whittier Courthouse | 19-AO1-D2023-100-BFP04 | BFP Back flow preventer "2" ( Cooling tower) | FEBCO | A1-2189 | 825Y (2") | OM00033017 | OW0209916-FA0234855-BD0057003 | Over bus entrance (LAPHD FORM REQUIRED) | NA | NA | NA | NA | NA | NA | NA | NA | NA | NA | \Classifications\Building System Class\D20-Plumbing\D2020 - Domestic Water\Backflow Preventer - BFP | 1013734
19-AO1 | 19-AO1 Whittier Courthouse | 19-AO1-D5010-234-ATS02 | Automatic Transfer Switch (Elevators) (Rm B7) | Russell Electric | 2295 | 4003CE | OM00033015 |  | ELECTRICAL ROOM. | NA | NA | NA | NA | 277/480V | 225 | Electric | 3 | NA | NA | \Classifications\Building System Class\D50-Electrical SYS\D5010 - Elec Service & Dist\Automatic Transfer Switch - ATS | 1013735
19-AO1 | 19-AO1 Whittier Courthouse | 19-AO1-D5011-240-TRN01 | Transformer TRN01 | Westinghouse | 70J892 | V48M28T33D | OM00033110 | 224-01-008-01 | Electric room. | NA | NA | NA | NA | 120-208/480 | 300 | Electric | 3 | NA | NA | \Classifications\Building System Class\D50-Electrical SYS\D5010 - Elec Service & Dist\Transformer - TRN | 1013736
19-AO1 | 19-AO1 Whittier Courthouse | 19-AO1-D5011-240-TRN02 | Electrical Transformer | Westinghouse | NA | 6E2011 | OM00033111 | 224-01-008-02 | Across from techs office. | NA | NA | NA | NA | 120-208/480 | 300 | Electric | 3 | NA | NA | \Classifications\Building System Class\D50-Electrical SYS\D5010 - Elec Service & Dist\Transformer - TRN | 1013737
19-AO1 | 19-AO1 Whittier Courthouse | 19-AO1-D2023-100-BFP05 | BACKFLOW PREVENTER #5 (BOILER RM BASEMENT) | FEBCO | 149858 | 825Y (1") | OM00033113 | OW0209916-FA0234855-BD0029620 | BASEMENT BOILER RM MB-14 (LAPHD FORM REQUIRED) | NA | NA | NA | NA | NA | NA | NA |  | NA | NA | \Classifications\Building System Class\D20-Plumbing\D2020 - Domestic Water\Backflow Preventer - BFP | 1016256
19-AO1 | 19-AO1 Whittier Courthouse | 19-AO1-G3063-100-DAT01 | Diesel Fuel Storage Day Tank | Pryco System | NA | NA | OM00036826 |  | Generator Room | NA | NA | NA | NA | NA | NA | Diesel |  | NA | NA | \Classifications\Building System Class\G30-Site Mechanical Utilities\G3060 - Fuel Distribution\Tank, Fuel Storage Day - DAT | 1017532
19-AO1 | 19-AO1 Whittier Courthouse | 19-AO1-D3090-220-CMD03 | Compressor Air Dryer (Rm P2) | CoAire | 439010 | CNCM101 | OM00040866 |  | Room P2 | NA | NA | R-22 | NA | 115 | DNA | Electric | DNA | NA | NA | \Classifications\Building System Class\D30-HVAC Systems\D3090 - Other HVAC Systems and Equipment\Compressed Air Dryer - CMD | 1018470
19-AO1 | 19-AO1 Whittier Courthouse | 19-AO1-G3060-320-DFP01 | Diesel Fuel Transfer Pump (Rm 12) | Baldor | NA | NA | OM00040850 |  | Generator Room 12 | NA | NA | NA | 1/3 | 115/230 | 6.6/3.3 | Electric | 1 | NA | NA | \Classifications\Building System Class\G30-Site Mechanical Utilities\G3060 - Fuel Distribution\Pump, Fuel, Diesel Fuel Transfer Pump - DFP | 1018471
19-AO1 | 19-AO1 Whittier Courthouse | 19-AO1-G3063-100-DFS01 | Leak Detection System (Diesel) | Veedor-Root | 2 | TLS300C | OM00040849 |  | Generator Room 12 | NA | NA | NA | NA | 120 | DNA | Electric | 1 | NA | NA | \Classifications\Building System Class\G30-Site Mechanical Utilities\G3060 - Fuel Distribution\Diesel Fuel Leak Detection System - DFS | 1018472
19-AO1 | 19-AO1 Whittier Courthouse | 19-AO1-B2034-400-DOH01 | Overhead Rollup Door (Parking Structure) (Electric/Manual) | Teledoor | DNA | DNA | OM00040877 |  | 2nd Level Parking Structure | NA | NA | NA | DNA | 230/460 | 13.1/7.5 | Electric | 3 | NA | NA | \Classifications\Building System Class\B20-General Building Exterior\B2030 - Exterior Doors\Door,Overhead-Shutter,Manual,Elec,Roll-up - DOH | 1018473
19-AO1 | 19-AO1 Whittier Courthouse | 19-AO1-D3042-220-EFN04 | Exhaust Fan, Belt Driven (Newer Section Roof) | Penn Ventalation Inc | DNA | DX24B | OM00040862 |  | Newer Section of Roof | A34 (1) | NA | NA | DNA | 115/208-230 | 21/10.5 | Electric | 3 | NA | NA | \Classifications\Building System Class\D30-HVAC Systems\D3040 - Distribution SYS\Supply/Exhaust/Return fans- FAN | 1018475
19-AO1 | 19-AO1 Whittier Courthouse | 19-AO1-D3042-220-EFN01 | Exhaust Fan, Belt Driven (Parking Structure) | Carrier Air Conditioning Co | NA | NA | OM00040876 |  | 1st Level Parking Structure | A71 (2) | NA | NA | NA | 230/460 | 5.0/3.5 | Electric | 3 | NA | NA | \Classifications\Building System Class\D30-HVAC Systems\D3040 - Distribution SYS\Supply/Exhaust/Return fans- FAN | 1018474
19-AO1 | 19-AO1 Whittier Courthouse | 19-AO1-D3042-220-EFN05 | Exhaust Fan, Belt Driven (Roof) | Carnes Corp | 65819 | CCL15IY | OM00040864 |  | Roof | DNA | NA | NA | 1/8 | 120 | DNA | Electric | 1 | NA | NA | \Classifications\Building System Class\D30-HVAC Systems\D3040 - Distribution SYS\Supply/Exhaust/Return fans- FAN | 1018476
19-AO1 | 19-AO1 Whittier Courthouse | 19-AO1-D3042-220-EFN06 | Exhaust Fan, Belt Driven (Newer Section Roof) | Exit Aire | DNA | FG1012 | OM00040863 |  | Newer Section of Roof | 4L290 (1) | NA | NA | 1/12 | 115 | 2 | Electric | 1 | NA | NA | \Classifications\Building System Class\D30-HVAC Systems\D3040 - Distribution SYS\Supply/Exhaust/Return fans- FAN | 1018477
19-AO1 | 19-AO1 Whittier Courthouse | 19-AO1-D3042-220-EFN07 | Exhaust Fan, Belt Driven (Newer Section Roof) | Exit Aire | DNA | FG1012 | OM00040861 |  | Newer Section of Roof | 4L300 (1) | NA | NA | 1/12 | 115 | 2 | Electric | 1 | NA | NA | \Classifications\Building System Class\D30-HVAC Systems\D3040 - Distribution SYS\Supply/Exhaust/Return fans- FAN | 1018478
19-AO1 | 19-AO1 Whittier Courthouse | 19-AO1-D3042-220-EFN08 | Exhaust Fan, Belt Driven (Penthouse Rm P2) | Barry Blower Co | 25625 | NA | OM00040867 |  | Penthouse Air Handler Rm P2 | B52 (2) | NA | NA | NA | 230/460 | 8/4 | Electric | 1 | NA | NA | \Classifications\Building System Class\D30-HVAC Systems\D3040 - Distribution SYS\Supply/Exhaust/Return fans- FAN | 1018479
19-AO1 | 19-AO1 Whittier Courthouse | 19-AO1-C1020-110-FRD01 | Overhead Fire Door (R of Snack Shop) | Kinnear Mfg | F701148 |  | OM00040865 |  | Right of Snack Shack | NA | NA | NA | NA | NA | NA | NA |  | NA | NA | \Classifications\Building System Class\C10-General Building Interior\C1020 - Fire Doors\Fire Doors - FRD | 1018480
19-AO1 | 19-AO1 Whittier Courthouse | 19-AO1-D3020-100-HET02 | Hot Water Expansion Tank (Rm MB14) | Apco Industries | NA | 6534 | OM00033112 |  | Boiler Room MB14 | NA | NA | NA | NA | NA | NA | NA | NA | NA | NA | \Classifications\Building System Class\D30-HVAC Systems\D3020 - Heat SYS\Heater Water Expansion Tank - HET | 1018481
19-AO1 | 19-AO1 Whittier Courthouse | 19-AO1-D2022-100-HWE01 | Domestic Electric Water Heater (next to Office) | National Steel Companyh | 337886 | OC7NSG | OM00040875 |  | Next to Office | NA | NA | NA | NA | 120 | DNA | Electric | 1 | NA | NA | \Classifications\Building System Class\D20-Plumbing\D2020 - Domestic Water\Domestic Water Heater, Electric - HWE | 1018482
19-AO1 | 19-AO1 Whittier Courthouse | 19-AO1-D2023-310-HWP03 | Domestic Hot Water Circulating Pump (Rm MB14) | Grunfos | NA | 52722370P1 | OM00040855 |  | Boiler Room MB14 | NA | NA | NA | 1/6 | 115 | 1.9 | Electric | 1 | NA | NA | \Classifications\Building System Class\D20-Plumbing\D2020 - Domestic Water\Domestic Hot Water Circulating Pump - HWP | 1018483
19-AO1 | 19-AO1 Whittier Courthouse | 19-AO1-D5010-200-ESD03 | Main Electrical Panel (Rm MB17) | Federal Electric Company | 51246 | G141193 | OM00040859 |  | Basement Room MB17 | NA | NA | NA | NA | 120/240 | 4000 | Electric | 1 | NA | NA | \Classifications\Building System Class\D50-Electrical SYS\D5010 - Elec Service & Dist\Electical Service and Distribution - ESD | 1018553
19-AO1 | 19-AO1 Whittier Courthouse | 19-AO1-D5010-200-ESD02 | Main Electrical Panel (Rm MB17) | Federal Electric Company | 51244 | G141199 | OM00040860 |  | Basement Room MB17 | NA | NA | NA | NA | 240 | 225 | Electric | 3 | NA | NA | \Classifications\Building System Class\D50-Electrical SYS\D5010 - Elec Service & Dist\Electical Service and Distribution - ESD | 1018554
19-AO1 | 19-AO1 Whittier Courthouse | 19-AO1-D2040-100-PSU04 | Sump Pump (Rm MB15) | Paco Pump Company | G23987B | SDSLD | OM00040853 |  | Basement Room MB15 | NA | NA | NA | 1/3 | 115 | 7.0 | Electric | 1 | NA | NA | \Classifications\Building System Class\D20-Plumbing\D2040 - Rain Drain\Sump Pump - PSU | 1018555
19-AO1 | 19-AO1 Whittier Courthouse | 19-AO1-D2040-100-PSU05 | Sump Pump (Rm MB17) | Yeomans Drain DRI | NA | SD4 | OM00033021 |  | Basement Room MB17 | NA | NA | NA | 1/2 | 115-230 | 7.2-3.6 | Electric | 1 | NA | NA | \Classifications\Building System Class\D20-Plumbing\D2040 - Rain Drain\Sump Pump - PSU | 1018556
19-AO1 | 19-AO1 Whittier Courthouse | 19-AO1-D3041-230-RFN01 | Return Fan #1 (Rm P2) | Barry Blower | 710255 | AF | OM00040868 |  | Penthouse Room P2 Next to Supply Fan | B173 (3) | NA | NA | 15 | 230/460 | 40/20 | Electric | 3 | NA | NA | \Classifications\Building System Class\D30-HVAC Systems\D3040 - Distribution SYS\Supply/Exhaust/Return fans- FAN | 1018557
19-AO1 | 19-AO1 Whittier Courthouse | 19-AO1-D3041-230-RFN03 | Return Fan #3 (Rm MB15) | Barry Blower | 703670 | AF | OM00040854 |  | Basement Room MB15 | B108 (2) | NA | NA | 3 | 208-230/460 | 8.8-8.6/4.4 | Electric | 3 | NA | NA | \Classifications\Building System Class\D30-HVAC Systems\D3040 - Distribution SYS\Supply/Exhaust/Return fans- FAN | 1018558
19-AO1 | 19-AO1 Whittier Courthouse | 19-AO1-D3041-230-RFN04 | Return Fan (Rm MB17) | Master Fan Corp | 02347 | FCS | OM00016275 |  | Basement Room MB17 | B128 (2) | NA | NA | 2 | 440-220 | 7.8/3.9 | Electric | 3 | NA | NA | \Classifications\Building System Class\D30-HVAC Systems\D3040 - Distribution SYS\Supply/Exhaust/Return fans- FAN | 1018559
19-AO1 | 19-AO1 Whittier Courthouse | 19-AO1-D5010-200-ESD04 | Electrical Switchboard (Rm MB19) | General Electric Co | NA | NA | OM00040858 |  | Basement IT Room MB19 | NA | NA | NA | NA | 240 | DNA | Electric | DNA | NA | NA | \Classifications\Building System Class\D50-Electrical SYS\D5010 - Elec Service & Dist\Electical Service and Distribution - ESD | 1018562
19-AO1 | 19-AO1 Whittier Courthouse | 19-AO1-D5010-200-ESD07 | Electrical Switchboard (Rm MB22) | General Electric Co | NA | NA | OM00040857 |  | Basement Room MB22 | NA | NA | NA | NA | 240 | DNA | Electric | DNA | NA | NA | \Classifications\Building System Class\D50-Electrical SYS\D5010 - Elec Service & Dist\Electical Service and Distribution - ESD | 1018561
19-AO1 | 19-AO1 Whittier Courthouse | 19-AO1-D2090-230-WIP01 | Water Treatment Pump (Rm MB13) | Lakewood Instruments Inc | 2E56393 | 175 | OM00016273 |  | Room MB13 | NA | NA | NA | NA | NA | NA | NA | NA | NA | NA | \Classifications\Building System Class\D20-Plumbing\D2090 - Other Plumbing SYS\Water Treatment Inhibitor Pump - WIP | 1018563
19-AO1 | 19-AO1 Whittier Courthouse | 19-AO1-D5010-200-ESD05 | Electrical Switchboard (Rm B7) | Westinghouse Electric | 323761 | LA48521 | OM00040851 |  | Basement Electrical Room B7 | NA | NA | NA | NA | 277/480 | 2000 | Electric | 3 | NA | NA | \Classifications\Building System Class\D50-Electrical SYS\D5010 - Elec Service & Dist\Electical Service and Distribution - ESD | 1018589
19-AO1 | 19-AO1 Whittier Courthouse | 19-AO1-D3021-130-BLR03 | Boiler, Natural Gas #1 (BLR03) | Ajax Boiler, Inc. | 72919 | WRPG-2100 | OM00041079 |  | Basement | NA | NA | NA | 1 | 115/208-230 | DNA | Gas | 1 | 2,000,000 | 1,640,000 | \Classifications\Building System Class\D30-HVAC Systems\D3020 - Heat SYS\Boiler,Hot Water,Oil/Gas/Comb. - BLR | 1020400
19-AO1 | 19-AO1 Whittier Courthouse | 19-AO1-D3021-130-BLR04 | Boiler, Natural Gas #2 (BLR04) | Ajax Boiler, Inc. | 72920 | WRPG-2100 | OM00041080 |  | Basement | NA | NA | NA | 1 | 115/208-230 | DNA | Gas | 1 | 2,000,000 | 1,640,000 | \Classifications\Building System Class\D30-HVAC Systems\D3020 - Heat SYS\Boiler,Hot Water,Oil/Gas/Comb. - BLR | 1020401
19-AO1 | 19-AO1 Whittier Courthouse | 19-AO1-D1013-310-WCL01 | Wheelchair Lift | Garaventa Genesis Opal | 177387 | 151oz-D-CM | OM00019957 | State ID#: 177387 | DNA | NA | NA | NA | NA | DNA | DNA | DNA | DNA | NA | NA | \Classifications\Building System Class\D10-Conveyance Systems\D1010 - Elevator\Wheelchair Lift - WCL | 1022639
19-AO1 | 19-AO1 Whittier Courthouse | 19-AO1-D2022-260-HWG02 | DOMESTIC HW HEATER HWG02 | American Water Heater Commercial | 1805109097328 | BCL3100T1996N0X200 | OM00019955 |  | Basement (New Side) | NA | NA | NA | NA | 240 | DNA | Electric | DNA | 199000 | 199000 | \Classifications\Building System Class\D20-Plumbing\D2020 - Domestic Water\Domestic Water Heater, Gas - HWG | 1022735
19-AO1 | 19-AO1 Whittier Courthouse | 19-AO1-D3031-130-CLR03 | Chiller | Trane | U18C00347 | RTWD | OM00019959 |  | Basement (New Side) | NA | NA | R-22 | NA | 480 | DNA | Electric | DNA | NA | NA | \Classifications\Building System Class\D30-HVAC Systems\D3030 - Cooling SYS\Chiller, Air Cooled - CLR | 1022736
19-AO1 | 19-AO1 Whittier Courthouse | 19-AO1-D3031-100-PCH05 | Pump Chilled Water PCH05 | Wilo | 2701034273287 | 201049393 | OM00019954 |  | Basement (New Side) | NA | NA | NA | 15 | 230/460 | DNA | Electric | DNA | NA | NA | \Classifications\Building System Class\D30-HVAC Systems\D3030 - Cooling SYS\Chilled Water Pump - PCH | 1022737
19-AO2 | 19-AO2 Parking Structure Lot 59- Whittier Admin CTR | 19-AO2-D2023-100-BFP01 | BACKFLOW PREVENTER (PARKING STRUCTURE) | WILKINS ZURN | 209367 | 720-A | OM00040869 |  | OUTSIDE PARKING NE CORNER | NA | NA | NA | NA | NA | NA | NA |  | NA | NA | \Classifications\Building System Class\D20-Plumbing\D2020 - Domestic Water\Backflow Preventer - BFP | 1016257
19-AP1 | 19-AP1 Santa Monica Courthouse | 19-AP1-D3031-130-CLR01 | CHILLER, WATER COOLED #1 | TRANE | U99D07027 | RTHB130FLF00LW0 000UNN3LF2LFV00 U0 | OM00035226 | DNA | CHILLER ROOM | NA | NA | R-22 | DNA | 414/506 | 129-218 | Electric | 3 | NA | NA | \Classifications\Building System Class\D30-HVAC Systems\D3030 - Cooling SYS\Chiller, Water Cooled - CLR | 1012569
19-AP1 | 19-AP1 Santa Monica Courthouse | 19-AP1-D3031-130-CLR02 | CHILLER, WATER COOLED #2 | TRANE | U99F08743 | RTHB130FLF00LW0 000UNN3LF2LFV00 U0 | OM00035227 | DNA | CHILLER ROOM | NA | NA | R-22 | DNA | 414-506 | 129-218 | Electric | 3 | NA | NA | \Classifications\Building System Class\D30-HVAC Systems\D3030 - Cooling SYS\Chiller, Water Cooled - CLR | 1012570
19-AP1 | 19-AP1 Santa Monica Courthouse | 19-AP1-D3090-114-CMP01 | Compressor Control Air (Rm B6) | SPEED AIRE | H11120011652402 | 5Z704B | OM00035284 |  | MECH ROOM (NORTH) | 4L 690 (4) | NA | NA | 5 | 208/230/460 | 14.2-13.0/6.5 | Electric | 3 | NA | NA | \Classifications\Building System Class\D30-HVAC Systems\D3090 - Other HVAC Systems and Equipment\Air Compressor - CMP | 1012571
19-AP1 | 19-AP1 Santa Monica Courthouse | 19-AP1-D3030-110-CTW01 | COOLING TOWER #1 | Evapco | WOO6884 | SST1956 | OM00035149 | DNA | COOLING TOWER AREA SOUTHEAST ROOF | B128 (3) | NA | NA | 25 | 460 | 710-285 | Electric | 3 | NA | NA | \Classifications\Building System Class\D30-HVAC Systems\D3030 - Cooling SYS\Cooling Tower - CTW | 1012572
19-AP1 | 19-AP1 Santa Monica Courthouse | 19-AP1-D1010-100-ELE03 | ELEVATOR #3 (HYDRAULIC) | IMPERIAL | DNA | EKB | OM00035142 | State ID# 028978 | ELEVATOR ROOM (SOUTH) | NA | NA | NA | 40 | 240-480 | 88-44 | Hydraulic | 3 | NA | NA | \Classifications\Building System Class\D10-Conveyance Systems\D1010 - Elevator\Elevator,Hydraulic,Pass/Freight - ELE | 1012573
19-AP1 | 19-AP1 Santa Monica Courthouse | 19-AP1-D5092-250-ELT30 | LIGHTING, EXTERIOR (30) | NA | NA | NA | OM00035282 |  | EXTERIOR AROUND BUILDING | NA | NA | NA | NA | 110,115,277,460 | DNA | Electric | DNA | NA | NA | \Classifications\Building System Class\D50-Electrical SYS\D5090 - Elec SYS\Exterior Lighting - ELT | 1012574
19-AP1 | 19-AP1 Santa Monica Courthouse | 19-AP1-D5092-250-EML115 | LIGHTING, EMERGENCY (40) & EXIT (75) | NA | NA | NA | OM00035253 | DNA | THROUGHOUT BUILDING | NA | NA | NA | NA | 115,220,277 | NA | Electric | NA | NA | NA | \Classifications\Building System Class\D50-Electrical SYS\D5090 - Elec SYS\Emergency And Exit Lighting - EML | 1012575
19-AP1 | 19-AP1 Santa Monica Courthouse | 19-AP1-D5010-110-EMT01 | ELECTRIC METER READING | E-CON | 96060090J | 2120100-SA | OM00035146 | DNA | SOUTH, UPON COMING DOWNSTAIRS TO THE RIGHT BY EXHAUST PANEL | NA | NA | NA | NA | 120 | 100 | Electric | DNA | NA | NA | \Classifications\Building System Class\D50-Electrical SYS\D5010 - Elec Service & Dist\Electric Meter Readings - EMT | 1012576
19-AP1 | 19-AP1 Santa Monica Courthouse | 19-AP1-D4031-100-FEX40 | FIRE EXTINGUISHERS (40) | NA | NA | NA | OM00035255 |  | THROUGHOUT BUILDING | NA | NA | NA | NA | NA | NA | NA | NA | NA | NA | \Classifications\Building System Class\D40-Fire Protection SYS\D4030 - FIRE SPEC\Fire Extinguisher - FEX | 1012577
19-AP1 | 19-AP1 Santa Monica Courthouse | 19-AP1-D3020-100-HET01 | HEATER WATER EXPANSION TANK #1 (LARGE) | ADVANCE TANK | 13822 | DNA | OM00035249 | DNA | BOILER ROOM (NORTH) | NA | NA | NA | NA | NA | NA | NA | NA | NA | NA | \Classifications\Building System Class\D30-HVAC Systems\D3020 - Heat SYS\Heater Water Expansion Tank - HET | 1012578
19-AP1 | 19-AP1 Santa Monica Courthouse | 19-AP1-D3020-100-HET02 | HEATER WATER EXPANSION TANK #2 | WESSELS | DNA | DNA | OM00035250 | DNA | BOILER ROOM (NORTH) | NA | NA | NA | NA | NA | NA | NA | NA | NA | NA | \Classifications\Building System Class\D30-HVAC Systems\D3020 - Heat SYS\Heater Water Expansion Tank - HET | 1012579
19-AP1 | 19-AP1 Santa Monica Courthouse | 19-AP1-G2049-300-HSC01 | HARDSCAPE | DNA | DNA | DNA | OM00035254 | DNA | GROUNDS | NA | NA | NA | NA | NA | NA | NA | NA | NA | NA | \Classifications\Building System Class\G20-Other Systems\G2040 - Site Development\Hardscape - HSC | 1012580
19-AP1 | 19-AP1 Santa Monica Courthouse | 19-AP1-D2023-310-HWP01 | PUMP, DOMESTIC HOT WATER RECIRCULATING #1 | BELL & GOSSETT | 172921LF | 60LB | OM00035207 | DNA | BOILER ROOM, NORTH BASEMENT | NA | NA | NA | 3/4 | 208/230-460 | 2.7-2.8 1/4 | Electric | 3 | NA | NA | \Classifications\Building System Class\D20-Plumbing\D2020 - Domestic Water\Domestic Hot Water Circulating Pump - HWP | 1012581
19-AP1 | 19-AP1 Santa Monica Courthouse | 19-AP1-D2023-310-HWP02 | PUMP, DOMESTIC HOT WATER RECIRCULATING #2 | DNA | DNA | DNA | OM00035208 | DNA | BOILER ROOM, NORTH BASEMENT | NA | NA | NA | 1/3 | 230/460 | 1.6/0.8 | Electric | 3 | NA | NA | \Classifications\Building System Class\D20-Plumbing\D2020 - Domestic Water\Domestic Hot Water Circulating Pump - HWP | 1012582
19-AP1 | 19-AP1 Santa Monica Courthouse | 19-AP1-D2023-310-HWP03 | PUMP, DOMESTIC HOT WATER RECIRCULATING #3 | DNA | DNA | DNA | OM00035133 | DNA | BOILER ROOM, NORTH BASEMENT | NA | NA | NA | 1/2 | 208-230/460 | 2.2/1.1 | Electric | 3 | NA | NA | \Classifications\Building System Class\D20-Plumbing\D2020 - Domestic Water\Domestic Hot Water Circulating Pump - HWP | 1012583
19-AP1 | 19-AP1 Santa Monica Courthouse | 19-AP1-D2023-310-HWP04 | PUMP, DOMESTIC HOT WATER RECIRCULATING #4 | BELL & GOSSETT | 106197 | 100BNFI | OM00035257 | DNA | SOUTHSIDE ROOF WEST WALL UNDER DUCTS | NA | NA | NA | DNA | 115 | 1.75 | Electric | 3 | NA | NA | \Classifications\Building System Class\D20-Plumbing\D2020 - Domestic Water\Domestic Hot Water Circulating Pump - HWP | 1012584
19-AP1 | 19-AP1 Santa Monica Courthouse | 19-AP1-D2023-310-HWP05 | PUMP, DOMESTIC HOT WATER RECIRCULATING #5 | Grundfos | DNA | DNA | OM00035141 | DNA | OLD OFFICE | NA | NA | NA | 1 | 230/460 | 3.6-1.8 | Electric | 3 | NA | NA | \Classifications\Building System Class\D20-Plumbing\D2020 - Domestic Water\Domestic Hot Water Circulating Pump - HWP | 1012585
19-AP1 | 19-AP1 Santa Monica Courthouse | 19-AP1-D5010-110-MCC01 | Motor Control Center (Rm B6) | D SQUARE | DNA | Model 5 | OM00035228 | DNA | EAST WALL NEXT TO COMPRESSOR, NORTH MECH ROOM | NA | NA | NA | NA | 480 | 600-800 | Electric | 3 | NA | NA | \Classifications\Building System Class\D50-Electrical SYS\D5010 - Elec Service & Dist\Chiller Room Electrical Panel - MCC | 1012586
19-AP1 | 19-AP1 Santa Monica Courthouse | 19-AP1-D5010-200-ESD01 | MAIN ELECTRICAL PANEL #1 | Zinsco | 164321 | DNA | OM00035247 | DNA | ELECTRICAL ROOM, NORTH BASEMENT | NA | NA | NA | NA | 277/480 | 2000 | Electric | 3 | NA | NA | \Classifications\Building System Class\D50-Electrical SYS\D5010 - Elec Service & Dist\Electical Service and Distribution - ESD | 1012587
19-AP1 | 19-AP1 Santa Monica Courthouse | 19-AP1-D5010-200-ESD02 | MAIN ELECTRICAL PANEL #2 | ZINCO | DNA | 18846 | OM00035145 | DNA | TELEPHONE ROOM, SOUTH BASEMENT | NA | NA | NA | NA | 240 | 225 | Electric | 3 | NA | NA | \Classifications\Building System Class\D50-Electrical SYS\D5010 - Elec Service & Dist\Electical Service and Distribution - ESD | 1012588
19-AP1 | 19-AP1 Santa Monica Courthouse | 19-AP1-D3031-100-PCH01 | PUMP, CHILLED WATER #1 | Paco Pump | 00D0532901 | DNA | OM00035237 | DNA | MECHANICAL ROOM, NORTH BASEMENT | NA | NA | NA | 5 | 230-480 | 14-7 | Electric | 3 | NA | NA | \Classifications\Building System Class\D30-HVAC Systems\D3030 - Cooling SYS\Chilled Water Pump - PCH | 1012589
19-AP1 | 19-AP1 Santa Monica Courthouse | 19-AP1-D2040-100-PSU04 | SUMP PUMP #4 | Pacific Pumping | 4S40137 | 3A-NCD | OM00035138 | DNA | SUMP PUMP ROOM, SOUTH BASEMENT | NA | NA | NA | 1 | 220/440 | 3.18/1.57 | Electric | 3 | NA | NA | \Classifications\Building System Class\D20-Plumbing\D2040 - Rain Drain\Sump Pump - PSU | 1012590
19-AP1 | 19-AP1 Santa Monica Courthouse | 19-AP1-D2040-100-PSU05 | SUMP PUMP #5 | DNA (ENCLOSED) | DNA | DNA | OM00035139 | DNA | SUMP PUMP ROOM, SOUTH BASEMENT | NA | NA | NA | 1 | 240 | DNA | Electric | 3 | NA | NA | \Classifications\Building System Class\D20-Plumbing\D2040 - Rain Drain\Sump Pump - PSU | 1012591
19-AP1 | 19-AP1 Santa Monica Courthouse | 19-AP1-G3010-210-PWT01 | POTABLE WATER STORAGE TANK | WESSELS | N740120 | DNA | OM00035229 | DNA | MECHANICAL ROOM ABOVE COMPRESSOR, NORTH BASEMENT | NA | NA | NA | NA | NA | NA | NA | NA | NA | NA | \Classifications\Building System Class\G30-Site Mechanical Utilities\G3010 - Water Supply\Potable Water Storage Tank - PWT | 1012592
19-AP1 | 19-AP1 Santa Monica Courthouse | 19-AP1-D2017-100-SHW01 | EYE WASH STATION | HAWS | DNA | SP233 | OM00035243 | DNA | MECHANICAL ROOM | NA | NA | NA | NA | NA | NA | NA | NA | NA | NA | \Classifications\Building System Class\D20-Plumbing\D2010 - Plumb Fix\Showers - SHW | 1012593
19-AP1 | 19-AP1 Santa Monica Courthouse | 19-AP1-D5010-200-ESD04 | ELECTRICAL SWITCHBOARD | Zinsco | A6492658 | DNA | OM00035246 | DNA | ELECTRICAL ROOM | NA | NA | NA | NA | 120/208 | 800 | Electric | 3 | NA | NA | \Classifications\Building System Class\D50-Electrical SYS\D5010 - Elec Service & Dist\Electical Service and Distribution - ESD | 1012594
19-AP1 | 19-AP1 Santa Monica Courthouse | 19-AP1-D5011-240-TRN01 | ELECTRICAL TRANSFORMER #1 | JEFFRIES | DNA | NP-MF8 | OM00035223 | DNA | ELEVATOR ROOM, OLD NORTH BASEMENT | NA | NA | NA | NA | 240-480 | .8 | Electric | 3 | NA | NA | \Classifications\Building System Class\D50-Electrical SYS\D5010 - Elec Service & Dist\Transformer - TRN | 1012595
19-AP1 | 19-AP1 Santa Monica Courthouse | 19-AP1-B2010-100-BLD01 | BUILDING | NA | NA | NA | OM00035267 | Permit #90-1708-01 | ENTIRE BUILDING | NA | NA | NA | NA | NA | NA | NA | NA | NA | NA | \Classifications\Building System Class\B20-General Building Exterior\B2010 - Exterior Walls\Building - BLD | 1012596
19-AP1 | 19-AP1 Santa Monica Courthouse | 19-AP1-B3010-100-RUF01 | ROOFING SYSTEM | DNA | NA | NA | OM00035256 | NA | ROOF | NA | NA | NA | NA | NA | NA | NA | NA | NA | NA | \Classifications\Building System Class\B30-Roofing\B3010 - Roof Types\Roof - RUF | 1012597
19-AP1 | 19-AP1 Santa Monica Courthouse | 19-AP1-G2050-200-LSC01 | LANDSCAPING | NA | NA | NA | OM00035268 | NA | GROUNDS | NA | NA | NA | NA | NA | NA | NA | NA | NA | NA | \Classifications\Building System Class\G20-Other Systems\G2050 - Landscaping\Landscaping - LSC | 1012598
19-AP1 | 19-AP1 Santa Monica Courthouse | 19-AP1-D3050-250-ACU02 | SPLIT SYSTEM A/C #2 | Mitsubishi Electric | 15E013 | PU24EK | OM00035233 |  | NORTHSIDE OUTSIDE OF CHILLER ROOM | NA | NA | R-22 | DNA | 208/230 | 11.5-5.4 | Electric | 1 | NA | NA | \Classifications\Building System Class\D30-HVAC Systems\D3050 - Package SYS\Air Conditioning,Split System - ACU | 1012600
19-AP1 | 19-AP1 Santa Monica Courthouse | 19-AP1-D3041-110-AHU01 | Air Handler Unit #1 (Supply Rm B6) | Trane | U58077 | 41 | OM00035244 |  | MECHANICAL ROOM | C-158 (2) | 20X25X8 (42) | NA | 30 | 230/460 | 69.0/35.0 | Electric | 3 | NA | NA | \Classifications\Building System Class\D30-HVAC Systems\D3040 - Distribution SYS\Air Handling Unit - AHU | 1012601
19-AP1 | 19-AP1 Santa Monica Courthouse | 19-AP1-D3041-110-AHU02 | AIR HANDLER UNIT #2 | McQuay Air Conditioning | DNA | WTHA18-18A1.19KW1SS | OM00035150 |  | UPPER ROOM ABOVE JURY ROOM AND COOLING TOWER | B-38 (2) | 24X25X2 (6) | NA | 10 | 230/460 | 26.6-13.3 | Electric | 3 | NA | NA | \Classifications\Building System Class\D30-HVAC Systems\D3040 - Distribution SYS\Air Handling Unit - AHU | 1012602
19-AP1 | 19-AP1 Santa Monica Courthouse | 19-AP1-D3041-110-AHU03 | Air Handler Unit #3 (Rm D1) (Supply) | Trane | U59393 | 41 | OM00035258 |  | AIR HANDLER ROOM SOUTH SIDE OF ROOF | B-140 (3) | 20X25X8 (30) | NA | DNA | DNA | DNA | Electric | DNA | NA | NA | \Classifications\Building System Class\D30-HVAC Systems\D3040 - Distribution SYS\Air Handling Unit - AHU | 1012603
19-AP1 | 19-AP1 Santa Monica Courthouse | 19-AP1-D2023-100-BFP04 | BACKFLOW PREVENTER #4 (2 INCH) | NEPTUNE | MKB-24531 | 575 | OM00035153 | OW0209916-FA0234841-BD0002372 | WEST SIDE IN FRONT OF BUILDING (LAPHD FORM REQUIRED) | NA | NA | NA | NA | NA | NA | NA | NA | NA | NA | \Classifications\Building System Class\D20-Plumbing\D2020 - Domestic Water\Backflow Preventer - BFP | 1012607
19-AP1 | 19-AP1 Santa Monica Courthouse | 19-AP1-D2023-100-BFP05 | BACKFLOW PREVENTER #5 (2 INCH) | NEPTUNE | MHB-21638 | 575 | OM00035152 | OW0209916-FA0234841-BD0002373 | FRONT OF BUILDING - IRRIGATION (LAPHD FORM REQUIRED) | NA | NA | NA | NA | NA | NA | NA | NA | NA | NA | \Classifications\Building System Class\D20-Plumbing\D2020 - Domestic Water\Backflow Preventer - BFP | 1012608
19-AP1 | 19-AP1 Santa Monica Courthouse | 19-AP1-D3021-130-BLR01 | BOILER, HOT WATER OIL/GAS #1 | Parker Boiler | 5398 | T1995L | OM00035205 | PERMIT #D24086, A/N 187233 ID010785 | BOILER ROOM | NA | NA | NA | 5 | 115 | 5 | Natural gas | 3 | 1,995,000 | 997,500 | \Classifications\Building System Class\D30-HVAC Systems\D3020 - Heat SYS\Boiler,Hot Water,Oil/Gas/Comb. - BLR | 1012610
19-AP1 | 19-AP1 Santa Monica Courthouse | 19-AP1-D3021-130-BLR02 | BOILER, HOT WATER OIL/GAS #2 | Parker Boiler | 03917 | T1995L | OM00035206 | PERMIT D24086 A/ 187233, ID 010785 | BOILER ROOM | NA | NA | NA | 5 | 115 | 5 | Natural gas | 3 | 1,995,000 | 997,500 | \Classifications\Building System Class\D30-HVAC Systems\D3020 - Heat SYS\Boiler,Hot Water,Oil/Gas/Comb. - BLR | 1012611
19-AP1 | 19-AP1 Santa Monica Courthouse | 19-AP1-D3030-110-CTW02 | COOLING TOWER #2 | Evapco | 006885 | SST1956 | OM00035283 | DNA | COOLING TOWER AREA SOUTHEAST ROOF | B128 (3) | NA | NA | 25 | 460 | 710-285 | Electric | 3 | NA | NA | \Classifications\Building System Class\D30-HVAC Systems\D3030 - Cooling SYS\Cooling Tower - CTW | 1012612
19-AP1 | 19-AP1 Santa Monica Courthouse | 19-AP1-B2033-120-DOR01 | DOOR, AUTOMATIC SLIDING GATE #1 | ELITE | U0130354356 | SL3000-ULI | OM00035275 | DNA | JUDGES PARKING NORTH END | NA | NA | NA | 1/2 | 120 | 5.7 | Electric | 1 | NA | NA | \Classifications\Building System Class\B20-General Building Exterior\B2030 - Exterior Doors\Door,Automatic-Sliding,Revolving - DOR | 1012613
19-AP1 | 19-AP1 Santa Monica Courthouse | 19-AP1-B2033-120-DOR02 | DOOR, AUTOMATIC SLIDING #2 | ELITE | U01310123633 | SL3000-ULI | OM00035276 | DNA | JUDGES PARKING SOUTH END | NA | NA | NA | 1/2 | 120 | 5.8 | Electric | 1 | NA | NA | \Classifications\Building System Class\B20-General Building Exterior\B2030 - Exterior Doors\Door,Automatic-Sliding,Revolving - DOR | 1012614
19-AP1 | 19-AP1 Santa Monica Courthouse | 19-AP1-D3042-220-EFN01 | EXHAUST FAN #1 (BELT DRIVEN) | Loren Cook Company | F799 | 150ONF | OM00035225 | DNA | CHILLER ROOM (NORTH) | 3L-330 (1) | NA | NA | 1.5-.67 | 460 | 2.2-1.4 | Electric | 3 | NA | NA | \Classifications\Building System Class\D30-HVAC Systems\D3040 - Distribution SYS\Supply/Exhaust/Return fans- FAN | 1012615
19-AP1 | 19-AP1 Santa Monica Courthouse | 19-AP1-D3042-220-EFN02 | EXHAUST FAN #2 (BELT DRIVEN) | Dayton Exhaust Fan | 919577 | 4WN65 | OM00035147 | DNA | NEXT TO COOLING TOWER WALL | A38 (1) | NA | NA | 1/2 | 115/.208-230 | 9.0-4.5 | Electric | 1 | NA | NA | \Classifications\Building System Class\D30-HVAC Systems\D3040 - Distribution SYS\Supply/Exhaust/Return fans- FAN | 1012616
19-AP1 | 19-AP1 Santa Monica Courthouse | 19-AP1-D3042-220-EFN03 | EXHAUST FAN #3 (BELT DRIVEN) | PVD | DNA | LC28 | OM00035160 | DNA | SOUTH END IN FRONT OF AIR HANDLER ROOM | 4L570 (1) | NA | NA | 3/4 | 208-230/460 | 7.0-3.6 | Electric | 3 | NA | NA | \Classifications\Building System Class\D30-HVAC Systems\D3040 - Distribution SYS\Supply/Exhaust/Return fans- FAN | 1012617
19-AP1 | 19-AP1 Santa Monica Courthouse | 19-AP1-D3042-220-EFN04 | EXHAUST FAN #4 (BELT DRIVEN) | Herman Nelson Fan Company | A7K110301 | DNA | OM00035209 | DNA | UPON WALKING DOWN STAIRS TO BASEMENT ABOVE HEAD | 4L-320 (2) | NA | NA | 1/2 | 115 | 7.8 | Electric | 1 | NA | NA | \Classifications\Building System Class\D30-HVAC Systems\D3040 - Distribution SYS\Supply/Exhaust/Return fans- FAN | 1012618
19-AP1 | 19-AP1 Santa Monica Courthouse | 19-AP1-D3042-220-EFN05 | EXHAUST FAN #5 (BELT DRIVEN) | DNA | DNA | DNA | OM00035154 | DNA | ABOVE JURY ROOM | 3L330 (1) | NA | NA | 1/2 | 115 | 3.3 | Electric | 1 | NA | NA | \Classifications\Building System Class\D30-HVAC Systems\D3040 - Distribution SYS\Supply/Exhaust/Return fans- FAN | 1012619
19-AP1 | 19-AP1 Santa Monica Courthouse | 19-AP1-D1010-100-ELE01 | ELEVATOR #1 (HYDRAULIC) | IMPERIAL | 287997 | EKB | OM00035221 | State ID# 039939 | NORTHSIDE ELEVATOR ROOM | NA | NA | NA | 40 | 240-480 | 88-44 | Hydraulic | 3 | NA | NA | \Classifications\Building System Class\D10-Conveyance Systems\D1010 - Elevator\Elevator,Hydraulic,Pass/Freight - ELE | 1012623
19-AP1 | 19-AP1 Santa Monica Courthouse | 19-AP1-D1010-100-ELE02 | ELEVATOR #2 (HYDRAULIC) | IMPERIAL | 287996 | EKB | OM00035222 | State ID# 039940 | ELEVATOR ROOM (NORTH) | NA | NA | NA | 40 | 240-480 | 88-44 | Hydraulic | 3 | NA | NA | \Classifications\Building System Class\D10-Conveyance Systems\D1010 - Elevator\Elevator,Hydraulic,Pass/Freight - ELE | 1012624
19-AP1 | 19-AP1 Santa Monica Courthouse | 19-AP1-D3031-100-PCH02 | PUMP, CHILLED WATER #2 | Paco Pump | 00D0532902 | DNA | OM00035238 | DNA | MECHANICAL ROOM, NORTH BASEMENT | NA | NA | NA | 5 | 230/460 | 14-7 | Electric | 3 | NA | NA | \Classifications\Building System Class\D30-HVAC Systems\D3030 - Cooling SYS\Chilled Water Pump - PCH | 1012625
19-AP1 | 19-AP1 Santa Monica Courthouse | 19-AP1-D3031-100-PCH03 | PUMP, CHILLED WATER #3 | Paco Pump | 00D0532903 | DNA | OM00035239 | DNA | MECHANICAL ROOM, NORTH BASEMENT | NA | NA | NA | 5 | 230/460 | 13.2/6.6 | Electric | 3 | NA | NA | \Classifications\Building System Class\D30-HVAC Systems\D3030 - Cooling SYS\Chilled Water Pump - PCH | 1012626
19-AP1 | 19-AP1 Santa Monica Courthouse | 19-AP1-D3031-100-PCH04 | Condenser Water Pump (Rm B6) | Paco Pump | 00D05352AA | DNA | OM00035240 | DNA | MECHANICAL ROOM, NORTH BASEMENT | NA | NA | NA | 7.5 | 230/460 | 13.6/9.3 | Electric | 3 | NA | NA | \Classifications\Building System Class\D30-HVAC Systems\D3030 - Cooling SYS\Chilled Water Pump - PCH | 1012627
19-AP1 | 19-AP1 Santa Monica Courthouse | 19-AP1-D3031-100-PCH05 | Condenser Water Pump (Basement) | Paco Pump | 00D05352AB | DNA | OM00035241 | DNA | NORTH BASEMENT | NA | NA | NA | 7.5 | 230/460 | 19.6/9.3 | Electric | 3 | NA | NA | \Classifications\Building System Class\D30-HVAC Systems\D3030 - Cooling SYS\Chilled Water Pump - PCH | 1012628
19-AP1 | 19-AP1 Santa Monica Courthouse | 19-AP1-D3044-125-PHW01 | PUMP, HOT WATER #1 | Bell & Gosset | 172753 | 6174T000 | OM00035134 | DNA | BOILER ROOM, NORTH BASEMENT | NA | NA | NA | 1.5 | 208-230/460 | 4.8-4.8/2.4 | Electric | 3 | NA | NA | \Classifications\Building System Class\D30-HVAC Systems\D3040 - Distribution SYS\Hot Water Pump - PHW | 1012629
19-AP1 | 19-AP1 Santa Monica Courthouse | 19-AP1-D3044-125-PHW03 | HOT WATER PUMP #2 | Bell & Gosset | 18533BLF | J31 | OM00035135 | DNA | BOILER ROOM | NA | NA | NA | 1 | 208-230/460 | 3.4-3.6/1.8 | Electric | 3 | NA | NA | \Classifications\Building System Class\D30-HVAC Systems\D3040 - Distribution SYS\Hot Water Pump - PHW | 1012630
19-AP1 | 19-AP1 Santa Monica Courthouse | 19-AP1-D3044-125-PHW02 | HOT WATER PUMP #3 | Bell & Gosset | CM540101D20 | 1510BF | OM00035136 | DNA | BOILER ROOM, NORTH BASEMENT | NA | NA | NA | 3 | 230/460 | 8.6/4.3 | Electric | 3 | NA | NA | \Classifications\Building System Class\D30-HVAC Systems\D3040 - Distribution SYS\Hot Water Pump - PHW | 1012631
19-AP1 | 19-AP1 Santa Monica Courthouse | 19-AP1-D3044-125-PHW04 | HOT WATER PUMP #4 | Bell & Gosset | CM540102D20 | 1510BF | OM00035248 | DNA | BOILER ROOM, NORTH BASEMENT | NA | NA | NA | 3 | 208-230/460 | 8.80-8.60/4.40 | Electric | 3 | NA | NA | \Classifications\Building System Class\D30-HVAC Systems\D3040 - Distribution SYS\Hot Water Pump - PHW | 1012632
19-AP1 | 19-AP1 Santa Monica Courthouse | 19-AP1-D2040-100-PSU01 | SUMP PUMP #1 | Aurora Pump | 6318081 | MSM (size 1.5) | OM00035234 | DNA | MECHANICAL ROOM, NORTH BASEMENT | NA | NA | NA | 3/4 | 115/230 | 10.8/5.4 | Electric | 3 | NA | NA | \Classifications\Building System Class\D20-Plumbing\D2040 - Rain Drain\Sump Pump - PSU | 1012633
19-AP1 | 19-AP1 Santa Monica Courthouse | 19-AP1-D2030-410-PMS01 | Sewage Ejector Pump #2 (Mech Rm Basement) | Paco Pump | SK95D04249 | ZVD56T17D53198P | OM00035235 | DNA | MECHANICAL ROOM, NORTH BASEMENT | NA | NA | NA | 2 | 208-230/460 | 6.2-6.2/3.1 | Electric | 3 | NA | NA | \Classifications\Building System Class\D20-Plumbing\D2030 - Sani Waste\Sewage Ejector Pump - PMS | 1012634
19-AP1 | 19-AP1 Santa Monica Courthouse | 19-AP1-D2030-410-PMS02 | Sewage Ejector Pump (Mech Rm Basement) | Tramco Pumps Co | 116017 | 1001-3 | OM00035236 | DNA | MECHANICAL ROOM, NORTH BASEMENT | NA | NA | NA | 1.5 | 230/460 | 6.2/3.1 | Electric | 3 | NA | NA | \Classifications\Building System Class\D20-Plumbing\D2030 - Sani Waste\Sewage Ejector Pump - PMS | 1012635
19-AP1 | 19-AP1 Santa Monica Courthouse | 19-AP1-D2090-230-WIP01 | PUMP, WATER TREATMENT | UNILOC | DNA | 30C | OM00035242 | DNA | MECHANICAL ROOM, NORTH BASEMENT | NA | NA | NA | DNA | 115 | 3 | Electric | 1 | NA | NA | \Classifications\Building System Class\D20-Plumbing\D2090 - Other Plumbing SYS\Water Treatment Inhibitor Pump - WIP | 1012637
19-AP1 | 19-AP1 Santa Monica Courthouse | 19-AP1-D5011-240-TRN02 | ELECTRICAL TRANSFORMER #2 | JEFFRIES | DNA | NP-MF8 | OM00035224 | DNA | ELEVATOR ROOM, NORTH BASEMENT | NA | NA | NA | NA | 240-480 | .8 | Electric | 3 | NA | NA | \Classifications\Building System Class\D50-Electrical SYS\D5010 - Elec Service & Dist\Transformer - TRN | 1012638
19-AP1 | 19-AP1 Santa Monica Courthouse | 19-AP1-D5011-240-TRN03 | ELECTRICAL TRANSFORMER #3 | JEFFRIES | 2097 | HWT | OM00035245 | DNA | ELECTRICAL ROOM, NORTH BASEMENT | NA | NA | NA | NA | 480 | 225 | Electric | 3 | NA | NA | \Classifications\Building System Class\D50-Electrical SYS\D5010 - Elec Service & Dist\Transformer - TRN | 1012639
19-AP1 | 19-AP1 Santa Monica Courthouse | 19-AP1-D5011-240-TRN04 | ELECTRICAL TRANSFORMER #4 | JEFFRIES | DNA | NP-7 | OM00035143 | DNA | ELEVATOR ROOM, NORTH BASEMENT | NA | NA | NA | NA | 240-480 | 300 | Electric | 3 | NA | NA | \Classifications\Building System Class\D50-Electrical SYS\D5010 - Elec Service & Dist\Transformer - TRN | 1012640
19-AP1 | 19-AP1 Santa Monica Courthouse | 19-AP1-D5011-240-TRN05 | ELECTRICAL TRANSFORMER #5 | JEFFRIES | 204-1 | AL-8 303-412-3H | OM00035144 | DNA | TELEPHONE ROOM, SOUTH BASEMENT | NA | NA | NA | NA | 480-208/120 | 300 | Electric | 3 | NA | NA | \Classifications\Building System Class\D50-Electrical SYS\D5010 - Elec Service & Dist\Transformer - TRN | 1012641
19-AP1 | 19-AP1 Santa Monica Courthouse | 19-AP1-D3041-110-AHU04 | Air Handler Unit #4 (Rm P2) (Supply) | Trane | U59392 | 41 | OM00040840 | NA | Core of building | B-126 (3 of them) | 20x25x8 Cube Filters (24 filters) | NA | 20 | 460 | 27 | Electric | 3 | NA | NA | \Classifications\Building System Class\D30-HVAC Systems\D3040 - Distribution SYS\Air Handling Unit - AHU | 1014652
19-AP1 | 19-AP1 Santa Monica Courthouse | 19-AP1-B2034-400-DOH01 | HOLDING CELL:DOOR, OVERHEAD #1 (ROLL-UP) | R & S | DNA | DNA | OM00036718 |  | HOLDING CELL: SOUTH SIDE WEST DOOR | NA | NA | NA | 1 | 208-230/460 | 3.8/1.9 | Electric | 3 | NA | NA | \Classifications\Building System Class\B20-General Building Exterior\B2030 - Exterior Doors\Door,Overhead-Shutter,Manual,Elec,Roll-up - DOH | 1015494
19-AP1 | 19-AP1 Santa Monica Courthouse | 19-AP1-B2034-400-DOH02 | HOLDING CELL:DOOR, OVERHEAD #2 (ROLL-UP) | LAWRENCE | 103462 | R.A.G | OM00036717 |  | HOLDING CELL: SOUTH SIDE EAST DOOR, SALLY PORT | NA | NA | NA | 1 | 208-230/460 | 3.8/1.9 | Electric | 3 | NA | NA | \Classifications\Building System Class\B20-General Building Exterior\B2030 - Exterior Doors\Door,Overhead-Shutter,Manual,Elec,Roll-up - DOH | 1015495
19-AP1 | 19-AP1 Santa Monica Courthouse | 19-AP1-D3042-220-EFN09 | HOLDING CELL:FAN, EXHAUST #9 (LOCK-UP CORE) | CENTRIMASTER | 1011207 | CENTRIFUGAL AIR FOIL | OM00036716 |  | HOLDING CELL: CORE LOCK-UP | NA | NA | NA | 2-Jan | 480 | 7 | Electric | 3 | NA | NA | \Classifications\Building System Class\D30-HVAC Systems\D3040 - Distribution SYS\Supply/Exhaust/Return fans- FAN | 1015496
19-AP1 | 19-AP1 Santa Monica Courthouse | 19-AP1-D2023-100-BFP07 | Backflow Preventor, Irrigation BFP07 | Febco | A203609 | 825-Y 2" | OM00035301 | OW0209916-FA0234841-BD0002371 | Front of Bldg Irrigation 2" (LAPHD FORM REQUIRED) | [10 empty] | \Classifications\Building System Class\D20-Plumbing\D2020 - Domestic Water\Backflow Preventer - BFP | 1015989
19-AP1 | 19-AP1 Santa Monica Courthouse | 19-AP1-D2023-100-BFP08 | Backflow Preventer, Cooling Tower | Wilkins | 3743595 | 975XL2 | OM00040835 | OW0209916-FA0234841-BD0042850 | Cooling Tower Card#2 (LAPHD FORM REQUIRED) | NA | NA | NA | NA | NA | NA | NA | NA | NA | NA | \Classifications\Building System Class\D20-Plumbing\D2020 - Domestic Water\Backflow Preventer - BFP | 1016025
19-AP1 | 19-AP1 Santa Monica Courthouse | 19-AP1-D3050-250-ACU04 | Air Conditioning Split System (Roof) | Carrier | 3313V02025 | 38MVC018-301 | OM00040836 |  | Roof Top | NA | NA | R-410A | NA | 208/230 | 20/11 | Electric | 1 | NA | NA | \Classifications\Building System Class\D30-HVAC Systems\D3050 - Package SYS\Air Conditioning,Split System - ACU | 1017956
19-AP1 | 19-AP1 Santa Monica Courthouse | 19-AP1-B2034-400-DOH03 | Overhead Manual Rollup Door (Traffic Payment Window) | Lawrence Overhead Doors | 117515 | DNA | OM00040843 |  | Traffic Payment Window | NA | NA | NA | NA | NA | NA | NA | NA | NA | NA | \Classifications\Building System Class\B20-General Building Exterior\B2030 - Exterior Doors\Door,Overhead-Shutter,Manual,Elec,Roll-up - DOH | 1017958
19-AP1 | 19-AP1 Santa Monica Courthouse | 19-AP1-D3042-220-EFN10 | Exhaust Fan (Boiler Rm) | Trane Centrifugal Fan | U58078 | 31 | OM00040833 |  | Basement Boiler Room | A60 (2) | NA | NA | 2 | 208-230/460 | 6.8/6.4-3.2 | Electric | 3 | NA | NA | \Classifications\Building System Class\D30-HVAC Systems\D3040 - Distribution SYS\Supply/Exhaust/Return fans- FAN | 1017959
19-AP1 | 19-AP1 Santa Monica Courthouse | 19-AP1-D3042-220-EFN11 | Exhaust Fan (Roof) | PVD | DNA | LC31 | OM00035300 |  | Roof | A71 (1) | NA | NA | 1 | 200-230/460 | 3.4-3.6/1.8 | Electric | 3 | NA | NA | \Classifications\Building System Class\D30-HVAC Systems\D3040 - Distribution SYS\Supply/Exhaust/Return fans- FAN | 1017960
19-AP1 | 19-AP1 Santa Monica Courthouse | 19-AP1-D3041-230-RFN01 | Return Fan (Basement Fan Rm) | Trane | U59394 | 41 | OM00040820 |  | Basement Fan Room | B120 (3) | NA | NA | 15 | 230/460 | 40/20 | Electric | 3 | NA | NA | \Classifications\Building System Class\D30-HVAC Systems\D3040 - Distribution SYS\Supply/Exhaust/Return fans- FAN | 1017965
19-AP1 | 19-AP1 Santa Monica Courthouse | 19-AP1-D3041-230-RFN02 | Return Fan (Rm P2) | Trane | U59395 | 41 | OM00040841 |  | Roof Room P2 | B118 (2) | NA | NA | 10 | 230/460 | 27/11 | Electric | 3 | NA | NA | \Classifications\Building System Class\D30-HVAC Systems\D3040 - Distribution SYS\Supply/Exhaust/Return fans- FAN | 1017966
19-AP1 | 19-AP1 Santa Monica Courthouse | 19-AP1-D3041-230-RFN03 | Return Fan (Roof AHU Rm) | Trane | U59398 | 41 | OM00040837 |  | Air Handler Room on Roof | B136 93) | NA | NA | 75 | 230/460 | 22/11 | Electric | 3 | NA | NA | \Classifications\Building System Class\D30-HVAC Systems\D3040 - Distribution SYS\Supply/Exhaust/Return fans- FAN | 1017967
19-AP1 | 19-AP1 Santa Monica Courthouse | 19-AP1-D5010-200-ESD05 | Electrical Switchboard (Rm B16) | Zinsco | 18845 | DNA | OM00040818 |  | Basement Electrical Room B16 | NA | NA | NA | NA | 120-220 | 400 | Electric | 1 | NA | NA | \Classifications\Building System Class\D50-Electrical SYS\D5010 - Elec Service & Dist\Electical Service and Distribution - ESD | 1017968
19-AP1 | 19-AP1 Santa Monica Courthouse | 19-AP1-D5010-200-ESD03 | Electrical Switchboard (Rm B16) | Zinsco | 161985 | DNA | OM00040819 |  | Basement Electrical Room B16 | NA | NA | NA | NA | 120-220 | 1200 | Electric | 3 | NA | NA | \Classifications\Building System Class\D50-Electrical SYS\D5010 - Elec Service & Dist\Electical Service and Distribution - ESD | 1017969
19-AP1 | 19-AP1 Santa Monica Courthouse | 19-AP1-D3090-220-CMD02 | Compressor Air Dryer (Rm B6) | Hankison | N80101150102149 | 8010-115 | OM00040834 |  | Basement Mech Room | NA | NA | R-134a | NA | 115 | 4.6 | Electric | 1 | NA | NA | \Classifications\Building System Class\D30-HVAC Systems\D3090 - Other HVAC Systems and Equipment\Compressed Air Dryer - CMD | 1017957
19-AP1 | 19-AP1 Santa Monica Courthouse | 19-AP1-D3042-220-EFN12 | Exhaust Fan (Roof AHU Room) | Trane | U59396 | 31 | OM00040839 |  | Air Handler Room on Roof | A46 (2) | NA | NA | 1/2 | 200-230/460 | 1.8-2.2/1.1 | Electric | 3 | NA | NA | \Classifications\Building System Class\D30-HVAC Systems\D3040 - Distribution SYS\Supply/Exhaust/Return fans- FAN | 1017961
19-AP1 | 19-AP1 Santa Monica Courthouse | 19-AP1-D4010-150-FMS01 | Fire System Standpipe (Pump Room) | Grinnel | DNA | DNA | OM00040844 |  | Basement Pump Room | NA | NA | NA | NA | NA | NA | NA | NA | NA | NA | \Classifications\Building System Class\D40-Fire Protection SYS\D4010 - Sprinkler SYS\Fire Systems, stand pipes - FMS | 1017962
19-AP1 | 19-AP1 Santa Monica Courthouse | 19-AP1-C1020-110-FRD01 | Fire Automatic Sliding Door (Front of Elevators) | Won Door | 8882261 | R6799 | OM00040456 |  | 3rd Floor in Front of Elevators | NA | NA | NA | NA | NA | NA | NA | NA | NA | NA | \Classifications\Building System Class\C10-General Building Interior\C1020 - Fire Doors\Fire Doors - FRD | 1017963
19-AP1 | 19-AP1 Santa Monica Courthouse | 19-AP1-D5010-110-MCC02 | Motor Control Center (AHU Room) | Zinsco | 181793 | DNA | OM00040838 |  | Air Handler Room on Roof | NA | NA | NA | NA | 480 | 300 | Electric | 3 | NA | NA | \Classifications\Building System Class\D50-Electrical SYS\D5010 - Elec Service & Dist\Chiller Room Electrical Panel - MCC | 1017964
19-AP1 | 19-AP1 Santa Monica Courthouse | 19-AP1-D2023-100-BFP09 | Backflow Preventor (BFP09) | Watts | 69959 | LF009M30T | OM00036860 | OW0209916-FA0234841-BD0013156 | Basement Machine Room (LAPHD FORM REQUIRED) | NA | NA | NA | NA | NA | NA | NA | NA | NA | NA | \Classifications\Building System Class\D20-Plumbing\D2020 - Domestic Water\Backflow Preventer - BFP | 1019531
19-AP1 | 19-AP1 Santa Monica Courthouse | 19-AP1-D3050-250-ACU05 | SPLIT SYSTEM A/C #1 (ACU05) | Mitsubishi Electric | 53UO2631B | PUZ-A36NHA6 | OM00040756 |  | OUTSIDE OF CHILLER ROOM (NORTH) | NA | NA | R-410A | NA | 208/230 | 17.5-12 | Electric | 1 | NA | NA | \Classifications\Building System Class\D30-HVAC Systems\D3050 - Package SYS\Air Conditioning,Split System - ACU | 1021663
19-AP1 | 19-AP1 Santa Monica Courthouse | 19-AP1-D2023-100-BFP11 | Backflow Preventor (BFP11) | Wilkins | HC-11851 | 90XLD, .75" | OM00046752 | Acct: 550905 Insp# 120828535 | Grounds, Front of Landscape | NA | NA | NA | NA | NA | NA | NA | NA | NA | NA | \Classifications\Building System Class\D20-Plumbing\D2020 - Domestic Water\Backflow Preventer - BFP | 1022762
19-AP1 | 19-AP1 Santa Monica Courthouse | 19-AP1-D2023-100-BFP12 | Backflow Preventor (BFP12) | Wilkins | PL0378 | 450DA, 6" | OM00046753 | Account# 550905 Insp# 12082534 | Grounds, Front of Landscape | NA | NA | NA | NA | NA | NA | NA | NA | NA | NA | \Classifications\Building System Class\D20-Plumbing\D2020 - Domestic Water\Backflow Preventer - BFP | 1022763
19-AP1 | 19-AP1 Santa Monica Courthouse | 19-AP1-D2023-100-BFP13 | Backflow Preventer (BFP13) (2") | Watts | 171627 | LF009M30T, .75" | OM00046486 | OW0209916-FA0234841-BD0008868 | Basement Machine Room (LAPHD FORM REQUIRED) | NA | NA | NA | NA | NA | NA | NA | NA | NA | NA | \Classifications\Building System Class\D20-Plumbing\D2020 - Domestic Water\Backflow Preventer - BFP | 1022928
19-AP3 | 19-AP3 Santa Monica Court Annex | 19-AP3-D3050-250-ACU01 | A/C SPLIT SYSTEM | LIEBERT | 0429N94502 | PFH027A-PL3 | OM00035259 |  | EAST SIDE OF ROOF | NA | NA | R-22 | 1/5 | 208/230 | 11.4 | Electric | 1 | NA | NA | \Classifications\Building System Class\D30-HVAC Systems\D3050 - Package SYS\Air Conditioning,Split System - ACU | 1012644
19-AP3 | 19-AP3 Santa Monica Court Annex | 19-AP3-D3042-220-EFN01 | EXHAUST FAN #1 (BELT DRIVEN) | Penn Ventilation Co | NA | DV06B | OM00035220 |  | WEST END | 3L210 (1) | NA | NA | 1/4 | 115/208-230 | 5.4/2.7 | Electric | 3 | NA | NA | \Classifications\Building System Class\D30-HVAC Systems\D3040 - Distribution SYS\Supply/Exhaust/Return fans- FAN | 1012647
19-AP3 | 19-AP3 Santa Monica Court Annex | 19-AP3-D3042-220-EFN02 | EXHAUST FAN #2 (BELT DRIVEN) | Penn Ventilation Co | NA | DX08B | OM00035260 |  | EAST END OF ROOF | 3L210 (1) | NA | NA | 1/4 | 115/208-230 | 5.4/2.7 | Electric | 3 | NA | NA | \Classifications\Building System Class\D30-HVAC Systems\D3040 - Distribution SYS\Supply/Exhaust/Return fans- FAN | 1012648
19-AP3 | 19-AP3 Santa Monica Court Annex | 19-AP3-D3042-220-EFN03 | EXHAUST FAN #3 (BELT DRIVEN) | Penn Ventilation Co | NA | LC12BC | OM00035261 |  | NORTH END OF ROOF | AP39 (1) | NA | NA | 1/4 | 208/230 | 5.4-2.7 | Electric | 3 | NA | NA | \Classifications\Building System Class\D30-HVAC Systems\D3040 - Distribution SYS\Supply/Exhaust/Return fans- FAN | 1012649
19-AP3 | 19-AP3 Santa Monica Court Annex | 19-AP3-D3042-220-EFN04 | EXHAUST FAN #4 (BELT DRIVEN) | Penn Ventilation Co | NA | DX08B | OM00035262 |  | SOUTHEND | 3L210 (1) | NA | NA | 1/4 | 115/208-2320 | 5.4-2.7 | Electric | 3 | NA | NA | \Classifications\Building System Class\D30-HVAC Systems\D3040 - Distribution SYS\Supply/Exhaust/Return fans- FAN | 1012650
19-AP3 | 19-AP3 Santa Monica Court Annex | 19-AP3-D3042-220-EFN05 | EXHAUST FAN #5 (BELT DRIVEN) | Penn Ventilation Co | NA | DX08B | OM00035265 |  | WEST END | 3L210 (1) | NA | NA | 1/4 | 115/208-230 | 5.4-2.7 | Electric | 3 | NA | NA | \Classifications\Building System Class\D30-HVAC Systems\D3040 - Distribution SYS\Supply/Exhaust/Return fans- FAN | 1012651
19-AP3 | 19-AP3 Santa Monica Court Annex | 19-AP3-D3042-220-EFN06 | EXHAUST FAN #6 (BELT DRIVEN) | Penn Ventilation Co | NA | DX06B | OM00035264 |  | EAST END | 3L210 (1) | NA | NA | 1/4 | 115/208-230 | 5.4-2.7 | Electric | 3 | NA | NA | \Classifications\Building System Class\D30-HVAC Systems\D3040 - Distribution SYS\Supply/Exhaust/Return fans- FAN | 1012652
19-AP3 | 19-AP3 Santa Monica Court Annex | 19-AP3-D3042-220-EFN07 | EXHAUST FAN #7 (BELT DRIVEN) | Penn Ventilation Co | NA | DX06B | OM00035263 |  | NORTH END | 3L210 (1) | NA | NA | 1/4 | 115/208-230 | 5.4-2.7 | Electric | 3 | NA | NA | \Classifications\Building System Class\D30-HVAC Systems\D3040 - Distribution SYS\Supply/Exhaust/Return fans- FAN | 1012653
19-AP3 | 19-AP3 Santa Monica Court Annex | 19-AP3-D3042-220-EFN08 | EXHAUST FAN #8 (BELT DRIVEN) | Penn Ventilation Co | NA | DX08B | OM00035266 |  | EAST END | 3L210 (1) | NA | NA | 1/4 | 115/208-230 | 5.4-2.7 | Electric | 3 | NA | NA | \Classifications\Building System Class\D30-HVAC Systems\D3040 - Distribution SYS\Supply/Exhaust/Return fans- FAN | 1012654
19-AP3 | 19-AP3 Santa Monica Court Annex | 19-AP3-D1010-100-ELE04 | ELEVATOR #4 (ANNEX PUBLIC, HYDRAULIC) | Thyssenkrupp | 062904143025 | 590AF3 | OM00035211 | State ID# 134810 | ELEVATOR ROOM | NA | NA | NA | 20 | 460 | 28.4 | Hydraulic | 3 | NA | NA | \Classifications\Building System Class\D10-Conveyance Systems\D1010 - Elevator\Elevator,Hydraulic,Pass/Freight - ELE | 1012655
19-AP3 | 19-AP3 Santa Monica Court Annex | 19-AP3-B2010-100-BLD01 | BUILDING | NA | NA | NA | OM00035293 | Permit #90-1708-01 | ENTIRE BUILDING | NA | NA | NA | NA | NA | NA | NA | NA | NA | NA | \Classifications\Building System Class\B20-General Building Exterior\B2010 - Exterior Walls\Building - BLD | 1012656
19-AP3 | 19-AP3 Santa Monica Court Annex | 19-AP3-B3010-100-RUF01 | ROOFING SYSTEM | NA | NA | NA | OM00035299 |  | ROOF | NA | NA | NA | NA | NA | NA | NA | NA | NA | NA | \Classifications\Building System Class\B30-Roofing\B3010 - Roof Types\Roof - RUF | 1012657
19-AP3 | 19-AP3 Santa Monica Court Annex | 19-AP3-D1010-100-ELE05 | ELEVATOR #5 (ANNEX JUDGES, HYDRAULIC) | Thyssenkrupp | 062904142658 | 590AF3 | OM00035212 | State ID# 134811 | SECURED HALL ELEVATOR ROOM | NA | NA | NA | 20 | 460 | 28.4 | Hydraulic | 3 | NA | NA | \Classifications\Building System Class\D10-Conveyance Systems\D1010 - Elevator\Elevator,Hydraulic,Pass/Freight - ELE | 1012658
19-AP3 | 19-AP3 Santa Monica Court Annex | 19-AP3-D5092-250-ELT25 | EXTERIOR LIGHTING (25) | NA | NA | NA | OM00035295 |  | EXTERIOR AROUND BUILDING | NA | NA | NA | NA | 220, 277 | DNA | Electric | DNA | NA | NA | \Classifications\Building System Class\D50-Electrical SYS\D5090 - Elec SYS\Exterior Lighting - ELT | 1012659
19-AP3 | 19-AP3 Santa Monica Court Annex | 19-AP3-D5092-250-EML37 | LIGHTING, EMERGENCY (22) & EXIT (15) | NA | NA | NA | OM00035296 |  | THROUGHOUT BUILDING | NA | NA | NA | NA | 115,220,277 | NA | Electric | NA | NA | NA | \Classifications\Building System Class\D50-Electrical SYS\D5090 - Elec SYS\Emergency And Exit Lighting - EML | 1012660
19-AP3 | 19-AP3 Santa Monica Court Annex | 19-AP3-D5037-710-FAP01 | FIRE ALARM PANEL | GAMEWELL | NA | IF610252 | OM00035270 |  | JUDGES PARKING AREA FIRE ROOM | NA | NA | NA | NA | 115 | DNA | Electric | DNA | NA | NA | \Classifications\Building System Class\D50-Electrical SYS\D5030 - Comm & Security\Fire Alarm Panel - FAP | 1012661
19-AP3 | 19-AP3 Santa Monica Court Annex | 19-AP3-D4031-100-FEX13 | FIRE EXTINGUISHERS (13) | NA | NA | NA | OM00035298 |  | THROUGHOUT BUILDING | NA | NA | NA | NA | NA | NA | NA | NA | NA | NA | \Classifications\Building System Class\D40-Fire Protection SYS\D4030 - FIRE SPEC\Fire Extinguisher - FEX | 1012662
19-AP3 | 19-AP3 Santa Monica Court Annex | 19-AP3-D3020-100-HET01 | TANK, POTABLE HOT WATER EXPANSION STORAGE | AMITROL | NA | NA | OM00035214 |  | JANITORIAL ROOM | NA | NA | NA | NA | NA | NA | NA | NA | NA | NA | \Classifications\Building System Class\D30-HVAC Systems\D3020 - Heat SYS\Heater Water Expansion Tank - HET | 1012663
19-AP3 | 19-AP3 Santa Monica Court Annex | 19-AP3-G2049-300-HSC01 | HARDSCAPE | NA | NA | NA | OM00035297 |  | GROUNDS | NA | NA | NA | NA | NA | NA | NA | NA | NA | NA | \Classifications\Building System Class\G20-Other Systems\G2040 - Site Development\Hardscape - HSC | 1012664
19-AP3 | 19-AP3 Santa Monica Court Annex | 19-AP3-D2023-310-HWP01 | PUMP, HOT WATER RECIRCULATING | GRUND FOS | NA | NA | OM00040458 |  | JANITORIAL ROOM | NA | NA | NA | 1/6 | 115 | 10 | Electric | 1 | NA | NA | \Classifications\Building System Class\D20-Plumbing\D2020 - Domestic Water\Domestic Hot Water Circulating Pump - HWP | 1012666
19-AP3 | 19-AP3 Santa Monica Court Annex | 19-AP3-G2050-200-LSC01 | LANDSCAPING | NA | NA | NA | OM00035294 | NA | GROUNDS | NA | NA | NA | NA | NA | NA | NA | NA | NA | NA | \Classifications\Building System Class\G20-Other Systems\G2050 - Landscaping\Landscaping - LSC | 1012667
19-AP3 | 19-AP3 Santa Monica Court Annex | 19-AP3-D3050-210-PKU03 | PACKAGE UNIT #3 | TRANE | 438101426L | YSC102A4RLAOC5L | OM00035219 |  | CENTER OF ROOF | A35 (1) | 24x24x2 (4) | R-22 | 3 | 208-230/460 | 9.4-9.2/4.6 | Natural gas and electric | 3 | NA | NA | \Classifications\Building System Class\D30-HVAC Systems\D3050 - Package SYS\Package Unit - PKU | 1012668
19-AP3 | 19-AP3 Santa Monica Court Annex | 19-AP3-D3050-210-PKU04 | PACKAGE UNIT #4 | TRANE | 438101378L | YSC102A4RLA1KC1A20010604 | OM00035218 |  | CENTER OF ROOF | A35 (1) | 24x24x2 (4) | R-22 | 3 | 208-230/460 | 9.4-9.2/4.6 | Natural gas and electric | 3 | NA | NA | \Classifications\Building System Class\D30-HVAC Systems\D3050 - Package SYS\Package Unit - PKU | 1012669
19-AP3 | 19-AP3 Santa Monica Court Annex | 19-AP3-D5010-200-ESD01 | ELECTRICAL SWITCH BOARD | SIEMENS | E549070 | SB | OM00035273 |  | JUDGES PARKING AREA, FIRE ROOM | NA | NA | NA | NA | 480/277 | 400 | Electric | 3 | NA | NA | \Classifications\Building System Class\D50-Electrical SYS\D5010 - Elec Service & Dist\Electical Service and Distribution - ESD | 1012670
19-AP3 | 19-AP3 Santa Monica Court Annex | 19-AP3-D5011-240-TRN01 | ELECTRICAL TRANSFORMER | SIEMENS | NA | 3F3075TPI | OM00035271 |  | JUDGES PARKING AREA, FIRE ROOM | NA | NA | NA | NA | 480 | 100 | Electric | 3 | NA | NA | \Classifications\Building System Class\D50-Electrical SYS\D5010 - Elec Service & Dist\Transformer - TRN | 1012671
19-AP3 | 19-AP3 Santa Monica Court Annex | 19-AP3-D5092-100-UPS01 | UNITERUPTIBLE POWER SYSTEM | SPECTRON | NA | LSN | OM00035272 |  | JUDGES PARKING AREA, FIRE ROOM | NA | NA | NA | NA | 277 | 10 | Electric and lead-sulfuric acid | DNA | NA | NA | \Classifications\Building System Class\D50-Electrical SYS\D5090 - Elec SYS\Uninterruptible Power System - UPS | 1012672
19-AP3 | 19-AP3 Santa Monica Court Annex | 19-AP3-D3050-210-PKU01 | PACKAGE UNIT #1 | TRANE | 438101568L | YSC102A4RLAOC5L | OM00035216 |  | CENTER OF ROOF | A34 (1) | 24x24x2 (4) | R-22 | 3/4 | 208-230/460 | 9.4-9.2/4.6 | Natural gas and electric | 3 | NA | NA | \Classifications\Building System Class\D30-HVAC Systems\D3050 - Package SYS\Package Unit - PKU | 1012673
19-AP3 | 19-AP3 Santa Monica Court Annex | 19-AP3-D3050-210-PKU02 | PACKAGE UNIT #2 | TRANE | 438101615L | YSC102A4RLA1KC1A200010604 | OM00035217 |  | CENTER OF ROOF | A35 (1) | 24x24x2 (4) | R-22 | 3 | 460/230 | 4.6/9.2 | Natural gas and electric | 3 | NA | NA | \Classifications\Building System Class\D30-HVAC Systems\D3050 - Package SYS\Package Unit - PKU | 1012674
19-AP3 | 19-AP3 Santa Monica Court Annex | 19-AP3-D2022-100-HWE01 | Domestic Hot Water Heater (Rm A121) | Rheen Ruud | DX0813RRA501217317 | ELD30-B | OM00040457 | NA | Floor 1 Janitorial Room | NA | NA | NA | NA | 480 | DNA | Electric | 3 | NA | NA | \Classifications\Building System Class\D20-Plumbing\D2020 - Domestic Water\Domestic Water Heater, Electric - HWE | 1017890
19-AP3 | 19-AP3 Santa Monica Court Annex | 19-AP3-D3068-100-BAS01 | Building Automation System (Rm A111) | Trane | 1227001 | Tracker 12 | OM00036911 |  | First Floor, Rm A111 | NA | NA | NA | NA | 120 | DNA | Electric | 1 | NA | NA | \Classifications\Building System Class\D30-HVAC Systems\D3060 - Control & Inst Air\Building Automation System - BAS | 1019065
19-AP3 | 19-AP3 Santa Monica Court Annex | 19-AP3-D2023-100-BFP02 | BACKFLOW PREVENTER #1 (2 INCH) (BFP02) | Watts | 065322 | LF009M2QT | OM00019948 |  | COURTYARD AREA NEXT TO ANNEX BUILDING UNDERSTAIRS | NA | NA | NA | NA | NA | NA | NA | NA | NA | NA | \Classifications\Building System Class\D20-Plumbing\D2020 - Domestic Water\Backflow Preventer - BFP | 1021793
19-AQ1 | 19-AQ1 Beverly Hills Courthouse | 19-AQ1-D3031-130-CLR02 | CHILLER #2, WATER COOLED | TRANE | U99C05973 | RTHB130FLF00LWPP00UNN3LF2LFV0QU0 | OM00035081 | DNA | CHILLER ROOM, "G" LEVEL | NA | NA | R-22 | NA | 460 | 125 | Electric | 3 | NA | NA | \Classifications\Building System Class\D30-HVAC Systems\D3030 - Cooling SYS\Chiller, Water Cooled - CLR | 1012675
19-AQ1 | 19-AQ1 Beverly Hills Courthouse | 19-AQ1-D3090-220-CMD01 | COMPRESSOR, AIR DRYER | SPEED AIRE | 1767903 | 5Z702A | OM00035085 | DNA | CHILLER ROOM | 5L840 (3) | NA | R-22 | 3 | 230/460 | 9.0/4.5 | Electric | 3 | NA | NA | \Classifications\Building System Class\D30-HVAC Systems\D3090 - Other HVAC Systems and Equipment\Compressed Air Dryer - CMD | 1012676
19-AQ1 | 19-AQ1 Beverly Hills Courthouse | 19-AQ1-D2020-130-WMR01 | METER, WATER METER READINGS | SENSUS | 43963798 | NA | OM00035108 |  | EAST WALL | NA | NA | NA | NA | NA | NA | NA | NA | NA | NA | \Classifications\Building System Class\D20-Plumbing\D2020 - Domestic Water\Water Meter Readings - WMR | 1012677
19-AQ1 | 19-AQ1 Beverly Hills Courthouse | 19-AQ1-D5036-200-CSY01 | CLOCK SYSTEM | ATS | 0614-09482 | MC4181 | OM00035090 | DNA | "G" LEVEL WEIGHT ROOM | NA | NA | NA | NA | 120 | 1 | Electric | DNA | NA | NA | \Classifications\Building System Class\D50-Electrical SYS\D5030 - Comm & Security\Clock Systems - CSY | 1012678
19-AQ1 | 19-AQ1 Beverly Hills Courthouse | 19-AQ1-D3030-110-CTW01 | COOLING TOWER #1 | EVAPCO | 998249W | A78-49B | OM00035105 | DNA | COOLING TOWER AREA | NA | NA | NA | 30 | 480 | DNA | Electric | 3 | NA | NA | \Classifications\Building System Class\D30-HVAC Systems\D3030 - Cooling SYS\Cooling Tower - CTW | 1012679
19-AQ1 | 19-AQ1 Beverly Hills Courthouse | 19-AQ1-D3030-110-CTW02 | COOLING TOWER #2 | EVAPCO | 998250W | AT8-49B | OM00035106 | DNA | COOLING TOWER AREA | NA | NA | NA | 30 | 480 | DNA | Electric | 3 | NA | NA | \Classifications\Building System Class\D30-HVAC Systems\D3030 - Cooling SYS\Cooling Tower - CTW | 1012680
19-AQ1 | 19-AQ1 Beverly Hills Courthouse | 19-AQ1-B2034-400-DOH03 | DOOR #3, OVERHEAD ROLL-UP (ELECTRIC) | Cookson Door | 866580100000057 | H75-11-B2/R | OM00035115 |  | WEST OF BUILDING (ALLEY) | NA | NA | NA | NA | 220 | DNA | Electric | 1 | NA | NA | \Classifications\Building System Class\B20-General Building Exterior\B2030 - Exterior Doors\Door,Overhead-Shutter,Manual,Elec,Roll-up - DOH | 1012681
19-AQ1 | 19-AQ1 Beverly Hills Courthouse | 19-AQ1-B2034-400-DOH04 | DOOR #4, OVERHEAD ROLL-UP ELECTRIC (JUDGES) | Cookson Door | 918160100000027 | H75-11-B2/R | OM00035116 |  | WEST OF BUILDING (ALLEY) | NA | NA | NA | NA | 220 | DNA | Electric | DNA | NA | NA | \Classifications\Building System Class\B20-General Building Exterior\B2030 - Exterior Doors\Door,Overhead-Shutter,Manual,Elec,Roll-up - DOH | 1012682
19-AQ1 | 19-AQ1 Beverly Hills Courthouse | 19-AQ1-B2034-400-DOH05 | DOOR #5, OVERHEAD ROLL-UP GATE (ELECTRIC) | Power Master | EAB480532 | H71 | OM00035117 |  | WEST OF BUILDING (ALLEY) | NA | NA | NA | NA | 220 | DNA | Electric | DNA | NA | NA | \Classifications\Building System Class\B20-General Building Exterior\B2030 - Exterior Doors\Door,Overhead-Shutter,Manual,Elec,Roll-up - DOH | 1012683
19-AQ1 | 19-AQ1 Beverly Hills Courthouse | 19-AQ1-B2034-400-DOH06 | Rollup Overhead Electric Door #6 (Main Entry Parking Structure) | Cookson Door | 10118-3 | NA | OM00035118 |  | JURY BASEMENT GARAGE | NA | NA | NA | NA | 220 | DNA | Electric | DNA | NA | NA | \Classifications\Building System Class\B20-General Building Exterior\B2030 - Exterior Doors\Door,Overhead-Shutter,Manual,Elec,Roll-up - DOH | 1012684
19-AQ1 | 19-AQ1 Beverly Hills Courthouse | 19-AQ1-D3042-220-EFN01 | EXHAUST FAN, BELT DRIVEN (PARKING GARAGE) | BALADOR | NA | C988 | OM00035121 |  | JURY PARKING 1B | B-99 (2) | NA | NA | 10 | 208/230 | 15.0/7.4 | Electric | 3 | NA | NA | \Classifications\Building System Class\D30-HVAC Systems\D3040 - Distribution SYS\Supply/Exhaust/Return fans- FAN | 1012686
19-AQ1 | 19-AQ1 Beverly Hills Courthouse | 19-AQ1-D5092-250-ELT01 | LIGHTING, EXTERIOR | NA | NA | NA | OM00035127 |  | EXTERIOR AROUND BUILDING | NA | NA | NA | NA | 277 | DNA | Electric | DNA | NA | NA | \Classifications\Building System Class\D50-Electrical SYS\D5090 - Elec SYS\Exterior Lighting - ELT | 1012687
19-AQ1 | 19-AQ1 Beverly Hills Courthouse | 19-AQ1-D4010-150-FMS01 | FIRE SYSTEMS, ALL STAND PIPES | POWHATAN | WP999 | NA | OM00035123 |  | WEST OF COURT ENTRANCE BEHIND FOLAGE | NA | NA | NA | NA | NA | NA | NA | NA | NA | NA | \Classifications\Building System Class\D40-Fire Protection SYS\D4010 - Sprinkler SYS\Fire Systems, stand pipes - FMS | 1012689
19-AQ1 | 19-AQ1 Beverly Hills Courthouse | 19-AQ1-G3063-100-AST01 | ABOVE GROUND FUEL STORAGE TANK (225 GAL) | NA | NA | NA | OM00035101 | DNA | GENERATOR ROOM | NA | NA | NA | NA | NA | NA | Diesel | NA | NA | NA | \Classifications\Building System Class\G30-Site Mechanical Utilities\G3060 - Fuel Distribution\Tank, Fuel Storage, Above Ground - AST | 1012690
19-AQ1 | 19-AQ1 Beverly Hills Courthouse | 19-AQ1-D5092-210-GEN01 | GENERATOR, EMERGENCY | ONAN | 0668042357 | 140DFD-4XR8/6875F | OM00035098 | Gen #G20862 | GENERATOR ROOM, "G" LEVEL | NA | NA | NA | 215 | 480 | 211 | Diesel | 3 | NA | NA | \Classifications\Building System Class\D50-Electrical SYS\D5090 - Elec SYS\Emergency Generator - GEN | 1012691
19-AQ1 | 19-AQ1 Beverly Hills Courthouse | 19-AQ1-D3020-100-HET01 | CHILLED WATER EXPANSION TANK #1 (NOT IN USE) | NA | NA | NA | OM00035067 |  | WEST WALL, "G" LEVEL | NA | NA | NA | NA | NA | NA | NA | NA | NA | NA | \Classifications\Building System Class\D30-HVAC Systems\D3020 - Heat SYS\Heater Water Expansion Tank - HET | 1012692
19-AQ1 | 19-AQ1 Beverly Hills Courthouse | 19-AQ1-D3020-100-HET02 | HOT WATER EXPANSION #2 | Apco Industries | NA | 5597 | OM00035069 | \ | BOILER ROOM ABOVE BOILER #2, "G" LEVEL | NA | NA | NA | NA | NA | NA | NA | NA | NA | NA | \Classifications\Building System Class\D30-HVAC Systems\D3020 - Heat SYS\Heater Water Expansion Tank - HET | 1012693
19-AQ1 | 19-AQ1 Beverly Hills Courthouse | 19-AQ1-D2023-310-HWP01 | PUMP, DOMESTIC HOT WATER CIRCULATING | BELLE & GOSSETT | 102210 | HVJ90 | OM00035065 | DNA | ON WALL NEAR DOMESTIC HOT WATER HEATER, "G" LEVEL | NA | NA | NA | 1/6 | 115 | 1.9 | Electric | 1 | NA | NA | \Classifications\Building System Class\D20-Plumbing\D2020 - Domestic Water\Domestic Hot Water Circulating Pump - HWP | 1012695
19-AQ1 | 19-AQ1 Beverly Hills Courthouse | 19-AQ1-D5010-200-ESD01 | MAIN ELECTRICAL PANEL | Zinsco | 295711 | 23026-1 | OM00035097 |  | GENERATOR ROOM, "G" LEVEL | NA | NA | NA | NA | 480 | 2000 | Electric | 3 | NA | NA | \Classifications\Building System Class\D50-Electrical SYS\D5010 - Elec Service & Dist\Electical Service and Distribution - ESD | 1012696
19-AQ1 | 19-AQ1 Beverly Hills Courthouse | 19-AQ1-D3031-100-PCH01 | CHILLED WATER PUMP #1 | Aurora Pump | 968855-3 | NA | OM00035086 |  | CHILLER ROOM "G" LEVEL | NA | NA | NA | 10 | 240/480 | 26/13 | Electric | 3 | NA | NA | \Classifications\Building System Class\D30-HVAC Systems\D3030 - Cooling SYS\Chilled Water Pump - PCH | 1012697
19-AQ1 | 19-AQ1 Beverly Hills Courthouse | 19-AQ1-D3031-100-PCH02 | CHILLED WATER PUMP #2 | Aurora Pump | 968855-2 | NA | OM00035087 |  | CHILLER ROOM "G" LEVEL | NA | NA | NA | 10 | 240/480 | 26/13 | Electric | 3 | NA | NA | \Classifications\Building System Class\D30-HVAC Systems\D3030 - Cooling SYS\Chilled Water Pump - PCH | 1012698
19-AQ1 | 19-AQ1 Beverly Hills Courthouse | 19-AQ1-B2010-100-BLD01 | BUILDING | NA | NA | NA | OM00035092 | NA | ENTIRE BUILDING | NA | NA | NA | NA | NA | NA | NA | NA | NA | NA | \Classifications\Building System Class\B20-General Building Exterior\B2010 - Exterior Walls\Building - BLD | 1012699
19-AQ1 | 19-AQ1 Beverly Hills Courthouse | 19-AQ1-B3010-100-RUF01 | ROOFING SYSTEM | NA | NA | NA | OM00035093 |  | ROOF | NA | NA | NA | NA | NA | NA | NA | NA | NA | NA | \Classifications\Building System Class\B30-Roofing\B3010 - Roof Types\Roof - RUF | 1012700
19-AQ1 | 19-AQ1 Beverly Hills Courthouse | 19-AQ1-G2050-200-LSC01 | LANDSCAPING | NA | NA | NA | OM00035103 | NA | GROUNDS | NA | NA | NA | NA | NA | NA | NA | NA | NA | NA | \Classifications\Building System Class\G20-Other Systems\G2050 - Landscaping\Landscaping - LSC | 1012701
19-AQ1 | 19-AQ1 Beverly Hills Courthouse | 19-AQ1-D4031-100-FEX47 | FIRE EXTINGUISHERS (47) | NA | NA | NA | OM00035125 |  | THROUGH OUT BUILDING | NA | NA | NA | NA | NA | NA | NA | NA | NA | NA | \Classifications\Building System Class\D40-Fire Protection SYS\D4030 - FIRE SPEC\Fire Extinguisher - FEX | 1012702
19-AQ1 | 19-AQ1 Beverly Hills Courthouse | 19-AQ1-D4094-450-SFM01 | Fire Systems, Extinguishing (4 "Halons") | FPS International | L-824115 | 20-61 | OM00036815 | DNA | THRU CHAPEL ROOM INSIDE SERVER ROOM | NA | NA | NA | NA | NA | NA | NA | NA | NA | NA | \Classifications\Building System Class\D40-Fire Protection SYS\D4090 - Other Fire Protection Systems\Fire Suppression, Gaseous - SFM | 1012703
19-AQ1 | 19-AQ1 Beverly Hills Courthouse | 19-AQ1-D1010-100-ELE01 | ELECTRIC PASSENGER ELEVATOR #1 (PUBLIC) | MONTGOMERY | C22006 | 208E | OM00035076 | State ID# 049942 | ELEVATOR ROOM BESIDE COOLING TOWER | NA | NA | NA | 40 | 240 | 137 | Electric | 3 | NA | NA | \Classifications\Building System Class\D10-Conveyance Systems\D1010 - Elevator\Elevator,Electric,Pass/Freight - ELE | 1012704
19-AQ1 | 19-AQ1 Beverly Hills Courthouse | 19-AQ1-D1010-100-ELE02 | ELECTRIC PASSENGER ELEVATOR #2 (PUBLIC) | MONTGOMERY | C22007 | 208E | OM00035077 | State ID# 049943 | ELEVATOR ROOM BESIDE COOLING TOWERS | NA | NA | NA | 40 | 240 | 137 | Electric | 3 | NA | NA | \Classifications\Building System Class\D10-Conveyance Systems\D1010 - Elevator\Elevator,Electric,Pass/Freight - ELE | 1012705
19-AQ1 | 19-AQ1 Beverly Hills Courthouse | 19-AQ1-D1010-100-ELE03 | ELECTRIC PASSENGER ELEVATOR #3 (CUSTODY) | MONTGOMERY | C22008 | 208E | OM00035078 | State ID# 049987 | ELEVATOR ROOM NEXT TO COOLING TOWERS | NA | NA | NA | 40 | 240 | 137 | Electric | 3 | NA | NA | \Classifications\Building System Class\D10-Conveyance Systems\D1010 - Elevator\Elevator,Electric,Pass/Freight - ELE | 1012706
19-AQ1 | 19-AQ1 Beverly Hills Courthouse | 19-AQ1-D1010-100-ELE04 | ELECTRIC PASSENGER ELEVATOR #4 (JUDGES) | MONTGOMERY | C22009 | 208E | OM00035079 | State ID# 049986 | ELEVATOR ROOM NEXT TO COOLING TOWERS | NA | NA | NA | 30 | 240 | 103 | Electric | 3 | NA | NA | \Classifications\Building System Class\D10-Conveyance Systems\D1010 - Elevator\Elevator,Electric,Pass/Freight - ELE | 1012707
19-AQ1 | 19-AQ1 Beverly Hills Courthouse | 19-AQ1-D5092-250-EML77 | LIGHTING, EMERGENCY (32) & EXIT (45) | NA | NA | NA | OM00035126 |  | THROUGHOUT BUILDING | NA | NA | NA | NA | 115, 120, 277 | NA | Electric | NA | NA | NA | \Classifications\Building System Class\D50-Electrical SYS\D5090 - Elec SYS\Emergency And Exit Lighting - EML | 1012708
19-AQ1 | 19-AQ1 Beverly Hills Courthouse | 19-AQ1-D3041-110-AHU01 | AIR HANDLER UNIT #1 | Bohn | HMZ-20DD | KMZ-2011 | OM00035104 |  | AIR HANDLER ROOM | B-99 (2) | 24X24X12 (16) | NA | 10 | 230/460 | 28/14 | Electric | 3 | NA | NA | \Classifications\Building System Class\D30-HVAC Systems\D3040 - Distribution SYS\Air Handling Unit - AHU | 1012709
19-AQ1 | 19-AQ1 Beverly Hills Courthouse | 19-AQ1-D3041-110-AHU02 | AIR HANDLER UNIT #2 | Bohn | 638753 | DD28LAF | OM00035124 |  | MECHANICAL ROOM SECURE ALL | B-69 (3) | 24X24X12 (20) | NA | 15 | 460 | 19.4 | Electric | 3 | NA | NA | \Classifications\Building System Class\D30-HVAC Systems\D3040 - Distribution SYS\Air Handling Unit - AHU | 1012710
19-AQ1 | 19-AQ1 Beverly Hills Courthouse | 19-AQ1-D5010-234-ATS01 | ELECTRICAL, AUTOMATIC TRANSFER SWITCH | Zinsco | NA | 23026-1 | OM00035096 |  | Elevator Machine Room | NA | NA | NA | NA | 400 | 200 | Electric | 3 | NA | NA | \Classifications\Building System Class\D50-Electrical SYS\D5010 - Elec Service & Dist\Automatic Transfer Switch - ATS | 1012711
19-AQ1 | 19-AQ1 Beverly Hills Courthouse | 19-AQ1-D2023-100-BFP02 | BACKFLOW PREVENTER, Boiler Card #2 | HERSHEY-SPARKLING | 954 | 6C | OM00035070 | OW0209916-FA0234845 | BOILER ROOM SOUTH WALL NEAR BOILER 2, "G" LEVEL -Boiler Card#1 (LAPHD FORM REQUIRED) | NA | NA | NA | NA | NA | NA | NA | NA | NA | NA | \Classifications\Building System Class\D20-Plumbing\D2020 - Domestic Water\Backflow Preventer - BFP | 1012714
19-AQ1 | 19-AQ1 Beverly Hills Courthouse | 19-AQ1-D3021-130-BLR01 | BOILER #1, HOT WATER (GAS) | Rite Engineering | 29880 | 135WGE | OM00035073 | DNA | BOILER ROOM, "G" LEVEL | NA | NA | NA | 1 | 115 | 12.0 | Natural gas | NA | 1,350,000 | 1,100,000 | \Classifications\Building System Class\D30-HVAC Systems\D3020 - Heat SYS\Boiler,Hot Water,Oil/Gas/Comb. - BLR | 1012717
19-AQ1 | 19-AQ1 Beverly Hills Courthouse | 19-AQ1-D3021-130-BLR02 | BOILER #2, HOT WATER (GAS) | Rite Engineering | 29881 | 135WGE | OM00035072 | DNA | BOILER ROOM, "G" LEVEL | NA | NA | NA | 1 | 115 | 12.0 | Natural gas | NA | 1,350,000 | 1,100,000 | \Classifications\Building System Class\D30-HVAC Systems\D3020 - Heat SYS\Boiler,Hot Water,Oil/Gas/Comb. - BLR | 1012718
19-AQ1 | 19-AQ1 Beverly Hills Courthouse | 19-AQ1-D3031-130-CLR01 | CHILLER #1, WATER COOLED | TRANE | U99CO5972 | RTHB130FLF00LWPP00UNN3LF2LFV0QU0 | OM00035080 |  | CHILLER ROOM, GROUND LEVEL | NA | NA | R-22 | NA | 460 | 125 | Electric | 3 | NA | NA | \Classifications\Building System Class\D30-HVAC Systems\D3030 - Cooling SYS\Chiller, Water Cooled - CLR | 1012720
19-AQ1 | 19-AQ1 Beverly Hills Courthouse | 19-AQ1-G3060-320-DFP01 | PUMP, DIESEL FUEL TRANSFER | Oberdorfer Pump | 0-6483 | 5K601 | OM00035099 | NA | GENERATOR ROOM, "G" LEVEL | NA | NA | NA | 1/3 | 115 | 60 | Electric | 1 | NA | NA | \Classifications\Building System Class\G30-Site Mechanical Utilities\G3060 - Fuel Distribution\Pump, Fuel, Diesel Fuel Transfer Pump - DFP | 1012721
19-AQ1 | 19-AQ1 Beverly Hills Courthouse | 19-AQ1-B2034-400-DOH01 | DOOR #1, OVERHEAD ROLL-UP GATE (ELECTRIC) | Teledoor | NA | NA | OM00035112 |  | SALLY PORT AREA | NA | NA | NA | NA | 220 | DNA | Electric | 3 | NA | NA | \Classifications\Building System Class\B20-General Building Exterior\B2030 - Exterior Doors\Door,Overhead-Shutter,Manual,Elec,Roll-up - DOH | 1012722
19-AQ1 | 19-AQ1 Beverly Hills Courthouse | 19-AQ1-B2034-400-DOH02 | DOOR #2, OVERHEAD ROLL-UP GATE (ELECTRIC) | Teledoor | NA | NA | OM00035113 |  | SALLY PORT | NA | NA | NA | NA | 220 | DNA | Electric | 3 | NA | NA | \Classifications\Building System Class\B20-General Building Exterior\B2030 - Exterior Doors\Door,Overhead-Shutter,Manual,Elec,Roll-up - DOH | 1012723
19-AQ1 | 19-AQ1 Beverly Hills Courthouse | 19-AQ1-D3031-100-PCH03 | CONDENSER WATER PUMP #3 | Aurora Pump | 968-855-4 | NA | OM00035088 |  | CHILLER ROOM "G" LEVEL | NA | NA | NA | 10 | 240/460 | 26/13 | Electric | 3 | NA | NA | \Classifications\Building System Class\D30-HVAC Systems\D3030 - Cooling SYS\Chilled Water Pump - PCH | 1012724
19-AQ1 | 19-AQ1 Beverly Hills Courthouse | 19-AQ1-D3031-100-PCH04 | CONDENSER WATER PUMP #4 | Aurora Pump | 968-855-1 | NA | OM00035089 |  | CHILLER ROOM "G" LEVEL | NA | NA | NA | 10 | 240-460 | 26/13 | Electric | 3 | NA | NA | \Classifications\Building System Class\D30-HVAC Systems\D3030 - Cooling SYS\Chilled Water Pump - PCH | 1012725
19-AQ1 | 19-AQ1 Beverly Hills Courthouse | 19-AQ1-D3044-125-PHW05 | HOT WATER PUMP #5 | Aurora Pump | 968851-1 | CBPA-BF | OM00035075 | DNA | GROUND LEVEL BOILER ROOM | NA | NA | NA | 3 | 240/480 | 9.4/4.7 | Electric | 3 | NA | NA | \Classifications\Building System Class\D30-HVAC Systems\D3040 - Distribution SYS\Hot Water Pump - PHW | 1012726
19-AQ1 | 19-AQ1 Beverly Hills Courthouse | 19-AQ1-D3044-125-PHW06 | HOT WATER PUMP #6 | Aurora Pump | 2-6005 | CBEA | OM00035074 | DNA | BOILER ROOM BEHIND BOILER #1 GROUND LEVEL | NA | NA | NA | 3 | 240/480 | 9.4/4.7 | Electric | 3 | NA | NA | \Classifications\Building System Class\D30-HVAC Systems\D3040 - Distribution SYS\Hot Water Pump - PHW | 1012727
19-AQ1 | 19-AQ1 Beverly Hills Courthouse | 19-AQ1-D3040-120-FCU01 | Fan Coil Unit FCU01 | MAGIC AIRE | W991014341 | 90-BVW-BVX-A (BLOWER) | OM00035084 | DNA | CHILLER ROOM | NA | 16X25X2 | DNA | DNA | 480 | DNA | Electric | 3 | NA | NA | \Classifications\Building System Class\D30-HVAC Systems\D3040 - Distribution SYS\Fan Coil Unit - FCU | 1012728
19-AQ1 | 19-AQ1 Beverly Hills Courthouse | 19-AQ1-D3050-310-HPU01 | Heat Pump Unit, Split - CDR Unit in sally port located above entrance door | American Standard | 21938386V | TWG030A140B1 | OM00035110 | DNA | INSIDE CHAPEL ROOM | NA | 16X20X1 (2) | R-22 | 1/4 | 208/230 | 2 | Electric | 1 | NA | NA | \Classifications\Building System Class\D30-HVAC Systems\D3050 - Package SYS\Heat Pump,Air Cooled - HPU | 1012729
19-AQ1 | 19-AQ1 Beverly Hills Courthouse | 19-AQ1-D2040-100-PSU01 | SUMP PUMP #1 | Weil Pumps | 1817148 | F913 | OM00035119 | DNA | PUBLIC PARKING STRUCTURE | NA | NA | NA | 1/5 | 480 | 2.7 | Electric | 3 | NA | NA | \Classifications\Building System Class\D20-Plumbing\D2040 - Rain Drain\Sump Pump - PSU | 1012730
19-AQ1 | 19-AQ1 Beverly Hills Courthouse | 19-AQ1-D2040-100-PSU02 | SUMP PUMP #2 | Weil Pumps | 181748 | F913 | OM00035120 | DNA | PUBLIC PARKING STRUCTURE | NA | NA | NA | 1.5 | 480 | 2.7 | Electric | 3 | NA | NA | \Classifications\Building System Class\D20-Plumbing\D2040 - Rain Drain\Sump Pump - PSU | 1012731
19-AQ1 | 19-AQ1 Beverly Hills Courthouse | 19-AQ1-D2040-100-PSU03 | SUMP PUMP #3 | Weil Pumps | 183738 | F913 | OM00035122 | DNA | PUBLIC PARKING STRUCTURE | NA | NA | NA | 1.5 | 480 | 2.7 | Electric | 3 | NA | NA | \Classifications\Building System Class\D20-Plumbing\D2040 - Rain Drain\Sump Pump - PSU | 1012732
19-AQ1 | 19-AQ1 Beverly Hills Courthouse | 19-AQ1-D3060-100-RDS01 | Leak Detection System, Refrigerant Leak Detection | Honeywell | 5340RFS52130008 | 301EM | OM00035062 | NA | MECHANICAL ROOM, "G" LEVEL | NA | NA | NA | NA | 115 | DNA | Electric | NA | NA | NA | \Classifications\Building System Class\D30-HVAC Systems\D3060 - Control & Inst Air\Refrigerant Leak Detection System - RDS | 1012733
19-AQ1 | 19-AQ1 Beverly Hills Courthouse | 19-AQ1-D2017-100-SHW01 | SHOWER, EYE WASHES & EMERGENCY SHOWERS | HAWS | NA | NA | OM00035063 |  | IN FRONT OF BOILERS | NA | NA | NA | NA | NA | NA | NA | NA | NA | NA | \Classifications\Building System Class\D20-Plumbing\D2010 - Plumb Fix\Showers - SHW | 1012734
19-AQ1 | 19-AQ1 Beverly Hills Courthouse | 19-AQ1-D5011-240-TRN01 | ELECTRICAL TRANSFORMER #1 | Zinsco | 22400 | NA | OM00035094 |  | GENERATOR ROOM | NA | NA | NA | NA | 480 | 300 | Electric | 3 | NA | NA | \Classifications\Building System Class\D50-Electrical SYS\D5010 - Elec Service & Dist\Transformer - TRN | 1012735
19-AQ1 | 19-AQ1 Beverly Hills Courthouse | 19-AQ1-D5011-240-TRN02 | ELECTRICAL TRANSFORMER #2 | Zinsco | NA | NA | OM00035095 |  | GENERATOR ROOM | NA | NA | NA | NA | 480 | 30 | Electric | 3 | NA | NA | \Classifications\Building System Class\D50-Electrical SYS\D5010 - Elec Service & Dist\Transformer - TRN | 1012736
19-AQ1 | 19-AQ1 Beverly Hills Courthouse | 19-AQ1-D2090-230-WIP01 | PUMP, WATER TREATMENT | Uniloc | 117Z0715 | 30C | OM00035064 | DNA | NEXT TO EYE WASH STATION | NA | NA | NA | DNA | 100-240 | DNA | Electric | 1 | NA | NA | \Classifications\Building System Class\D20-Plumbing\D2090 - Other Plumbing SYS\Water Treatment Inhibitor Pump - WIP | 1012737
19-AQ1 | 19-AQ1 Beverly Hills Courthouse | 19-AQ1-D2020-130-WMR02 | WATER METER READING #1 (3/4 INCH) | SENSUS | 48800389 | NA | OM00035071 |  | BESIDE BOILERS IN BOILER ROOM | NA | NA | NA | NA | NA | NA | NA | NA | NA | NA | \Classifications\Building System Class\D20-Plumbing\D2020 - Domestic Water\Water Meter Readings - WMR | 1012738
19-AQ1 | 19-AQ1 Beverly Hills Courthouse | 19-AQ1-D2020-130-WMR03 | METER, WATER METER READING #2 | SENSUS | DNA | 46384427 | OM00035083 | DNA | CHILLER ROOM | NA | NA | NA | NA | NA | NA | NA | NA | NA | NA | \Classifications\Building System Class\D20-Plumbing\D2020 - Domestic Water\Water Meter Readings - WMR | 1012739
19-AQ1 | 19-AQ1 Beverly Hills Courthouse | 19-AQ1-D1091-100-DMW01 | Dumbwaiter | D. A. Matot Inc | 7924 | 11C | OM00036814 | State ID# 049494 | Clerk's Office | NA | NA | NA | 2 | 400 | 2.6 | Electric | 3 | NA | NA | \Classifications\Building System Class\D10-Conveyance Systems\D1090 - Other Conveyance Systems\Dumbwaiter - DMW | 1014740
19-AQ1 | 19-AQ1 Beverly Hills Courthouse | 19-AQ1-D3041-110-AHU03 | Built Up Air Handler with Double Duct System | Acoustic Foil | 49 | D-9045 | OM00036813 |  | Mechanical Room - Ground Floor | B-158 | 24X24X14 | NA | 20 | 230/460 | 27/54 | Electric | 3 | NA | NA | \Classifications\Building System Class\D30-HVAC Systems\D3040 - Distribution SYS\Air Handling Unit - AHU | 1014741
19-AQ1 | 19-AQ1 Beverly Hills Courthouse | 19-AQ1-D3041-210-SFN01 | Fresh Air Supply Fan | Acousta Foil | DNA | D-9045 | OM00036812 |  | Mechanical Room - Ground Floor | B-105 | NA | NA | NA | 230/460 | 27/54 | Electric | 3 | NA | NA | \Classifications\Building System Class\D30-HVAC Systems\D3040 - Distribution SYS\Supply/Exhaust/Return fans- FAN | 1014742
19-AQ1 | 19-AQ1 Beverly Hills Courthouse | 19-AQ1-D3041-210-SFN02 | FAN, SUPPLY #2 (BELT DRIVEN, FRESH AIR) | PORTER PEERLESS | M-1143 | 15E | OM00036698 |  | ELEVATOR MACHINE ROOM | 4L 420 | NA | NA | 4-Mar | 240 | 13.3/6.6 | Electric | 1 | NA | NA | \Classifications\Building System Class\D30-HVAC Systems\D3040 - Distribution SYS\Supply/Exhaust/Return fans- FAN | 1015603
19-AQ1 | 19-AQ1 Beverly Hills Courthouse | 19-AQ1-C1020-110-FRD01 | FIRE DOOR #1, WON | Won Door Fire Guard | 310348 | 7303 | OM00036702 |  | 4TH FLOOR ELEVATOR LOBBY | NA | NA | NA | NA | NA | NA | NA | NA | NA | NA | \Classifications\Building System Class\C10-General Building Interior\C1020 - Fire Doors\Fire Doors - FRD | 1015716
19-AQ1 | 19-AQ1 Beverly Hills Courthouse | 19-AQ1-C1020-110-FRD02 | FIRE DOOR #2, WON | Won Door Fire Guard | 810349 | 7302 | OM00036703 |  | 4TH FLOOR ELEVATOR LOBBY | NA | NA | NA | NA | NA | NA | NA | NA | NA | NA | \Classifications\Building System Class\C10-General Building Interior\C1020 - Fire Doors\Fire Doors - FRD | 1015717
19-AQ1 | 19-AQ1 Beverly Hills Courthouse | 19-AQ1-D2040-100-PSU04 | PUMP, SUMP #4 (3-1) | GOULDS PUMPS | NA | A642510SPL | OM00036704 |  | BASEMENT 3A PARKING | NA | NA | NA | DNA | 480 | 2.5/10 | Electric | 3 | NA | NA | \Classifications\Building System Class\D20-Plumbing\D2040 - Rain Drain\Sump Pump - PSU | 1015718
19-AQ1 | 19-AQ1 Beverly Hills Courthouse | 19-AQ1-D2040-100-PSU05 | PUMP, SUMP #5 (3-3) | Weil Pumps | 181749 | 8734F | OM00036705 |  | BASEMENT 3B PARKING | NA | NA | NA | NA | 480 | 4.6 | Electric | 3 | NA | NA | \Classifications\Building System Class\D20-Plumbing\D2040 - Rain Drain\Sump Pump - PSU | 1015719
19-AQ1 | 19-AQ1 Beverly Hills Courthouse | 19-AQ1-D3042-220-EFN02 | FAN, EXHAUST #2 (1-1) | Acoustic Foil | DNA | D-9045 | OM00036706 |  | BASEMENT FAN ROOM 1A | NA | NA | NA | 15 | 480 | 18.1 | Electric | 3 | NA | NA | \Classifications\Building System Class\D30-HVAC Systems\D3040 - Distribution SYS\Supply/Exhaust/Return fans- FAN | 1015720
19-AQ1 | 19-AQ1 Beverly Hills Courthouse | 19-AQ1-D2023-100-BFP05 | Backflow Preventer, BFP05 | Wilkins | 192574 | 720A 2" | OM00041082 | OW0209916-FA0234845-BD0021784 | Rear of Bldg, W End Card 3 (LAPHD FORM REQUIRED) | NA | NA | NA | NA | NA | NA | NA | NA | NA | NA | \Classifications\Building System Class\D20-Plumbing\D2020 - Domestic Water\Backflow Preventer - BFP | 1015912
19-AQ1 | 19-AQ1 Beverly Hills Courthouse | 19-AQ1-D5037-710-FAP02 | FIRE ALARM PANEL | HONEYWELL | US:1W6AL03B905OUD | MS-9050UD | OM00036309 | NA | GROUND FLOOR WEIGHT ROOM | NA | NA | NA | NA | 110 | NA | Electric | 1 | NA | NA | \Classifications\Building System Class\D50-Electrical SYS\D5030 - Comm & Security\Fire Alarm Panel - FAP | 1016486
19-AQ1 | 19-AQ1 Beverly Hills Courthouse | 19-AQ1-D3090-220-CMD02 | Compressor Air Dryer (Room M100) | Hankinson | 0202-10 | 8010-11 | OM00040497 | NA | Basement Room M100 | NA | NA | NA | 1/6 | 110 | 1.5 | ELECTRIC | 1 | NA | NA | \Classifications\Building System Class\D30-HVAC Systems\D3090 - Other HVAC Systems and Equipment\Compressed Air Dryer - CMD | 1017466
19-AQ1 | 19-AQ1 Beverly Hills Courthouse | 19-AQ1-D3042-220-EFN03 | Exhaust Fan #1 (Parking Garage) (Belt Driven) | Acoustic Foil | NA | D-9045 | OM00036816 |  | 1st Level Parking Garage | NA | NA | NA | 25 | 240/480 | 38.2/29.1 | ELECTRIC | 1 | NA | NA | \Classifications\Building System Class\D30-HVAC Systems\D3040 - Distribution SYS\Supply/Exhaust/Return fans- FAN | 1017467
19-AQ1 | 19-AQ1 Beverly Hills Courthouse | 19-AQ1-D3042-220-EFN04 | Exhaust Fan (Room 1C) (Belt Driven) | Carnes | 502801-021 | VIEK15NL20SG | OM00040505 | NA | Basement Room 1C | 4L480 (1) | NA | NA | 1 | 480 | 1.9 | ELECTRIC | 3 | NA | NA | \Classifications\Building System Class\D30-HVAC Systems\D3040 - Distribution SYS\Supply/Exhaust/Return fans- FAN | 1017468
19-AQ1 | 19-AQ1 Beverly Hills Courthouse | 19-AQ1-D3042-220-EFN05 | Exhaust Fan (Main Roof Eastside) (Belt Driven) | Ammerman | 76251 | LBRC-10H | OM00040503 | NA | Eastside of Main Roof | 4L230 (1) | NA | NA | 1/6 | 110/240 | 5.2/2.6 | ELECTRIC | 3 | NA | NA | \Classifications\Building System Class\D30-HVAC Systems\D3040 - Distribution SYS\Supply/Exhaust/Return fans- FAN | 1017469
19-AQ1 | 19-AQ1 Beverly Hills Courthouse | 19-AQ1-D3042-220-EFN06 | Exhaust Fan (Main Roof Westside) (Belt Driven) | Ammerman | 76250 | LBRC-10H | OM00040501 | NA | Westside of Main Roof | 4L230H (1) | NA | NA | 1/6 | 110 | 3.9 | ELECTRIC | 1 | NA | NA | \Classifications\Building System Class\D30-HVAC Systems\D3040 - Distribution SYS\Supply/Exhaust/Return fans- FAN | 1017470
19-AQ1 | 19-AQ1 Beverly Hills Courthouse | 19-AQ1-D3042-220-EFN07 | Exhaust Fan (Main Roof Westside) (Belt Driven) | Porter Peerless | M1142 | 27J | OM00040502 | NA | Westside of Main Roof | B70 (2) | NA | NA | 3 | 240/480 | 8.6/4.3 | ELECTRIC | 3 | NA | NA | \Classifications\Building System Class\D30-HVAC Systems\D3040 - Distribution SYS\Supply/Exhaust/Return fans- FAN | 1017471
19-AQ1 | 19-AQ1 Beverly Hills Courthouse | 19-AQ1-C1020-110-FRD03 | Fire Overhead Rollup Door (Snack Shop) | NA | NA | NA | OM00040367 | NA | 2nd Floor Snack Shop | Chain (Option) | NA | NA | NA | 240 | 4.2 | ELECTRIC | 3 | NA | NA | \Classifications\Building System Class\C10-General Building Interior\C1020 - Fire Doors\Fire Doors - FRD | 1017472
19-AQ1 | 19-AQ1 Beverly Hills Courthouse | 19-AQ1-D2040-100-PSU06 | Sump Pump (Parking Structure Level 3A) | Goulds Pumps | NA | A642510SPL | OM00040366 |  | Parking Sturcture Level 3A | NA | NA | NA | NA | 480/575 | 2.5-10 | ELECTRIC | 3 | NA | NA | \Classifications\Building System Class\D20-Plumbing\D2040 - Rain Drain\Sump Pump - PSU | 1017476
19-AQ1 | 19-AQ1 Beverly Hills Courthouse | 19-AQ1-D2040-100-PSU07 | Sump Pump (Parking Structure Level 3B) | Weil Pumps | 181749 | 8734F | OM00040365 | NA | Parking Structure Sump Pump Room on Level 3B | NA | NA | NA | 3 | 480 | 4.6 | ELECTRIC | 3 | NA | NA | \Classifications\Building System Class\D20-Plumbing\D2040 - Rain Drain\Sump Pump - PSU | 1017482
19-AQ1 | 19-AQ1 Beverly Hills Courthouse | 19-AQ1-D3041-230-RFN03 | Return Fan (Basement Room E) (Belt Driven) Serves AHU03 | Bohn | 638754 | H208D | OM00040498 | NA | Basement Next to Room E | B136 (3) | NA | NA | NA | 240-480 | 40/20 | ELECTRIC | 3 | NA | NA | \Classifications\Building System Class\D30-HVAC Systems\D3040 - Distribution SYS\Supply/Exhaust/Return fans- FAN | 1017483
19-AQ1 | 19-AQ1 Beverly Hills Courthouse | 19-AQ1-D3041-230-RFN02 | Return Fan (2nd Floor Mech Room) (Belt Driven) Serves AHU02 | Bohn | 633755 | H24DLAF | OM00040499 | NA | 2nd Floor Mech Room | B67 (2) | NA | NA | 5 | 240/480 | 13.8/6.9 | ELECTRIC | 3 | NA | NA | \Classifications\Building System Class\D30-HVAC Systems\D3040 - Distribution SYS\Supply/Exhaust/Return fans- FAN | 1017484
19-AQ1 | 19-AQ1 Beverly Hills Courthouse | 19-AQ1-D3041-230-RFN01 | Return Fan (Roof Rm M407) (Belt Driven) Serves AHU01 | Bohn | 683162 | HD-18 | OM00040500 | NA | Roof Room M407 | B75 (2) | NA | NA | 5 | 240-480 | 13.8/6.9 | ELECTRIC | 3 | NA | NA | \Classifications\Building System Class\D30-HVAC Systems\D3040 - Distribution SYS\Supply/Exhaust/Return fans- FAN | 1017485
19-AQ1 | 19-AQ1 Beverly Hills Courthouse | 19-AQ1-D5010-234-ATS02 | Automatic Transfer Switch (Room C1) | Zinsco | NA | 23026-1 | OM00040504 |  | Basement Room C1 | NA | NA | NA | NA | 240/480 | 2000 | ELECTRIC | 3 | NA | NA | \Classifications\Building System Class\D50-Electrical SYS\D5010 - Elec Service & Dist\Automatic Transfer Switch - ATS | 1017494
19-AQ1 | 19-AQ1 Beverly Hills Courthouse | 19-AQ1-D2023-100-BFP06 | Backflow Preventer (Boiler Rm "E") (1") | Wilkins Zurn | 3781728 | 975XL 1" | OM00036305 | OW0209916-FA0234845-BD0021782 | Ground Floor Boiler Room "E" (LAPHD FORM REQUIRED) | NA | NA | NA | NA | NA | NA | NA |  | NA | NA | \Classifications\Building System Class\D20-Plumbing\D2020 - Domestic Water\Backflow Preventer - BFP | 1017495
19-AQ1 | 19-AQ1 Beverly Hills Courthouse | 19-AQ1-G3063-100-DAT01 | Day Tank | NA | NA | NA | OM00037612 |  | Generator Room | NA | NA | NA | NA | NA | DNA | Diesel | DNA | NA | NA | \Classifications\Building System Class\G30-Site Mechanical Utilities\G3060 - Fuel Distribution\Tank, Fuel Storage Day - DAT | 1019758
19-AQ1 | 19-AQ1 Beverly Hills Courthouse | 19-AQ1-D2023-100-BFP07 | BACKFLOW PREVENTER (BFP07) (1.5 INCH) | Wilkins | 3780675 | 975XL2 | OM00036306 | OW0209916-FA0234845-BD0021783 | ON WALL IN FRONT OF COOLING TOWERS, NW Side Card #2 (LAPHD FORM REQUIRED) | NA | NA | NA | NA | NA | NA | NA | NA | NA | NA | \Classifications\Building System Class\D20-Plumbing\D2020 - Domestic Water\Backflow Preventer - BFP | 1020523
19-AQ1 | 19-AQ1 Beverly Hills Courthouse | 19-AQ1-D2022-260-HWG02 | DOMESTIC HOT WATER HEATER (GAS) | Baradford White Corporation | NB37271956 | URG275H6N | OM00036947 |  | Boiler Room "G" Level | NA | NA | NA | NA | 120 | 5 | Electric | DNA | 76,000 | NA | \Classifications\Building System Class\D20-Plumbing\D2020 - Domestic Water\Domestic Water Heater, Gas - HWG | 1022665
19-AR1 | 19-AR1 West Los Angeles Courthouse | 19-AR1-B2010-100-BLD01 | BUILDING | NA | NA | NA | OM00035060 | NA | ENTIRE BUILDING | NA | NA | NA | NA | NA | NA | NA | NA | NA | NA | \Classifications\Building System Class\B20-General Building Exterior\B2010 - Exterior Walls\Building - BLD | 1012741
19-AR1 | 19-AR1 West Los Angeles Courthouse | 19-AR1-B3010-100-RUF01 | ROOFING SYSTEM | DNA | NA | NA | OM00035061 | NA | ROOF | NA | NA | NA | NA | NA | NA | NA | NA | NA | NA | \Classifications\Building System Class\B30-Roofing\B3010 - Roof Types\Roof - RUF | 1012742
19-AR1 | 19-AR1 West Los Angeles Courthouse | 19-AR1-G2049-300-HSC01 | HARDSCAPE | DNA | DNA | DNA | OM00035059 | DNA | GROUNDS | NA | NA | NA | NA | NA | NA | NA | NA | NA | NA | \Classifications\Building System Class\G20-Other Systems\G2040 - Site Development\Hardscape - HSC | 1012743
19-AR1 | 19-AR1 West Los Angeles Courthouse | 19-AR1-G2050-200-LSC01 | LANDSCAPE | NA | NA | NA | OM00035058 | NA | GROUNDS | NA | NA | NA | NA | NA | NA | NA | NA | NA | NA | \Classifications\Building System Class\G20-Other Systems\G2050 - Landscaping\Landscaping - LSC | 1012744
19-AR1 | 19-AR1 West Los Angeles Courthouse | 19-AR1-D5037-710-FAP01 | FIRE ALARM PANEL | SENI SCAN | 15373 | 1000 | OM00035055 | DNA | SHERIFF'S OFFICE | NA | NA | NA | NA | 115 | 1 | Electric | DNA | NA | NA | \Classifications\Building System Class\D50-Electrical SYS\D5030 - Comm & Security\Fire Alarm Panel - FAP | 1012745
19-AR1 | 19-AR1 West Los Angeles Courthouse | 19-AR1-D5092-250-EML65 | EMERGENCY (35) & EXIT (30) LIGHTING (35) | NA | NA | NA | OM00035057 |  | THROUGHOUT BUILDING | NA | NA | NA | NA | 110, 115, 120, 272 | NA | Electric | NA | NA | NA | \Classifications\Building System Class\D50-Electrical SYS\D5090 - Elec SYS\Emergency And Exit Lighting - EML | 1012746
19-AR1 | 19-AR1 West Los Angeles Courthouse | 19-AR1-D4031-100-FEX25 | FIRE EXTINGUISHERS (25) | NA | NA | NA | OM00035056 |  | THROUGH OUT BUILDING | NA | NA | NA | NA | NA | NA | NA | NA | NA | NA | \Classifications\Building System Class\D40-Fire Protection SYS\D4030 - FIRE SPEC\Fire Extinguisher - FEX | 1012747
19-AR1 | 19-AR1 West Los Angeles Courthouse | 19-AR1-D2023-100-BFP02 | BACKFLOW PREVENTER #2 (1") | WATTS | W603114 | 909QT 1" | OM00035030 | OW0209916-FA0234844-BD0043250-W 603114 | BOILER ROOM BEHIND HW PUMPS - Basement Card 1 (LAPHD FORM REQUIRED) | NA | NA | NA | NA | NA | NA | NA | NA | NA | NA | \Classifications\Building System Class\D20-Plumbing\D2020 - Domestic Water\Backflow Preventer - BFP | 1012748
19-AR1 | 19-AR1 West Los Angeles Courthouse | 19-AR1-D3042-220-EFN04 | EXHAUST FAN #4 | DYNAFAN | DNA | DNA | OM00035047 | DNA | NORTH END | 4L-190 | NA | NA | 1/6 | 115 | 3.6 | Electric | 1 | NA | NA | \Classifications\Building System Class\D30-HVAC Systems\D3040 - Distribution SYS\Supply/Exhaust/Return fans- FAN | 1012750
19-AR1 | 19-AR1 West Los Angeles Courthouse | 19-AR1-D3042-220-EFN05 | EXHAUST FAN #5 | DYNAFAN | DNA | DNA | OM00035046 | DNA | NORTH END | 4L-190 | NA | NA | 1/6 | 115 | 3.6 | Electric | 1 | NA | NA | \Classifications\Building System Class\D30-HVAC Systems\D3040 - Distribution SYS\Supply/Exhaust/Return fans- FAN | 1012751
19-AR1 | 19-AR1 West Los Angeles Courthouse | 19-AR1-D3042-220-EFN06 | EXHAUST FAN #6 | CENTRAL | DNA | DNA | OM00035054 | DNA | JUST ABOVE EMPLOYEE/SHERIFF ENTRANCE | AL-44 (1) | NA | NA | 2 | 110/240 | 21/11.3-10.5 | Electric | 1 | NA | NA | \Classifications\Building System Class\D30-HVAC Systems\D3040 - Distribution SYS\Supply/Exhaust/Return fans- FAN | 1012752
19-AR1 | 19-AR1 West Los Angeles Courthouse | 19-AR1-D3042-220-EFN07 | EXHAUST FAN #7 | AMERICAN BLOWER | 105-BV-1 | 105-AZ | OM00035022 | DNA | SHOP AREA | 4L-300 (1) | NA | NA | 1 | 320/460 | 6.0 | Electric | 3 | NA | NA | \Classifications\Building System Class\D30-HVAC Systems\D3040 - Distribution SYS\Supply/Exhaust/Return fans- FAN | 1012753
19-AR1 | 19-AR1 West Los Angeles Courthouse | 19-AR1-D3042-220-EFN01 | BELT DRIVEN EXHAUST FAN (SUBROOF) | DAYTON | E165879 | 4HX86A | OM00035053 | DNA | SUBROOF NORTH END | AX-26 | NA | NA | 1 | 115/208-230 | 15.0/7.4 | Electric | 1 | NA | NA | \Classifications\Building System Class\D30-HVAC Systems\D3040 - Distribution SYS\Supply/Exhaust/Return fans- FAN | 1012754
19-AR1 | 19-AR1 West Los Angeles Courthouse | 19-AR1-D3050-250-ACU02 | Air Conditioning, Split System (Sub Roof North End) | TRANE | 1604K06326 | CCU10A18A-2 | OM00035052 |  | SUBROOF NORTH END | NA | NA | R-22 | DNA | 208/230 | 8.6-49.0 | Electric | 1 | NA | NA | \Classifications\Building System Class\D30-HVAC Systems\D3050 - Package SYS\Air Conditioning,Split System - ACU | 1012756
19-AR1 | 19-AR1 West Los Angeles Courthouse | 19-AR1-D3031-140-CLR01 | AIR COOLED CHILLER | Carrier | 2895X09825 | 10HB401-041-01 | OM00035049 | DNA | SOUTH END ROOF | NA | NA | R-22 | 1 | 460 | 46.8, 34.6, 65.4 | Electric | 3 | NA | NA | \Classifications\Building System Class\D30-HVAC Systems\D3030 - Cooling SYS\Chiller, Air Cooled - CLR | 1012758
19-AR1 | 19-AR1 West Los Angeles Courthouse | 19-AR1-D1010-100-ELE01 | HYDRAULIC ELECTRIC ELEVATOR #1 | HAUGTON | 8747 | H | OM00035048 | State ID# 031350 | ROOF ELEVATOR ROOM | NA | NA | NA | 10 | 480 | 12.7/7.3 | Electric | 3 | NA | NA | \Classifications\Building System Class\D10-Conveyance Systems\D1010 - Elevator\Elevator,Electric,Pass/Freight - ELE | 1012759
19-AR1 | 19-AR1 West Los Angeles Courthouse | 19-AR1-D2023-310-HWP01 | DOMESTIC HOT WATER CIRCULATING PUMP #1 | ARMSTRONG | S-45-BF | CQD48S17D1052RP | OM00035033 | DNA | BOILER ROOM | NA | NA | NA | 1/4 | 120 | 5 | Electric | 1 | NA | NA | \Classifications\Building System Class\D20-Plumbing\D2020 - Domestic Water\Domestic Hot Water Circulating Pump - HWP | 1012764
19-AR1 | 19-AR1 West Los Angeles Courthouse | 19-AR1-D2023-310-HWP02 | HOT WATER CIRCULATING PUMP #2 | ARMSTRONG | S-45-BF | CQC48S17D1052RP | OM00035034 | DNA | BOILER ROOM | NA | NA | NA | 1/4 | 120 | 5 | Electric | 1 | NA | NA | \Classifications\Building System Class\D20-Plumbing\D2020 - Domestic Water\Domestic Hot Water Circulating Pump - HWP | 1012765
19-AR1 | 19-AR1 West Los Angeles Courthouse | 19-AR1-D3021-130-BLR01 | HOT WATER BOILER (GAS) | RBI | 090539902 | DB0750 | OM00035031 | DNA | BOILER ROOM | NA | NA | NA | DNA | 120 | DNA | Gas | NA | 750,000 | 637,500 | \Classifications\Building System Class\D30-HVAC Systems\D3020 - Heat SYS\Boiler,Hot Water,Oil/Gas/Comb. - BLR | 1012766
19-AR1 | 19-AR1 West Los Angeles Courthouse | 19-AR1-D3021-130-BLR02 | GAS HOT WATER BOILER | RBI | 090539899 | DB0750 | OM00035032 | DNA | BOILER ROOM | NA | NA | NA | DNA | DNA | DNA | Natural gas | NA | 750,000 | 637,500 | \Classifications\Building System Class\D30-HVAC Systems\D3020 - Heat SYS\Boiler,Hot Water,Oil/Gas/Comb. - BLR | 1012767
19-AR1 | 19-AR1 West Los Angeles Courthouse | 19-AR1-D3050-250-ACU01 | SPLIT SYSTEM AIR CONDITIONING | CARRIER | 1906X92574 | 38HDF030-301 | OM00035038 |  | REAR OF BUILDING NEAR EMPLOYEE ENTRANCE | NA | DNA | R-410A | DNA | 208-230 | 20.4/35 | Electric | 1 | NA | NA | \Classifications\Building System Class\D30-HVAC Systems\D3050 - Package SYS\Air Conditioning,Split System - ACU | 1012768
19-AR1 | 19-AR1 West Los Angeles Courthouse | 19-AR1-D2022-260-HWG01 | DOMESTIC HOT WATER HEATER #1 (73 GALLON) | AMERICAN WATER HEATERS | A-921400317 | 140-75-3C | OM00035036 | DNA | BOILER ROOM | NA | NA | NA | NA | DNA | DNA | Gas | NA | 140,000 | DNA | \Classifications\Building System Class\D20-Plumbing\D2020 - Domestic Water\Domestic Water Heater, Gas - HWG | 1012769
19-AR1 | 19-AR1 West Los Angeles Courthouse | 19-AR1-D2023-310-HWP03 | HOT WATER CIRCULATING PUMP #3 | GRUNDFOS | 52722322 | UP-25-64 | OM00035035 | DNA | BOILER ROOM | NA | NA | NA | 1/4 | 120 | 5 | Electric | 1 | NA | NA | \Classifications\Building System Class\D20-Plumbing\D2020 - Domestic Water\Domestic Hot Water Circulating Pump - HWP | 1012770
19-AR1 | 19-AR1 West Los Angeles Courthouse | 19-AR1-D3044-125-PHW01 | HOT WATER PUMP #1 | PACIFIC PUMPING | B2CR15350-1 | 1.5 BDLRBM | OM00035028 | 062-05-007-03 | BOILER ROOM OUTSIDE OF BASEMENT SHOP | NA | NA | NA | 1.5 | 208/230-460 | 5- 4.8/2.4 | Electric | 3 | NA | NA | \Classifications\Building System Class\D30-HVAC Systems\D3040 - Distribution SYS\Hot Water Pump - PHW | 1012771
19-AR1 | 19-AR1 West Los Angeles Courthouse | 19-AR1-D3044-125-PHW02 | HOT WATER PUMP #2 | PACIFIC PUMPING | B2CR15350-2 | 1.5 BDLRBM | OM00035029 | DNA | BOILER ROOM BEHIND BASEMENT SHOP | NA | NA | NA | 1.5 | 208-220/440 | 4.6/2.0 | Electric | 3 | NA | NA | \Classifications\Building System Class\D30-HVAC Systems\D3040 - Distribution SYS\Hot Water Pump - PHW | 1012772
19-AR1 | 19-AR1 West Los Angeles Courthouse | 19-AR1-D3020-100-HET01 | HEATER WATER EXPANSION TANK #1 | ACE TANK & HEATER | 6701 | W | OM00035027 | NA | BOILER ROOM OUTSIDE OF BASEMENT SHOP | NA | NA | NA | NA | NA | NA | NA | NA | NA | NA | \Classifications\Building System Class\D30-HVAC Systems\D3020 - Heat SYS\Heater Water Expansion Tank - HET | 1012773
19-AR1 | 19-AR1 West Los Angeles Courthouse | 19-AR1-D5010-110-MCC01 | MOTOR CONTROL CENTER | DNA | 94897 | DNA | OM00035025 | DNA | ELECTRICAL PANEL ROOM | NA | NA | NA | NA | 480 | 400 | Electric | 3 | NA | NA | \Classifications\Building System Class\D50-Electrical SYS\D5010 - Elec Service & Dist\Chiller Room Electrical Panel - MCC | 1012774
19-AR1 | 19-AR1 West Los Angeles Courthouse | 19-AR1-D5010-200-ESD01 | MAIN ELECTRICAL PANEL | FEDERAL PACIFIC ELECTRIC | 94896 | DNA | OM00035023 | DNA | ELECTRIC PANEL ROOM | NA | NA | NA | NA | 220/240 | 400 | Electric | 3 | NA | NA | \Classifications\Building System Class\D50-Electrical SYS\D5010 - Elec Service & Dist\Electical Service and Distribution - ESD | 1012775
19-AR1 | 19-AR1 West Los Angeles Courthouse | 19-AR1-D3020-100-HET02 | EXPANSION WATER TANK (ABOVE CHILLER PUMP #1) | DNA | DNA | DNA | OM00035024 | DNA | ABOVE CHILLER PUMP #1 | NA | NA | NA | NA | NA | NA | NA | NA | NA | NA | \Classifications\Building System Class\D30-HVAC Systems\D3020 - Heat SYS\Heater Water Expansion Tank - HET | 1012776
19-AR1 | 19-AR1 West Los Angeles Courthouse | 19-AR1-D3090-114-CMP01 | AIR COMPRESSOR #1 (BASEMENT) | SPEED AIRE | 1/7/2004-2485962-02 | 3JR81A | OM00035020 |  | SHOP AREA | A56 (2) | NA | NA | 1 | 240/480 | 3.0/1.5 | Electric | 3 | NA | NA | \Classifications\Building System Class\D30-HVAC Systems\D3090 - Other HVAC Systems and Equipment\Air Compressor - CMP | 1012777
19-AR1 | 19-AR1 West Los Angeles Courthouse | 19-AR1-D2040-100-PSU01 | SUMP PUMP #1 | CHICAGO PUMP | PF-6823-1 | LG-B | OM00035019 | DNA | SHOP AREA | NA | NA | NA | 1/4 | 115-230 | 4.0-2.0 | Electric | 1 | NA | NA | \Classifications\Building System Class\D20-Plumbing\D2040 - Rain Drain\Sump Pump - PSU | 1012778
19-AR1 | 19-AR1 West Los Angeles Courthouse | 19-AR1-D2040-100-PSU02 | SUMP PUMP #2 | CHICAGO PUMP | PF-6823-2 | LG-B | OM00035021 | DNA | SHOP AREA | NA | NA | NA | 1/4 | 115-230 | 4.0-2.0 | Electric | 1 | NA | NA | \Classifications\Building System Class\D20-Plumbing\D2040 - Rain Drain\Sump Pump - PSU | 1012779
19-AR1 | 19-AR1 West Los Angeles Courthouse | 19-AR1-D3031-100-PCH01 | CHILLED WATER PUMP #1 | KIRST PUMP | 13726 | 10-H | OM00035018 | DNA | BASEMENT SHOP | NA | NA | NA | 5 | 208/230 460 | 14.8-14/7 | Electric | 3 | NA | NA | \Classifications\Building System Class\D30-HVAC Systems\D3030 - Cooling SYS\Chilled Water Pump - PCH | 1012780
19-AR1 | 19-AR1 West Los Angeles Courthouse | 19-AR1-D3042-220-EFN08 | HOLDING CELL:FAN, EXHAUST (BELT DRIVEN) | DAYTON | 3C555 | 13 1/2 CENTRIFUGAL | OM00036697 |  | HOLDING CELL: WEST SIDE / SALLY PORT | AX-26 (1) | NA | NA | 1 | 110/240 | 15.0/7.4 | Electric | 1 | NA | NA | \Classifications\Building System Class\D30-HVAC Systems\D3040 - Distribution SYS\Supply/Exhaust/Return fans- FAN | 1015497
19-AR1 | 19-AR1 West Los Angeles Courthouse | 19-AR1-D2023-100-BFP04 | Backflow preventer - Courtyard center elevated planter-irrigation - 2" | Wilkins | 765133 | 975 2" | OM00035039 | OW0209916-FA0234844-BD0057943 | Courtyard center elevated planter-irrigation (LAPHD FORM REQUIRED) | [10 empty] | \Classifications\Building System Class\D20-Plumbing\D2020 - Domestic Water\Backflow Preventer - BFP | 1015773
19-AR1 | 19-AR1 West Los Angeles Courthouse | 19-AR1-D3042-210-FAN09 | FAN, EXHAUST #9 (DIRECT DRIVE) (EFN09) | Pennbarry | DNA | XV84/DOME | OM00036304 |  | WEST END SUB ROOF | NA | NA | NA | 1/15 | 110 | 2.1 | Electric | 1 | NA | NA | \Classifications\Building System Class\D30-HVAC Systems\D3040 - Distribution SYS\Fan,Axial - FAN | 1015829
19-AR1 | 19-AR1 West Los Angeles Courthouse | 19-AR1-D3042-210-FAN08 | FAN, EXHAUST #8 (DIRECT DRIVE) (EFN08) | Pennbarry | DNA | XV94/DOME | OM00036303 |  | SOUTH END SUB ROOF | NA | NA | NA | 1/15 | 110 | 2.1 | Electric | 1 | NA | NA | \Classifications\Building System Class\D30-HVAC Systems\D3040 - Distribution SYS\Fan,Axial - FAN | 1015899
19-AR1 | 19-AR1 West Los Angeles Courthouse | 19-AR1-D3041-110-AHU01 | AIR HANDLER UNIT (BASEMENT) | CARRIER | 910034 | 39W14304L | OM00035026 | NA | BASEMENT IN CENTER OF FLOOR | B-162 (4) | 16X20X8 POCKET FILTERS | NA | 25 | 240/480 | 63.6/31.8 | Electric | 3 | NA | NA | \Classifications\Building System Class\D30-HVAC Systems\D3040 - Distribution SYS\Air Handling Unit - AHU | 1017239
19-AR1 | 19-AR1 West Los Angeles Courthouse | 19-AR1-D3042-210-FAN01 | EXHAUST FAN (DIRECT DRIVE) (ROOF) | PENNBERRY | DNA | XV82DOME | OM00040361 | NA | NORTH END OF ROOF RESTROOM | NA | NA | NA | 1/8 | 110 | 4.31 | Electric | 1 | NA | NA | \Classifications\Building System Class\D30-HVAC Systems\D3040 - Distribution SYS\Fan,Axial - FAN | 1017241
19-AR1 | 19-AR1 West Los Angeles Courthouse | 19-AR1-D4010-150-FMS01 | HOSE SYSTEM STANDPIPE | GRIMES | DNA | 607RW | OM00040364 | NA | NORTH SIDE WALL OF BASEMENT UNDER AIR HANDLER | NA | NA | NA | NA | NA | NA | NA |  | NA | NA | \Classifications\Building System Class\D40-Fire Protection SYS\D4010 - Sprinkler SYS\Fire Systems, stand pipes - FMS | 1017242
19-AR1 | 19-AR1 West Los Angeles Courthouse | 19-AR1-D3090-220-CMD02 | COMPRESSOR, AIR DRYER (BASEMENT) | HANKISON | H015A1150312001 | HPR15 | OM00037849 | NA | BASEMENT IN CENTER OF FLOOR | NA | NA | R-134a | NA | 110 | 3.3 | Electric | 1 | NA | NA | \Classifications\Building System Class\D30-HVAC Systems\D3090 - Other HVAC Systems and Equipment\Compressed Air Dryer - CMD | 1017240
19-AR1 | 19-AR1 West Los Angeles Courthouse | 19-AR1-C1020-110-FRD01 | FIRE DOOR (ROLLUP) (FEMALE LOCKUP) | COOKSON COMPANY | 402200 | DNA | OM00040358 | NA | 1ST FLOOR FEMALE LOCKUP OFFICE | NA | NA | NA | NA | NA | NA | NA |  | NA | NA | \Classifications\Building System Class\C10-General Building Interior\C1020 - Fire Doors\Fire Doors - FRD | 1017243
19-AR1 | 19-AR1 West Los Angeles Courthouse | 19-AR1-D5010-110-MCC02 | MOTOR CONTROL CENTER (CHILLER) (RM B2) | FEDERAL PACIFIC ELECTRIC | 014-7094 | A300-106-X | OM00040362 | NA | BASEMENT NEXT TO ROOM #2 | NA | NA | NA | NA | 480 | 600 | Electric | 3 | NA | NA | \Classifications\Building System Class\D50-Electrical SYS\D5010 - Elec Service & Dist\Chiller Room Electrical Panel - MCC | 1017245
19-AR1 | 19-AR1 West Los Angeles Courthouse | 19-AR1-D3041-230-RFN01 | RETURN FAN (BASEMENT) | DNA | DNA | DNA | OM00040363 | NA | BASEMENT IN CENTER OF FLOOR | B-128 (2) | NA | NA | 10 | 240/480 | 26/13 | Electric | 3 | NA | NA | \Classifications\Building System Class\D30-HVAC Systems\D3040 - Distribution SYS\Supply/Exhaust/Return fans- FAN | 1017247
19-AU1 | 19-AU1 Airport Courthouse | 19-AU1-D5092-250-EML12 | Emergency Light EML12 | NA | NA | NA | OM00015359 |  | ALL FLOORS | NA | NA | NA | NA | 240 | NA | Electric | 1 | NA | NA | \Classifications\Building System Class\D50-Electrical SYS\D5090 - Elec SYS\Emergency And Exit Lighting - EML | EQ-1007214
19-AU1 | 19-AU1 Airport Courthouse | 19-AU1-B2010-100-BLD01 | Building Structure | NA | NA | NA | OM00037774 | NA | All | NA | NA | NA | NA | NA | NA | NA | NA | NA | NA | \Classifications\Building System Class\B20-General Building Exterior\B2010 - Exterior Walls\Building - BLD | EQ-1007283
19-AU1 | 19-AU1 Airport Courthouse | 19-AU1-B3010-100-RUF01 | Roofing Systems | NA | NA | NA | OM00037775 |  | ALL ROOF | NA | NA | NA | NA | NA | NA | NA | NA | NA | NA | \Classifications\Building System Class\B30-Roofing\B3010 - Roof Types\Roof - RUF | EQ-1007460
19-AU1 | 19-AU1 Airport Courthouse | 19-AU1-G3063-100-DFS01 | Diesel Low Fuel Tank Alarm | Wiegmann | NA | NA | OM00015404 |  | SW Corner Bldng | NA | NA | NA | NA | NA | DNA | NA | NA | NA | NA | \Classifications\Building System Class\G30-Site Mechanical Utilities\G3060 - Fuel Distribution\Diesel Fuel Leak Detection System - DFS | EQ-1007598
19-AU1 | 19-AU1 Airport Courthouse | 19-AU1-D5010-200-ESD01 | Main Switch Gear SBR01 | GE | 155876 | TP2525TTR | OM00015444 | NA | Main Electrical | NA | NA | NA | NA | 480 | 2500 | electric | 3 | NA | NA | \Classifications\Building System Class\D50-Electrical SYS\D5010 - Elec Service & Dist\Electical Service and Distribution - ESD | EQ-1007600
19-AU1 | 19-AU1 Airport Courthouse | 19-AU1-D3030-160-ECW03 | INDOOR EVAPORATIVE COOLER #3 | Cell Air | 22182 | U302500-RA | OM00015439 | NA | Mechanical Room 1st Floor | BP-108 (3) | NA | NA | NA | 480 | DNA | electric | 3 | NA | NA | \Classifications\Building System Class\D30-HVAC Systems\D3030 - Cooling SYS\Evaporative Cooler - ECW | EQ-1007603
19-AU1 | 19-AU1 Airport Courthouse | 19-AU1-D3041-110-AHU04 | AIR HANDLER UNIT #4 | Cell Air | 69527 | WF-DH53 | OM00015433 | NA | Mechanical Room 1st Floor | B3 80 | 24X24X2 | NA | NA | 480 | 24.3 | electric | 3 | NA | NA | \Classifications\Building System Class\D30-HVAC Systems\D3040 - Distribution SYS\Air Handling Unit - AHU | EQ-1007605
19-AU1 | 19-AU1 Airport Courthouse | 19-AU1-D5010-200-ESD05 | MCC CGEMCCB SBR02 | General Electric | 650XO127L03 | NA | OM00015435 |  | main Electrical room | NA | NA | NA | NA | 480 | 600 | electric | 3 | NA | NA | \Classifications\Building System Class\D50-Electrical SYS\D5010 - Elec Service & Dist\Electical Service and Distribution - ESD | EQ-1007606
19-AU1 | 19-AU1 Airport Courthouse | 19-AU1-D2022-260-HWG01 | HOT WATER HEATER | AO Smith | NA | NA | OM00015430 |  | Mechanical Room Pump-1st Floor | NA | NA | NA | NA | 480 | 18 | electric | 3 | NA | NA | \Classifications\Building System Class\D20-Plumbing\D2020 - Domestic Water\Domestic Water Heater, Gas - HWG | EQ-1007607
19-AU1 | 19-AU1 Airport Courthouse | 19-AU1-D2023-310-HWP01 | Booster Pump System HWP01 | WELL AQUATRONICS | 32369 | NA | OM00015426 |  | Pump Room 1st Floor MECHANICAL ROOM | NA | NA | NA | NA | 480 | 19 | electric | 3 | NA | NA | \Classifications\Building System Class\D20-Plumbing\D2020 - Domestic Water\Domestic Hot Water Circulating Pump - HWP | EQ-1007608
19-AU1 | 19-AU1 Airport Courthouse | 19-AU1-D2040-100-PSU01 | Sump Pump PSU01 | Moeller | NA | NA | OM00015428 |  | Pump Room 1st Floor MECHANICAL ROOM | NA | NA | NA | NA | 480 | DNA | electric | 3 | NA | NA | \Classifications\Building System Class\D20-Plumbing\D2040 - Rain Drain\Sump Pump - PSU | EQ-1007609
19-AU1 | 19-AU1 Airport Courthouse | 19-AU1-D1013-310-WCL01 | Wheel Chair lift WCL01 | Porchlift | 127779 | NA | OM00015421 | State ID# 127779¦ #1 | Clerks Office | NA | NA | NA | NA | 208 | DNA | electric | 3 | NA | NA | \Classifications\Building System Class\D10-Conveyance Systems\D1010 - Elevator\Wheelchair Lift - WCL | EQ-1007610
19-AU1 | 19-AU1 Airport Courthouse | 19-AU1-D1013-310-WCL02 | Wheel Chair lift WCL02 | Porchlift | NA | NA | OM00015422 | State ID# 127780¦ #2 | Criminal Clerks Office 2nd Floor | NA | NA | NA | NA | 208 | DNA | electric | 3 | NA | NA | \Classifications\Building System Class\D10-Conveyance Systems\D1010 - Elevator\Wheelchair Lift - WCL | EQ-1007611
19-AU1 | 19-AU1 Airport Courthouse | 19-AU1-D1010-100-ELE01 | Elevator #1 | Montgomery | CT88685 | NA | OM00015482 | State ID# 110411 ¦ #1 | Elevator Mechanical RM | NA | NA | NA | 40 | 480 | 81 | electric | 3 | NA | NA | \Classifications\Building System Class\D10-Conveyance Systems\D1010 - Elevator\Elevator,Electric,Pass/Freight - ELE | EQ-1007612
19-AU1 | 19-AU1 Airport Courthouse | 19-AU1-D1010-100-ELE02 | Elevator #2 | Montgomery | CT88686 | NA | OM00015483 | State ID# 110412¦ #2 | Elevator Mechanical RM | NA | NA | NA | 40 | 480 | 81 | electric | 3 | NA | NA | \Classifications\Building System Class\D10-Conveyance Systems\D1010 - Elevator\Elevator,Electric,Pass/Freight - ELE | EQ-1007613
19-AU1 | 19-AU1 Airport Courthouse | 19-AU1-D1010-100-ELE03 | Elevator #3 | Montgomery | CT88688 | NA | OM00015484 | State ID# 110413¦ #3 | Elevator Mechanical RM | NA | NA | NA | 40 | 480 | 81 | electric | 3 | NA | NA | \Classifications\Building System Class\D10-Conveyance Systems\D1010 - Elevator\Elevator,Electric,Pass/Freight - ELE | EQ-1007614
19-AU1 | 19-AU1 Airport Courthouse | 19-AU1-D1010-100-ELE04 | Elevator #4 | Montgomery | CT88687 | NA | OM00015485 | State ID# 110414 ¦ #4 | Elevator Mechanical RM | NA | NA | NA | 40 | 480 | 81 | electric | 3 | NA | NA | \Classifications\Building System Class\D10-Conveyance Systems\D1010 - Elevator\Elevator,Electric,Pass/Freight - ELE | EQ-1007615
19-AU1 | 19-AU1 Airport Courthouse | 19-AU1-D1010-100-ELE05 | ELEVATOR #5 (LOCKUP) | Montgomery | CT88692 | 4XT | OM00015481 | State ID# 110415¦ #5 | Elevator Mechanical RM | NA | NA | NA | 68 | 480 | 59 | electric | 3 | NA | NA | \Classifications\Building System Class\D10-Conveyance Systems\D1010 - Elevator\Elevator,Electric,Pass/Freight - ELE | EQ-1007616
19-AU1 | 19-AU1 Airport Courthouse | 19-AU1-D1010-100-ELE06 | ELEVATOR #6 (JUDGES) | Montgomery | CT88689 | NA | OM00015480 | State ID# 110416¦ #6 | Elevator Mechanical RM | NA | NA | NA | 30 | 500 | 52 | electric | 3 | NA | NA | \Classifications\Building System Class\D10-Conveyance Systems\D1010 - Elevator\Elevator,Electric,Pass/Freight - ELE | EQ-1007617
19-AU1 | 19-AU1 Airport Courthouse | 19-AU1-D1010-100-ELE07 | Elevator #7 | Montgomery | CT88694- 557862 | 4XT | OM00015479 | State ID# 110560¦ #7 | Elevator Mechanical RM | NA | NA | NA | 40 | 500 | 65 | electric | 3 | NA | NA | \Classifications\Building System Class\D10-Conveyance Systems\D1010 - Elevator\Elevator,Electric,Pass/Freight - ELE | EQ-1007618
19-AU1 | 19-AU1 Airport Courthouse | 19-AU1-D1010-100-ELE08 | Elevator #8 | Montgomery KONE | CT88690 - P-02488-003 | 3XT | OM00015486 | State ID# 110418¦ #8 | Elevator Mechanical RM | NA | NA | NA | 30 | 480 | 59 | electric | 3 | NA | NA | \Classifications\Building System Class\D10-Conveyance Systems\D1010 - Elevator\Elevator,Electric,Pass/Freight - ELE | EQ-1007619
19-AU1 | 19-AU1 Airport Courthouse | 19-AU1-D1010-100-ELE09 | Elevator #9 | Montgomery KONE | CT88691- P-02488-003 | 3XT | OM00015487 | State ID# 110419¦ #9 | Elevator Mechanical RM | NA | NA | NA | 30 | 480 | 59 | electric | 3 | NA | NA | \Classifications\Building System Class\D10-Conveyance Systems\D1010 - Elevator\Elevator,Electric,Pass/Freight - ELE | EQ-1007620
19-AU1 | 19-AU1 Airport Courthouse | 19-AU1-D1010-100-ELE10 | Elevator #10 | Montgomery | CT88693- OP- 02488-003 | 4XT | OM00015488 | State ID# 110420¦ #10 | Elevator Mechanical RM | NA | NA | NA | 40 | 480 | 59 | electric | 3 | NA | NA | \Classifications\Building System Class\D10-Conveyance Systems\D1010 - Elevator\Elevator,Electric,Pass/Freight - ELE | EQ-1007621
19-AU1 | 19-AU1 Airport Courthouse | 19-AU1-D4031-100-FEX85 | Fire Extinguisher (85) | NA | NA | NA | OM00015381 |  | ROOF MIDDLE | NA | NA | NA | NA | NA | NA | NA | NA | NA | NA | \Classifications\Building System Class\D40-Fire Protection SYS\D4030 - FIRE SPEC\Fire Extinguisher - FEX | EQ-1007624
19-AU1 | 19-AU1 Airport Courthouse | 19-AU1-D3021-130-BLR01 | Boiler #1 | RBI | 41776428 | FB1950 | OM00035639 | DNA | Mechanical Room Boiler 10th Floor | NA | NA | NA | 500 | 480 | DNA | Natural gas | 3 | 1,950,000 | 1,650,000 | \Classifications\Building System Class\D30-HVAC Systems\D3020 - Heat SYS\Boiler,Hot Water,Oil/Gas/Comb. - BLR | EQ-1007625
19-AU1 | 19-AU1 Airport Courthouse | 19-AU1-D3021-130-BLR02 | Boiler #2 | RBI | 41776371 | FB1950 | OM00035640 | DNA | Mechanical Room Boiler 10th Floor | NA | NA | NA | 500 | 480 | DNA | gas | 3 | 1,950,000 | 1,650,000 | \Classifications\Building System Class\D30-HVAC Systems\D3020 - Heat SYS\Boiler,Hot Water,Oil/Gas/Comb. - BLR | EQ-1007626
19-AU1 | 19-AU1 Airport Courthouse | 19-AU1-D2023-310-HWP02 | Supply Pump #5 HHW HWP02 | BELL & GOSSETT | 2093430.00 | 1.25BC | OM00015363 | NA | Mechanical Room Boiler-10th Floor | NA | NA | NA | 3 | 480 | 7 | electric | 3 | NA | NA | \Classifications\Building System Class\D20-Plumbing\D2020 - Domestic Water\Domestic Hot Water Circulating Pump - HWP | EQ-1007627
19-AU1 | 19-AU1 Airport Courthouse | 19-AU1-D2023-310-HWP03 | Supply Pump #6 HHW, HWP03 | BELL & GOSSETT | 2093429 | 1.25BC | OM00015364 | NA | Mechanical Room Boiler-10th Floor | NA | NA | NA | 3 | 480 | 7 | electric | 3 | NA | NA | \Classifications\Building System Class\D20-Plumbing\D2020 - Domestic Water\Domestic Hot Water Circulating Pump - HWP | EQ-1007628
19-AU1 | 19-AU1 Airport Courthouse | 19-AU1-D2023-310-HWP04 | Recirc Pump #1, HWP04 | Bell Gosset | 102213 | HVBNFIJ4Q | OM00015354 | NA | Mechanical Room Boiler - 10th Floor | NA | NA | NA | 1/6 | 240 | 1.9 | electric | 1 | NA | NA | \Classifications\Building System Class\D20-Plumbing\D2020 - Domestic Water\Domestic Hot Water Circulating Pump - HWP | EQ-1007631
19-AU1 | 19-AU1 Airport Courthouse | 19-AU1-D2023-310-HWP05 | Recirc Pump #2, HWP05 | Bell Gosset | 102218 | HVBNFIJ4Q | OM00015353 | NA | Mechanical Room Boiler 10th Floor | NA | NA | NA | 1/6 | 240 | 1.9 | electric | 1 | NA | NA | \Classifications\Building System Class\D20-Plumbing\D2020 - Domestic Water\Domestic Hot Water Circulating Pump - HWP | EQ-1007632
19-AU1 | 19-AU1 Airport Courthouse | 19-AU1-D3050-250-ACU03 | Air Conditioning, Split System (Roof) | Trane | M5054GRBAH | TWA180B400BD | OM00015371 |  | Open Roof 10TH Floor | NA | NA | R-22 | NA | 480 | 12.6 | electric | 3 | NA | NA | \Classifications\Building System Class\D30-HVAC Systems\D3050 - Package SYS\Air Conditioning,Split System - ACU | EQ-1007634
19-AU1 | 19-AU1 Airport Courthouse | 19-AU1-D3050-310-HPU02 | Heat Pump HP2 | Trane | M5210115D | WCH090C400BC | OM00015388 |  | Open Roof 10TH Floor | NA | NA | R-22 | NA | 480 | 20.7 | electric | 3 | NA | NA | \Classifications\Building System Class\D30-HVAC Systems\D3050 - Package SYS\Heat Pump,Air Cooled - HPU | EQ-1007635
19-AU1 | 19-AU1 Airport Courthouse | 19-AU1-D3050-310-HPU03 | Heat Pump HP3 | Trane | M52101111D | WCH060C400BC | OM00015369 | NA | Open Roof 10TH Floor | NA | NA | R-22 | NA | 480 | 17.6 | electric | 3 | NA | NA | \Classifications\Building System Class\D30-HVAC Systems\D3050 - Package SYS\Heat Pump,Air Cooled - HPU | EQ-1007636
19-AU1 | 19-AU1 Airport Courthouse | 19-AU1-D3050-310-HPU04 | Heat Pump HP4 | Trane | M393PWR1H | WCC036F400BE | OM00015370 |  | Open Roof 10TH Floor | NA | NA | R-22 | NA | 480 | 5.7 | electric | 3 | NA | NA | \Classifications\Building System Class\D30-HVAC Systems\D3050 - Package SYS\Heat Pump,Air Cooled - HPU | EQ-1007637
19-AU1 | 19-AU1 Airport Courthouse | 19-AU1-D3050-310-HPU06 | Heat Pump HPU06 | Trane | M163J3D1H | WCC030F100BC | OM00015372 | NA | Open Roof | NA | NA | R-22 | NA | 480 | 14.8 | electric | 3 | NA | NA | \Classifications\Building System Class\D30-HVAC Systems\D3050 - Package SYS\Heat Pump,Air Cooled - HPU | EQ-1007638
19-AU1 | 19-AU1 Airport Courthouse | 19-AU1-D5010-200-ESD06 | Motor Control Center SBR03 | GE | L706474 | 650X1027L05 | OM00015366 | NA | Main Electrical Room | NA | NA | NA | NA | 480 | DNA | electric | 3 | NA | NA | \Classifications\Building System Class\D50-Electrical SYS\D5010 - Elec Service & Dist\Electical Service and Distribution - ESD | EQ-1007639
19-AU1 | 19-AU1 Airport Courthouse | 19-AU1-D3030-110-CTW01 | Cooling Tower #1 | Evapco | 977690 | UBT8312B | OM00015490 |  | Open Roof 10TH Floor | 4B148 | NA | NA | NA | 480 | DNA | electric | 3 | NA | NA | \Classifications\Building System Class\D30-HVAC Systems\D3030 - Cooling SYS\Cooling Tower - CTW | EQ-1007642
19-AU1 | 19-AU1 Airport Courthouse | 19-AU1-D3030-110-CTW02 | Cooling Tower #2 | Evapco | 977691 | UBT8312B | OM00015413 | NA | Open Roof 10TH Floor | NA | NA | NA | NA | 480 | DNA | electric | 3 | NA | NA | \Classifications\Building System Class\D30-HVAC Systems\D3030 - Cooling SYS\Cooling Tower - CTW | EQ-1007643
19-AU1 | 19-AU1 Airport Courthouse | 19-AU1-D3031-100-PCH07 | Cooling Tower Water Filter Pump | TOWER-FLO | 34502850 | CGT34FC9C | OM00028996 | NA | Open Roof 10TH Floor | NA | NA | NA | 3/4 | 480 | 2.4 | electric | 3 | NA | NA | \Classifications\Building System Class\D30-HVAC Systems\D3030 - Cooling SYS\Chilled Water Pump - PCH | EQ-1007644
19-AU1 | 19-AU1 Airport Courthouse | 19-AU1-D3041-110-AHU01 | Air Handler #1 | Temrol | 69524 | WFDH145 | OM00015410 | NA | Mechanical Room 10TH Floor | B380 | 24X24X2 | NA | 32 | 480 | 166 | electric | 3 | NA | NA | \Classifications\Building System Class\D30-HVAC Systems\D3040 - Distribution SYS\Air Handling Unit - AHU | EQ-1007646
19-AU1 | 19-AU1 Airport Courthouse | 19-AU1-D3030-160-ECW01 | INDOOR EVAPORATIVE COOLER #1 | Cell Air | 22183 | E2306000-RA | OM00015411 |  | Mechanical Room 10TH Floor | B-108 (5) | NA | NA | 25 | 480 | 59-29.5 | electric | 3 | NA | NA | \Classifications\Building System Class\D30-HVAC Systems\D3030 - Cooling SYS\Evaporative Cooler - ECW | EQ-1007647
19-AU1 | 19-AU1 Airport Courthouse | 19-AU1-D3041-110-AHU02 | Air Handler #2 | Temrol | 69525 | WFDH145 | OM00015416 | NA | Mechanical Room 10TH Floor | B380 | 24X24X2 | NA | 30 | 480 | DNA | electric | 3 | NA | NA | \Classifications\Building System Class\D30-HVAC Systems\D3040 - Distribution SYS\Air Handling Unit - AHU | EQ-1007648
19-AU1 | 19-AU1 Airport Courthouse | 19-AU1-D3030-160-ECW02 | INDOOR EVAPORATIVE COOLER #2 | Cell Air | 22184 | E2306000-RA | OM00015418 | NA | Mechanical Room 10TH Floor | B-108 (5) | NA | NA | 25 | 480 | 29.5 | electric | 3 | NA | NA | \Classifications\Building System Class\D30-HVAC Systems\D3030 - Cooling SYS\Evaporative Cooler - ECW | EQ-1007649
19-AU1 | 19-AU1 Airport Courthouse | 19-AU1-D3042-210-FAN01 | Exhaust Fan #2 | PENN VENTILATION CO INC | NA | NA | OM00015417 |  | Mechanical Room 10TH Floor | NA | NA | NA | NA | 480 | DNA | electric | 3 | NA | NA | \Classifications\Building System Class\D30-HVAC Systems\D3040 - Distribution SYS\Fan,Axial - FAN | EQ-1007650
19-AU1 | 19-AU1 Airport Courthouse | 19-AU1-D3031-130-CLR01 | Centravac Water Chiller #1 | Trane | L97M07950 | CVHE450 | OM00015399 |  | Mechanical Room 10TH Floor | NA | NA | R-123 | NA | 480 | 266 | electric | 3 | NA | NA | \Classifications\Building System Class\D30-HVAC Systems\D3030 - Cooling SYS\Chiller, Water Cooled - CLR | EQ-1007651
19-AU1 | 19-AU1 Airport Courthouse | 19-AU1-D3031-130-CLR02 | Centravac Water Chiller #2 | Trane | L97M07985 | CVHE450 | OM00015398 |  | Mechanical Room 10TH Floor | NA | NA | R-123 | NA | 480 | 266 | electric | 3 | NA | NA | \Classifications\Building System Class\D30-HVAC Systems\D3030 - Cooling SYS\Chiller, Water Cooled - CLR | EQ-1007652
19-AU1 | 19-AU1 Airport Courthouse | 19-AU1-D3031-100-PCH09 | Chilled Water Pump #3 | BELL & GOSSETT | 2093263 | 3E10.875BF | OM00015396 | NA | Mechanical Room 10TH Floor | NA | NA | NA | 20 | 480 | 49 | electric | 3 | NA | NA | \Classifications\Building System Class\D30-HVAC Systems\D3030 - Cooling SYS\Chilled Water Pump - PCH | EQ-1007653
19-AU1 | 19-AU1 Airport Courthouse | 19-AU1-D3031-100-PCH10 | Chilled Water Pump #4 | BELL & GOSSETT | 2093264 | 3E10.875BF | OM00015397 | NA | Mechanical Room 10TH Floor | NA | NA | NA | 20 | 480 | 49 | electric | 3 | NA | NA | \Classifications\Building System Class\D30-HVAC Systems\D3030 - Cooling SYS\Chilled Water Pump - PCH | EQ-1007654
19-AU1 | 19-AU1 Airport Courthouse | 19-AU1-D3031-100-PCH11 | Condenser Water Pump #1 | BELL & GOSSETT | 2093283 | 5E10.250BF | OM00015392 | NA | Mechanical Room 10TH Floor | NA | NA | NA | 30 | 480 | DNA | electric | 3 | NA | NA | \Classifications\Building System Class\D30-HVAC Systems\D3030 - Cooling SYS\Chilled Water Pump - PCH | EQ-1007655
19-AU1 | 19-AU1 Airport Courthouse | 19-AU1-D3031-100-PCH12 | Condenser Water Pump #2 | BELL & GOSSETT | 2093282 | 5E10.250BF | OM00015393 | NA | Mechanical Room 10TH Floor | NA | NA | NA | 30 | 480/230 | DNA | electric | 3 | NA | NA | \Classifications\Building System Class\D30-HVAC Systems\D3030 - Cooling SYS\Chilled Water Pump - PCH | EQ-1007656
19-AU1 | 19-AU1 Airport Courthouse | 19-AU1-D3090-114-CMP01 | Control Air Compessor CMP01 | Speed Aire | (L)9/11/2006_634400-37 | 5Z696A | OM00015391 | State ID# A013087-14 | Mechanical Room | DNA | NA | NA | 3/4 | 240 | DNA | electric | 1 | NA | NA | \Classifications\Building System Class\D30-HVAC Systems\D3090 - Other HVAC Systems and Equipment\Air Compressor - CMP | EQ-1007657
19-AU1 | 19-AU1 Airport Courthouse | 19-AU1-D2023-100-BFP04 | BACKFLOW PREVENTER #4 (2.5" CHILLER MAKE UP) | Zurn Wilkins | B21224 | 975 (2 1/2") | OM00015400 | OW0209916-FA0234848-BD0012641 | Mechanical Room (LAPHD FORM REQUIRED) | NA | NA | NA | NA | NA | NA | NA | NA | NA | NA | \Classifications\Building System Class\D20-Plumbing\D2020 - Domestic Water\Backflow Preventer - BFP | EQ-1007658
19-AU1 | 19-AU1 Airport Courthouse | 19-AU1-G3063-100-AST01 | Fuel Storage Tank | JOOR MANUFACTURING | 671900 | NA | OM00015442 | NA | BASEMENT ROOM 75 | NA | NA | NA | NA | NA | NA | Diesel | NA | NA | NA | \Classifications\Building System Class\G30-Site Mechanical Utilities\G3060 - Fuel Distribution\Tank, Fuel Storage, Above Ground - AST | EQ-1007659
19-AU1 | 19-AU1 Airport Courthouse | 19-AU1-G2023-150-PEG01 | Rollup Gate | POWER MASTER | HZ442723 | MG | OM00015470 |  | ENTRY GATE WEST SIDE SHERIFF'S BUS BAY | NA | NA | NA | NA | 480 | DNA | electric | 3 | NA | NA | \Classifications\Building System Class\G20-Other Systems\G2020 - Parking Lots\Secured Parking Gate - PEG | EQ-1007660
19-AU1 | 19-AU1 Airport Courthouse | 19-AU1-G2023-150-PEG02 | Rollup Gate Sally Port Entry | RAYNOR DOORS | 13288 | ACGL-50 | OM00015469 |  | Parking Structure North | NA | NA | NA | NA | 480 | DNA | electric | 3 | NA | NA | \Classifications\Building System Class\G20-Other Systems\G2020 - Parking Lots\Secured Parking Gate - PEG | EQ-1007661
19-AU1 | 19-AU1 Airport Courthouse | 19-AU1-E1033-310-HLF01 | Dock Leveler #1 | Kelly Atlantic | NA | RN101108RO | OM00015471 |  | Basement Parking Structure North SHERIFF'S PARKING | NA | NA | NA | NA | 480 | DNA | electric | 3 | NA | NA | \Classifications\Building System Class\E10-Equipment\E1030 - Vehicular Equipment\Hydraulic Lift,Loading Dock - HLF | EQ-1007662
19-AU1 | 19-AU1 Airport Courthouse | 19-AU1-E1033-310-HLF02 | Dock Leveler #2 | Kelly Atlantic | NA | RN101108RO | OM00015472 |  | Parking Structure North SHERIFF'S PARKING | NA | NA | NA | NA | 480 | DNA | electric | 3 | NA | NA | \Classifications\Building System Class\E10-Equipment\E1030 - Vehicular Equipment\Hydraulic Lift,Loading Dock - HLF | EQ-1007663
19-AU1 | 19-AU1 Airport Courthouse | 19-AU1-G2023-150-PEG03 | Judges Gate Entry | RAYNOR DOORS | 13286 | ACGL-50 | OM00015474 |  | Parking Structure North BY SALLY PORT | NA | NA | NA | NA | 480 | DNA | electric | 3 | NA | NA | \Classifications\Building System Class\G20-Other Systems\G2020 - Parking Lots\Secured Parking Gate - PEG | EQ-1007665
19-AU1 | 19-AU1 Airport Courthouse | 19-AU1-G2023-150-PEG04 | Judges Gate Exit | RAYNOR DOORS | 13287 | ACGL-50 | OM00015475 |  | Parking Structure North | NA | NA | NA | NA | 480 | DNA | electric | 3 | NA | NA | \Classifications\Building System Class\G20-Other Systems\G2020 - Parking Lots\Secured Parking Gate - PEG | EQ-1007666
19-AU1 | 19-AU1 Airport Courthouse | 19-AU1-G2023-150-PEG05 | ROLLUP GATE (EXIT LOAD DOCK PARKING) | POWER MASTER | EAC497238 | MG-7 | OM00015476 |  | Parking Structure North | NA | NA | NA | NA | 480 | DNA | electric | 3 | NA | NA | \Classifications\Building System Class\G20-Other Systems\G2020 - Parking Lots\Secured Parking Gate - PEG | EQ-1007667
19-AU1 | 19-AU1 Airport Courthouse | 19-AU1-G2023-150-PEG06 | ROLLUP GATE (ENTRY LOAD DOCK PARKING) | LIFT MASTER | 4612N0216 | GH7543L4-E79930 | OM00015477 |  | Parking Structure North | NA | NA | NA | NA | 480 | DNA | electric | 3 | NA | NA | \Classifications\Building System Class\G20-Other Systems\G2020 - Parking Lots\Secured Parking Gate - PEG | EQ-1007668
19-AU1 | 19-AU1 Airport Courthouse | 19-AU1-G2023-150-PEG07 | ROLLUP GATE (EXIT EASTSIDE SHERRIFF BUS BAY) | LIFT MASTER | 4007N7504 | GH1043M | OM00015478 |  | Parking Structure North | NA | NA | NA | NA | 480 | DNA | electric | 3 | NA | NA | \Classifications\Building System Class\G20-Other Systems\G2020 - Parking Lots\Secured Parking Gate - PEG | EQ-1007669
19-AU1 | 19-AU1 Airport Courthouse | 19-AU1-D3068-100-BAS01 | BAS Computer CCS01 | Siemens | NA | SIEMANS OPERATIONS | OM00015491 |  | COMPUTER ROOM | NA | NA | NA | NA | 110 | DNA | electric | 1 | NA | NA | \Classifications\Building System Class\D30-HVAC Systems\D3060 - Control & Inst Air\Building Automation System - BAS | EQ-1007670
19-AU1 | 19-AU1 Airport Courthouse | 19-AU1-D5092-210-GEN01 | Emergency Generator GEN01 | Detroit Diesel | 394996 | 1250DSR | OM00015443 | Permit #G12614 | Parking Structure North | DNA | DNA | NA | 1850 | 480 | 120 | diesel | 3 | NA | NA | \Classifications\Building System Class\D50-Electrical SYS\D5090 - Elec SYS\Emergency Generator - GEN | EQ-1007671
19-AU1 | 19-AU1 Airport Courthouse | 19-AU1-D1013-310-WCL03 | WHEEL CHAIR LIFT 3 | PORCHLIFT | A18410 | NA | OM00026561 | PEND RISK RVW | DEPARTMENT 140 | NA | NA | NA | NA | 208 | DNA | Electric | 3 | NA | NA | \Classifications\Building System Class\D10-Conveyance Systems\D1010 - Elevator\Wheelchair Lift - WCL | 1011577
19-AU1 | 19-AU1 Airport Courthouse | 19-AU1-D1013-310-WCL04 | WHEEL CHAIR LIFT 4 | PORCHLIFT | A11819 | NA | OM00026562 | PEND RISK RVW | DEPARTMENT 141 | NA | NA | NA | NA | 208 | DNA | Electric | 3 | NA | NA | \Classifications\Building System Class\D10-Conveyance Systems\D1010 - Elevator\Wheelchair Lift - WCL | 1011578
19-AU1 | 19-AU1 Airport Courthouse | 19-AU1-D1013-310-WCL05 | WHEELCHAIR LIFT 5 | PORCHLIFT | NA | NA | OM00026560 | PEND RISK RVW | DEPT. A | NA | NA | NA | NA | 208 | DNA | Electric | 3 | NA | NA | \Classifications\Building System Class\D10-Conveyance Systems\D1010 - Elevator\Wheelchair Lift - WCL | 1011579
19-AU1 | 19-AU1 Airport Courthouse | 19-AU1-D1013-310-WCL06 | Wheel Chair Lift E | PORCHLIFT | NA | NA | OM00026559 | PEND RISK RVW | DEPARTMENT B | NA | NA | NA | NA | 208 | DNA | Electric | 3 | NA | NA | \Classifications\Building System Class\D10-Conveyance Systems\D1010 - Elevator\Wheelchair Lift - WCL | 1011580
19-AU1 | 19-AU1 Airport Courthouse | 19-AU1-D1013-310-WCL07 | WHEELCHAIR LIFT 7 | PORCHLIFT | NA | NA | OM00026558 | PEND RISK RVW | DEPARTMENT C | NA | NA | NA | NA | 208 | DNA | Electric | 3 | NA | NA | \Classifications\Building System Class\D10-Conveyance Systems\D1010 - Elevator\Wheelchair Lift - WCL | 1011581
19-AU1 | 19-AU1 Airport Courthouse | 19-AU1-D1013-310-WCL08 | WHEELCHAIR LIFT 8 | PORCHLIFT | NA | NA | OM00026557 | PEND RISK RVW | COURT ROOM 710 | NA | NA | NA | NA | 208 | DNA | Electric | 3 | NA | NA | \Classifications\Building System Class\D10-Conveyance Systems\D1010 - Elevator\Wheelchair Lift - WCL | 1011582
19-AU1 | 19-AU1 Airport Courthouse | 19-AU1-D1013-310-WCL09 | WHEELCHAIR LIFT 9 | PORCHLIFT | NA | NA | OM00026556 | PEND RISK RVW | DEPARTMENT D | NA | NA | NA | NA | 208 | DNA | ELectric | 3 | NA | NA | \Classifications\Building System Class\D10-Conveyance Systems\D1010 - Elevator\Wheelchair Lift - WCL | 1011583
19-AU1 | 19-AU1 Airport Courthouse | 19-AU1-D1013-310-WCL10 | WHEELCHAIR LIFT 10 | PORCHLIFT | NA | NA | OM00026555 | PEND RISK RVW | COURTROOM 808 | NA | NA | NA | NA | 208 | NA | Electric | 3 | NA | NA | \Classifications\Building System Class\D10-Conveyance Systems\D1010 - Elevator\Wheelchair Lift - WCL | 1011584
19-AU1 | 19-AU1 Airport Courthouse | 19-AU1-D1013-310-WCL11 | WHEELCHAIR #11 | PORCHLIFT | NA | NA | OM00026554 | PEND RISK RVW | COURTROOM 803 | NA | NA | NA | NA | 208 | DNA | Electric | 3 | NA | NA | \Classifications\Building System Class\D10-Conveyance Systems\D1010 - Elevator\Wheelchair Lift - WCL | 1011585
19-AU1 | 19-AU1 Airport Courthouse | 19-AU1-D1013-310-WCL12 | WHEELCHAIR LIFT 12 | PORCHLIFT | NA | NA | OM00026553 | PEND RISK RVW | COURTROOM 801 | NA | NA | NA | NA | 208 | DNA | Electric | 3 | NA | NA | \Classifications\Building System Class\D10-Conveyance Systems\D1010 - Elevator\Wheelchair Lift - WCL | 1011586
19-AU1 | 19-AU1 Airport Courthouse | 19-AU1-D1013-310-WCL13 | Wheel Chair Lift 140 | PORCHLIFT | NA | NA | OM00026551 | PEND RISK RVW | COURTROOM 146 | NA | NA | NA | NA | 208 | DNA | Electric | 3 | NA | NA | \Classifications\Building System Class\D10-Conveyance Systems\D1010 - Elevator\Wheelchair Lift - WCL | 1011587
19-AU1 | 19-AU1 Airport Courthouse | 19-AU1-D1013-310-WCL14 | WHEELCHAIR LIFT 2 | PORCHLIFT | NA | NA | OM00026552 | PEND RISK RVW | COURT ROOM 145 | NA | NA | NA | NA | 208 | DNA | Electric | 3 | NA | NA | \Classifications\Building System Class\D10-Conveyance Systems\D1010 - Elevator\Wheelchair Lift - WCL | 1011588
19-AU1 | 19-AU1 Airport Courthouse | 19-AU1-D1013-310-WCL15 | WHEEL CHAIR LIFT WCL 1 | PORCHLIFT | NA | NA | OM00026549 | PEND RISK RVW | Court room | NA | NA | NA | NA | 208 | DNA | Electric | 3 | NA | NA | \Classifications\Building System Class\D10-Conveyance Systems\D1010 - Elevator\Wheelchair Lift - WCL | 1011589
19-AU1 | 19-AU1 Airport Courthouse | 19-AU1-D1013-310-WCL16 | Wheel Chair Lift 145 | Pentalift | A18024 | M419-207-14k03B | OM00026550 | PEND RISK RVW | Court room | NA | NA | NA | NA | 110 | DNA | Electric | 1 | NA | NA | \Classifications\Building System Class\D10-Conveyance Systems\D1010 - Elevator\Wheelchair Lift - WCL | 1011590
19-AU1 | 19-AU1 Airport Courthouse | 19-AU1-C1020-110-FRD11 | WON DOOR, FIRE DOOR | WON DOOR CORP | 795063 | R6799 | OM00028992 |  | ELEV ROOM | NA | NA | NA | NA | NA | 3 | Electric | 3 | NA | NA | \Classifications\Building System Class\C10-General Building Interior\C1020 - Fire Doors\Fire Doors - FRD | 1013738
19-AU1 | 19-AU1 Airport Courthouse | 19-AU1-C1020-110-FRD02 | WON DOOR, FIRE DOORS | WON DOOR CORP | 795065 | R6799 | OM00028985 |  |  | NA | NA | NA | NA | 120 | 3 | Electric | 1 | NA | NA | \Classifications\Building System Class\C10-General Building Interior\C1020 - Fire Doors\Fire Doors - FRD | 1013739
19-AU1 | 19-AU1 Airport Courthouse | 19-AU1-C1020-110-FRD03 | WON DOOR FIRE DOOR | WON DOOR CORP | 795067 | R6799 | OM00028991 |  | BY ELEV RM | NA | NA | NA | NA | 120 | 3 | Electric | 1 | NA | NA | \Classifications\Building System Class\C10-General Building Interior\C1020 - Fire Doors\Fire Doors - FRD | 1013740
19-AU1 | 19-AU1 Airport Courthouse | 19-AU1-C1020-110-FRD04 | WON DOOR FIRE DOOR | WON DOOR CORP | 795066 | R6799 | OM00028990 |  | BY ELEV LOBBY | NA | NA | NA | NA | 120 | 3 | Electric | 1 | NA | NA | \Classifications\Building System Class\C10-General Building Interior\C1020 - Fire Doors\Fire Doors - FRD | 1013741
19-AU1 | 19-AU1 Airport Courthouse | 19-AU1-C1020-110-FRD05 | WON DOOR FIRE DOOR | WON DOOR CORP | 795064 | R6799 | OM00028989 |  | ELEV LOBBY | NA | NA | NA | NA | 120 | 3 | Electric | 1 | NA | NA | \Classifications\Building System Class\C10-General Building Interior\C1020 - Fire Doors\Fire Doors - FRD | 1013742
19-AU1 | 19-AU1 Airport Courthouse | 19-AU1-C1020-110-FRD06 | WON FIRE DOOR | WON DOOR CORP | 795069 | R6799 | OM00028987 |  | ELEV LOBBY | NA | NA | NA | NA | 120 | 3 | Electric | 1 | NA | NA | \Classifications\Building System Class\C10-General Building Interior\C1020 - Fire Doors\Fire Doors - FRD | 1013743
19-AU1 | 19-AU1 Airport Courthouse | 19-AU1-C1020-110-FRD07 | WON FIRE DOOR 10614 | WON DOOR CORP | 795041 | R6799 | OM00028986 |  | LOBBY BY ELEVATORS | NA | NA | NA | NA | 120 | 3 | Electric | 3 | NA | NA | \Classifications\Building System Class\C10-General Building Interior\C1020 - Fire Doors\Fire Doors - FRD | 1013744
19-AU1 | 19-AU1 Airport Courthouse | 19-AU1-C1020-110-FRD08 | WON DOOR | WON DOOR CORP | 795068 | R6799 | OM00028988 |  | LOBBY | NA | NA | NA | NA | 120 | 3 | Electric | 3 | NA | NA | \Classifications\Building System Class\C10-General Building Interior\C1020 - Fire Doors\Fire Doors - FRD | 1013745
19-AU1 | 19-AU1 Airport Courthouse | 19-AU1-D2017-100-SHW01 | EMERGENCY EYEWASH STATION | GUARDIAN | NA | AQUAGUARD | OM00028981 |  | BY SALLY PORT | NA | NA | NA | NA | NA | NA | NA | NA | NA | NA | \Classifications\Building System Class\D20-Plumbing\D2010 - Plumb Fix\Showers - SHW | 1013747
19-AU1 | 19-AU1 Airport Courthouse | 19-AU1-D2017-100-SHW02 | EMERGENCY EYE WASH, SHOWER SHW02 | HAWS | NA | 8300 | OM00028961 |  | MECHANICAL ROOM | NA | NA | NA | NA | NA | NA | NA | NA | NA | NA | \Classifications\Building System Class\D20-Plumbing\D2010 - Plumb Fix\Showers - SHW | 1013748
19-AU1 | 19-AU1 Airport Courthouse | 19-AU1-D2022-260-HWG04 | WATER HEATER HWG04 | A.O. SMITH | B98-43237 | HW399-932 | OM00015351 |  | MECHANICAL BOILER ROOM | NA | NA | NA | NA | 240 | DNA | Gas | 1 | 30099 | 3022 | \Classifications\Building System Class\D20-Plumbing\D2020 - Domestic Water\Domestic Water Heater, Gas - HWG | 1013749
19-AU1 | 19-AU1 Airport Courthouse | 19-AU1-D2040-100-OWS01 | OIL WATER SEPARATORS | PLYMOUTH TANK | 126 | H-200 | OM00028964 |  | MECHANICAL ROOM | NA | NA | NA | NA | NA | NA | NA | NA | NA | NA | \Classifications\Building System Class\D20-Plumbing\D2040 - Rain Drain\Oil Water Separators - OWS | 1013750
19-AU1 | 19-AU1 Airport Courthouse | 19-AU1-D2040-100-PSU03 | PUMP SUMP PSU03 | MOELLER | NA | NA | OM00028975 |  | MECHANICAL ROOM | NA | NA | NA | NA | DNA | DNA | Electric | DNA | DNA | NA | \Classifications\Building System Class\D20-Plumbing\D2040 - Rain Drain\Sump Pump - PSU | 1013752
19-AU1 | 19-AU1 Airport Courthouse | 19-AU1-D3031-100-PCH13 | COOLING TOWER WATER FILTER PUMP PCH13 | TOWER-FLO | 34502857 | CGT34FC9C | OM00028995 |  | ROOF AREA MECHANICAL ROOM | NA | NA | NA | 3/4 | 480 | 2.4 | Electric | 3 | NA | NA | \Classifications\Building System Class\D30-HVAC Systems\D3030 - Cooling SYS\Chilled Water Pump - PCH | 1013754
19-AU1 | 19-AU1 Airport Courthouse | 19-AU1-D3041-110-AHU07 | AIR HANDLING UNIT 3 | TEMTROL | 69526 | WF-DH53 | OM00015440 |  | MECHANICAL ROOM | NA | NA | NA | 30 | 460 | DNA | Electric | 3 | NA | NA | \Classifications\Building System Class\D30-HVAC Systems\D3040 - Distribution SYS\Air Handling Unit - AHU | 1013755
19-AU1 | 19-AU1 Airport Courthouse | 19-AU1-D3042-240-SEF01 | FAN, SPECIALTY EXHAUST FAN | CHICAGO | 223599 | 5418613E4030 | OM00033531 |  | SHERIFFS SECURE PARKING | NA | NA | NA | 30/75 | 460 | 38/13.5 | Electric | 3 | NA | NA | \Classifications\Building System Class\D30-HVAC Systems\D3040 - Distribution SYS\Supply/Exhaust/Return fans- FAN | 1013758
19-AU1 | 19-AU1 Airport Courthouse | 19-AU1-D2023-100-BFP06 | BACKFLOW PREVENTER #6 (2" IRRIGATION) | WILKINS ZURN | 678641 | 975XL (2") | OM00033588 | OW0209916-FA0234848-BD0032052 | BASEMENT (LAPHD FORM REQUIRED) | NA | NA | NA | NA | NA | NA | NA | NA | NA | NA | \Classifications\Building System Class\D20-Plumbing\D2020 - Domestic Water\Backflow Preventer - BFP | 1013762
19-AU1 | 19-AU1 Airport Courthouse | 19-AU1-D4022-210-FSG03 | MAIN FIRE PUMP FSN03 | PEERLESS PUMPS | 210046F | 6AEF12H | OM00028970 |  | Basement, MECHANICAL ROOM | NA | NA | NA | 300 | 480 | 335 | Electric | 3 | NA | NA | \Classifications\Building System Class\D40-Fire Protection SYS\D4020 - Stand Pipe\Pump,Fire,Electric Motor Driven - FSG | 1013765
19-AU1 | 19-AU1 Airport Courthouse | 19-AU1-D4022-210-JPM02 | JOCKEY PUMP 1 | GRUNDFOS | NA | C40006075P19831 | OM00028973 |  | FIRE PUMP ROOM | NA | NA | NA | 5 | 460 | DNA | Electric | 3 | NA | NA | \Classifications\Building System Class\D40-Fire Protection SYS\D4020 - Stand Pipe\Jockey Pump - JPM | 1013767
19-AU1 | 19-AU1 Airport Courthouse | 19-AU1-D5010-200-ESD04 | ELECTRICAL, SWITCHBOARD SBR04 | G.E. | NP3028342P1 | L-S939873 | OM00015415 |  | MECHANICAL ROOM | NA | NA | NA | NA | 480 | DNA | Electric | 3 | NA | NA | \Classifications\Building System Class\D50-Electrical SYS\D5010 - Elec Service & Dist\Electical Service and Distribution - ESD | 1013768
19-AU1 | 19-AU1 Airport Courthouse | 19-AU1-D5011-240-TRN03 | ELECTRICAL TRANSFORMER TRN03 | G.E. | NA | 9T23B3875 | OM00028977 |  | MAIN ELECTRICAL AREA | NA | NA | NA | NA | 480/208/120 | DNA | Electric | 3 | NA | NA | \Classifications\Building System Class\D50-Electrical SYS\D5010 - Elec Service & Dist\Transformer - TRN | 1013769
19-AU1 | 19-AU1 Airport Courthouse | 19-AU1-D5011-240-TRN04 | ELECTRICAL TRANSFORMER TRN04 | G.E. | NA | 9T23B3874 | OM00033534 |  | ELECTRICAL ROOM | NA | NA | NA | NA | 503 | DNA | Electric | 3 | NA | NA | \Classifications\Building System Class\D50-Electrical SYS\D5010 - Elec Service & Dist\Transformer - TRN | 1013770
19-AU1 | 19-AU1 Airport Courthouse | 19-AU1-D5011-240-TRN05 | ELECTRICAL TRANSFORMER TRN05 | G.E. | NA | 9T23B3872 | OM00015423 |  | MECHANICAL AREA | NA | NA | NA | NA | 480 | DNA | Electric | 3 | NA | NA | \Classifications\Building System Class\D50-Electrical SYS\D5010 - Elec Service & Dist\Transformer - TRN | 1013771
19-AU1 | 19-AU1 Airport Courthouse | 19-AU1-D5011-240-TRN08 | ELECTRIC TRANSFORMER TRN08 | GE | NA | 9T23B3871 | OM00033533 |  | ELECTRICAL ROOM | NA | NA | NA | NA | 480-208-120 | DNA | Electric | 3 | NA | NA | \Classifications\Building System Class\D50-Electrical SYS\D5010 - Elec Service & Dist\Transformer - TRN | 1013774
19-AU1 | 19-AU1 Airport Courthouse | 19-AU1-D5011-240-TRN09 | ELECTRICAL TRANSFORMER 2 TRN09 | GE | NA | 9T23B3871 | OM00033532 |  | ELECTRICAL ROOM | NA | NA | NA | NA | NA | DNA | Electric | 3 | NA | NA | \Classifications\Building System Class\D50-Electrical SYS\D5010 - Elec Service & Dist\Transformer - TRN | 1013775
19-AU1 | 19-AU1 Airport Courthouse | 19-AU1-D5037-710-FAP02 | FIRE CONTROL SYSTEM FAP02 | FIRE NET | NA | NA | OM00033530 |  | FIRE CONTROL ROOM | NA | NA | NA | NA | 120 | 9 | Electric | 1 | NA | NA | \Classifications\Building System Class\D50-Electrical SYS\D5030 - Comm & Security\Fire Alarm Panel - FAP | 1013776
19-AU1 | 19-AU1 Airport Courthouse | 19-AU1-G2023-160-PEB03 | SECURITY PARKING GATE (ENTRANCE) PEG09 | AMANO | 691002982 | AGP-1711 | OM00015385 |  | SALLY PORT PARKING SECURE SHERIFF | 3118-108-203 | NA | NA | 1/3 | 115 | DNA | Electric | 1 | NA | NA | \Classifications\Building System Class\G20-Other Systems\G2020 - Parking Lots\Security Parking Electric Barrier - PEB | 1013778
19-AU1 | 19-AU1 Airport Courthouse | 19-AU1-G2023-160-PBB02 | SECUTIRY PARKING GATE (EXIT ARM) | AMANO | A691002983 | AGP-1711 | OM00015434 |  | SHERIFF'S PARKING | N3118-108-203 | NA | NA | 1 | 115 | DNA | Electric | 1 | NA | NA | \Classifications\Building System Class\G20-Other Systems\G2020 - Parking Lots\Security Parking Beam Barrier - PBB | 1013782
19-AU1 | 19-AU1 Airport Courthouse | 19-AU1-D2030-410-PMS01 | PUMP, EJECTOR SEWAGE (4") | KLONKER MUELLER | NA | NA | OM00028974 |  | BASEMENT ROOM 64E | NA | NA | NA | NA | NA | DNA | Electric | DNA | NA | NA | \Classifications\Building System Class\D20-Plumbing\D2030 - Sani Waste\Sewage Ejector Pump - PMS | 1013783
19-AU1 | 19-AU1 Airport Courthouse | 19-AU1-E1092-100-TCP02 | TRASH COMPACTOR | DOVER INDUSTRIES | NA | NA | OM00028993 |  | PARKING SECURE | NA | NA | NA | NA | 460 | DNA | Electric | 3 | NA | NA | \Classifications\Building System Class\E10-Equipment\E1090 - Other Equipment\Trash Compactor - TCP | 1013784
19-AU1 | 19-AU1 Airport Courthouse | 19-AU1-G2050-200-LSC01 | LANDSCAPING | NA | NA | NA | OM00037772 |  | GROUNDS | NA | NA | NA | NA | NA | NA | NA | NA | NA | NA | \Classifications\Building System Class\G20-Other Systems\G2050 - Landscaping\Landscaping - LSC | 1013785
19-AU1 | 19-AU1 Airport Courthouse | 19-AU1-G2049-300-HSC01 | HARDSCAPE | NA | NA | NA | OM00037773 |  | GROUNDS | NA | NA | NA | NA | NA | NA | NA | NA | NA | NA | \Classifications\Building System Class\G20-Other Systems\G2040 - Site Development\Hardscape - HSC | 1013786
19-AU1 | 19-AU1 Airport Courthouse | 19-AU1-D3050-250-ACU02 | PACKAGE UNIT | MITSUBISHI ELECTRIC | 81D0055B | PUN 18EK | OM00026026 |  | PARKING GARAGE | NA | DNA | R-22 | DNA | DNA | DNA | Electric | DNA | NA | NA | \Classifications\Building System Class\D30-HVAC Systems\D3050 - Package SYS\Air Conditioning,Split System - ACU | 1015607
19-AU1 | 19-AU1 Airport Courthouse | 19-AU1-D5010-234-ATS01 | ELECTRICAL, AUTOMATIC TRANSFER SWITCH #1 | ASCO | 895279002-2 | AN-595893 | OM00036836 |  | MAIN ELECTRICAL RM "B" LVL(TRANSF SWITCH #1) | NA | NA | NA | NA | 480 | 800 | Electric | 3 | NA | NA | \Classifications\Building System Class\D50-Electrical SYS\D5010 - Elec Service & Dist\Automatic Transfer Switch - ATS | 1015935
19-AU1 | 19-AU1 Airport Courthouse | 19-AU1-D5010-234-ATS02 | ELECTRICAL, AUTOMATIC TRANSFER SWITCH #2 | ASCO | 895279002-1 | AN-595589 | OM00036837 |  | MAIN ELECTRICAL RM "B" LVL (TRANSF SWITCH #2) | NA | NA | NA | NA | 480 | 800 | Electric | 3 | NA | NA | \Classifications\Building System Class\D50-Electrical SYS\D5010 - Elec Service & Dist\Automatic Transfer Switch - ATS | 1015936
19-AU1 | 19-AU1 Airport Courthouse | 19-AU1-D5010-234-ATS03 | ELECTRICAL, AUTOMATIC TRANSFER SWITCH #3 | ASCO | 895279001 | AJ-173675 | OM00036838 |  | MAIN ELECTRICAL RM "B" LVL (TRANSF SWITCH #3) | NA | NA | NA | NA | 480 | 600 | Electric | 3 | NA | NA | \Classifications\Building System Class\D50-Electrical SYS\D5010 - Elec Service & Dist\Automatic Transfer Switch - ATS | 1015937
19-AU1 | 19-AU1 Airport Courthouse | 19-AU1-D2023-100-BFP11 | BACKFLOW PREVENTER (3/4" SUB COOLING SYSTEM)(RM 71) | WILKINS ZURN | 710341 | 975XL | OM00026373 | OW0209916-FA0234848-BD0012639 | BASEMENT MECH ROOM (LAPHD FORM REQUIRED) | NA | NA | NA | NA | NA | NA | NA | NA | NA | NA | \Classifications\Building System Class\D20-Plumbing\D2020 - Domestic Water\Backflow Preventer - BFP | 1016021
19-AU1 | 19-AU1 Airport Courthouse | 19-AU1-D2023-100-BFP12 | BACKFLOW PREVENTER (3/4" SUB COOLING SYSTEM)(RM 58) | WILKINS ZURN | 710504 | 975XL | OM00026372 | OW0209916-FA0234848-BD0012640 | BASEMENT, MECH ROOM (LAPHD FORM REQUIRED) | NA | NA | NA | NA | NA | NA | NA | NA | NA | NA | \Classifications\Building System Class\D20-Plumbing\D2020 - Domestic Water\Backflow Preventer - BFP | 1016022
19-AU1 | 19-AU1 Airport Courthouse | 19-AU1-D4095-230-HBL01 | VENT HOOD (CAFETERIA, WET) | CAPTIVEAIRE | 41745 | ANSUL | OM00036839 |  | CAFETERIA ON 1ST FLOOR | NA | NA | NA | NA | DNA | DNA | Electric | DNA | NA | NA | \Classifications\Building System Class\D40-Fire Protection SYS\D4090 - Other Fire Protection Systems\Hood and Blower - HBL | 1016184
19-AU1 | 19-AU1 Airport Courthouse | 19-AU1-D4010-150-FMS01 | STANDPIPE (STAIRWAY #1) | NA | NA | NA | OM00026378 |  | 1ST FLOOR STAIRWELL #1 | NA | NA | NA | NA | NA | NA | NA | NA | NA | NA | \Classifications\Building System Class\D40-Fire Protection SYS\D4010 - Sprinkler SYS\Fire Systems, stand pipes - FMS | 1016592
19-AU1 | 19-AU1 Airport Courthouse | 19-AU1-D4010-150-FMS02 | STANDPIPE (STAIRWAY #2) | NA | NA | NA | OM00026375 |  | NEAR CAFETERIA NE, 1ST FLOOR STAIRWELL #2 | NA | NA | NA | NA | NA | NA | NA | NA | NA | NA | \Classifications\Building System Class\D40-Fire Protection SYS\D4010 - Sprinkler SYS\Fire Systems, stand pipes - FMS | 1016593
19-AU1 | 19-AU1 Airport Courthouse | 19-AU1-D4010-150-FMS03 | STANDPIPE (STAIRWAY #3) | NA | NA | NA | OM00026374 |  | NE CORNER STAIRWELL #3 ON 1ST FLOOR | NA | NA | NA | NA | NA | NA | NA |  | NA | NA | \Classifications\Building System Class\D40-Fire Protection SYS\D4010 - Sprinkler SYS\Fire Systems, stand pipes - FMS | 1016594
19-AU1 | 19-AU1 Airport Courthouse | 19-AU1-D4010-150-FMS04 | STANDPIPE (STAIRWAY #4) | NA | NA | NA | OM00026377 |  | SE OF LOBBY MAIN DOOR, STAIRWELL #4 ON FLOOR 1 | NA | NA | NA | NA | NA | NA | NA | NA | NA | NA | \Classifications\Building System Class\D40-Fire Protection SYS\D4010 - Sprinkler SYS\Fire Systems, stand pipes - FMS | 1016595
19-AU1 | 19-AU1 Airport Courthouse | 19-AU1-D4010-150-FMS05 | STANDPIPE (STAIRWAY #5) | NA | NA | NA | OM00026376 |  | SW CORNER STAIRWELL #5 NEAR LOBBY MAIN DOOR | NA | NA | NA | NA | NA | NA | NA | NA | NA | NA | \Classifications\Building System Class\D40-Fire Protection SYS\D4010 - Sprinkler SYS\Fire Systems, stand pipes - FMS | 1016596
19-AU1 | 19-AU1 Airport Courthouse | 19-AU1-D3090-220-CMD01 | COMPRESSOR, AIR DRYER | HANKISON | NA | NA | OM00037722 |  | CHILLER ROOM 1008 ON 10TH FLOOR | NA | NA | NA | NA | DNA | DNA | Electric | DNA | NA | NA | \Classifications\Building System Class\D30-HVAC Systems\D3090 - Other HVAC Systems and Equipment\Compressed Air Dryer - CMD | 1016747
19-AU1 | 19-AU1 Airport Courthouse | 19-AU1-G3063-100-DAT01 | FUEL STORAGE DAY TANK #1 (50 GALLONS) | PRYCO | 01828558 | PY50ULDW | OM00037734 | NA | EMERGENCY GENERATOR ROOM 53 | NA | NA | NA | NA | NA | NA | Diesel |  | NA | NA | \Classifications\Building System Class\G30-Site Mechanical Utilities\G3060 - Fuel Distribution\Tank, Fuel Storage Day - DAT | 1016748
19-AU1 | 19-AU1 Airport Courthouse | 19-AU1-G3063-100-DAT02 | FUEL STORAGE DAY TANK #2 (10 GALLONS) | PRYCO | 8829689 | NA | OM00037735 |  | EMERGENCY GENERATOR ROOM 53 | NA | NA | NA | 1/3 | 110 | 6.6 | Diesel | 1 | NA | NA | \Classifications\Building System Class\G30-Site Mechanical Utilities\G3060 - Fuel Distribution\Tank, Fuel Storage Day - DAT | 1016749
19-AU1 | 19-AU1 Airport Courthouse | 19-AU1-G3060-320-DFP01 | DIESEL FUEL TRANSFER PUMP | PRYCO | NA | NA | OM00037736 |  | EMERGENCY GENERATOR ROOM 53 | NA | NA | NA | 1/2 | 110-240 | 8.4 | Electric | 1 | NA | NA | \Classifications\Building System Class\G30-Site Mechanical Utilities\G3060 - Fuel Distribution\Pump, Fuel, Diesel Fuel Transfer Pump - DFP | 1016750
19-AU1 | 19-AU1 Airport Courthouse | 19-AU1-D3030-160-ECW04 | EVAPORATIVE COOLER #4 | CEL-AIR | 22181 | U251800-RA | OM00015431 | NA | MECH ROOM 71 IN BASEMENT | B-93 (3) | NA | NA | 15 | 480 | 19.5 | Electric | 3 | NA | NA | \Classifications\Building System Class\D30-HVAC Systems\D3030 - Cooling SYS\Evaporative Cooler - ECW | 1016751
19-AU1 | 19-AU1 Airport Courthouse | 19-AU1-C1020-110-FRD09 | WON DOOR, FIRE DOOR (LOCK-UP) | WON DOOR | 810025 | R6799 | OM00037741 |  | LOCK-UP AREA IN BASEMENT BETWEEN CELLS 19 & 20 | NA | NA | NA | NA | NA | DNA | Electric | DNA | NA | NA | \Classifications\Building System Class\C10-General Building Interior\C1020 - Fire Doors\Fire Doors - FRD | 1016754
19-AU1 | 19-AU1 Airport Courthouse | 19-AU1-C1020-110-FRD10 | WON DOOR, FIRE DOOR (LOCK-UP) | WON DOOR | 794264 | R6799 | OM00037740 |  | NEXT TO LOCK-UP CONTROL ROOM IN BASEMENT | NA | NA | NA | NA | NA | DNA | Electric | DNA | NA | NA | \Classifications\Building System Class\C10-General Building Interior\C1020 - Fire Doors\Fire Doors - FRD | 1016755
19-AU1 | 19-AU1 Airport Courthouse | 19-AU1-C1020-110-FRD01 | FIRE DOOR OVERHEAD (LOADING DOCK) | CORNELL | 9845356 | G24D | OM00037747 |  | LOADING DOCK SECURED PARKING IN BASEMENT | NA | NA | NA | NA | 24 DC | 0.06 | Electric |  | NA | NA | \Classifications\Building System Class\C10-General Building Interior\C1020 - Fire Doors\Fire Doors - FRD | 1016756
19-AU1 | 19-AU1 Airport Courthouse | 19-AU1-D2093-100-GIN01 | INTERCEPTOR, GREASE | NA | NA | NA | OM00037751 |  | OUTSIDE REAR OF BUILDING | NA | NA | NA | NA | NA | NA | NA | NA | NA | NA | \Classifications\Building System Class\D20-Plumbing\D2090 - Other Plumbing SYS\Grease Inteceptor - GIN | 1016757
19-AU1 | 19-AU1 Airport Courthouse | 19-AU1-D3012-120-GMR01 | GAS METER READER | ROOTS METER | 9831951 | 5M175 | OM00037750 | NA | EXTERIOR WESTSIDE OF BUILDING | NA | NA | NA | NA | NA | NA | NA |  | NA | NA | \Classifications\Building System Class\D30-HVAC Systems\D3010 - Energy Supply\Gas Meter Readings - GMR | 1016758
19-AU1 | 19-AU1 Airport Courthouse | 19-AU1-D5010-200-ESD02 | MAIN ELECTRICAL SWITCHGEAR (BASEMENT) | GE | 155877 | TP2525TTR | OM00028976 | NA | ROOM 55 IN BASEMENT | NA | NA | NA | NA | 240 | 2500 | Electric | 3 | NA | NA | \Classifications\Building System Class\D50-Electrical SYS\D5010 - Elec Service & Dist\Electical Service and Distribution - ESD | 1016763
19-AU1 | 19-AU1 Airport Courthouse | 19-AU1-D3020-100-HET02 | HEATER WATER EXPANSION TANK (BOILER) | MANCHESTER TANK | NA | NA | OM00037721 |  | BOILER ROOM 1005 ON 10TH FLOOR | NA | NA | NA | NA | NA | NA | NA | NA | NA | NA | \Classifications\Building System Class\D30-HVAC Systems\D3020 - Heat SYS\Heater Water Expansion Tank - HET | 1016759
19-AU1 | 19-AU1 Airport Courthouse | 19-AU1-D3020-100-HET01 | DOMESTIC HOT WATER TANK (BOILER) | A.O.SMITH | SC9872498Y5 | NA | OM00015350 | NA | BOILER ROOM 1005 ON 10TH FLOOR | NA | NA | NA | NA | NA | NA | NA |  | NA | NA | \Classifications\Building System Class\D30-HVAC Systems\D3020 - Heat SYS\Heater Water Expansion Tank - HET | 1016760
19-AU1 | 19-AU1 Airport Courthouse | 19-AU1-D5092-250-ELT04 | EMERGENCY ROOFTOP LIGHTS (4) (USED BY AIRCRAFT) | BEACON CROUSE | NA | NA | OM00015378 |  | ON EACH OF THE 4 CORNERS OF THE ROOF | NA | NA | NA | NA | DNA | DNA | Electric | DNA | NA | NA | \Classifications\Building System Class\D50-Electrical SYS\D5090 - Elec SYS\Exterior Lighting - ELT | 1016761
19-AU1 | 19-AU1 Airport Courthouse | 19-AU1-D5010-200-ESD03 | MAIN ELECTRICAL SWITCHGEAR (BETWEEN BUILDINGS) | GE | 154338 | TP2525TTR | OM00037768 | NA | ELECTRICAL ROOM BETWEEN MAIN BUILDING & PARKING STRUCTURE | NA | NA | NA | NA | 240 | 2500 | Electric | 3 | NA | NA | \Classifications\Building System Class\D50-Electrical SYS\D5010 - Elec Service & Dist\Electical Service and Distribution - ESD | 1016764
19-AU1 | 19-AU1 Airport Courthouse | 19-AU1-G3010-210-PWT01 | POTABLE WATER STORAGE TANK | WESSELS CO | NA | HAWP150 | OM00015405 |  | CHILLER RM 1008 ON 10TH FLOOR | NA | NA | NA | NA | NA | NA | NA |  | NA | NA | \Classifications\Building System Class\G30-Site Mechanical Utilities\G3010 - Water Supply\Potable Water Storage Tank - PWT | 1016765
19-AU1 | 19-AU1 Airport Courthouse | 19-AU1-D3050-210-PKU02 | PACKAGE UNIT A/C (BASEMENT RM 72) | COMPU-AIRE INC | 685-601-076 | MAXI COOL HEAT PUMP | OM00028969 | NA | STORAGE RM 72, BETWEEN RM 71 & 73 | B-93 | 20X20X2 (1) | R-22 | NA | 240-480 | 39-36-40 | Electric | 3 | NA | NA | \Classifications\Building System Class\D30-HVAC Systems\D3050 - Package SYS\Package Unit - PKU | 1016766
19-AU1 | 19-AU1 Airport Courthouse | 19-AU1-D3050-210-PKU03 | PACKAGE UNIT A/C (1ST FLOOR RM 119) | COMPU-AIRE INC | MT97-011-8225 | MTA-112 | OM00028968 |  | SUPPLY ROOM 119 ON 1ST FLOOR | NA | NA | R-22 | 1 | 240 | 11 | Electric | 1 | NA | NA | \Classifications\Building System Class\D30-HVAC Systems\D3050 - Package SYS\Package Unit - PKU | 1016767
19-AU1 | 19-AU1 Airport Courthouse | 19-AU1-D3050-210-PKU04 | PACKAGE UNIT A/C (RM 269 IN CEILING) | COMPU-AIRE INC | MT97-011-8224 | MTA-112 | OM00028967 |  | IN CEILING ABOVE FILES OUTSIDE ROOM 269 | NA | NA | R-22 | 1 | 240 | 1.6 | Electric | 1 | NA | NA | \Classifications\Building System Class\D30-HVAC Systems\D3050 - Package SYS\Package Unit - PKU | 1016768
19-AU1 | 19-AU1 Airport Courthouse | 19-AU1-D3060-100-RDS01 | REFRIGERANT LEAK DETECTION SYSTEM | TRANE | L10E02524 | TRUSENSE RMWG5C0A1C0A0 | OM00015374 | NA | CHILLER RM 1008 ON 10TH FLOOR | NA | NA | NA | NA | 240 | 15 | Electric | 1 | NA | NA | \Classifications\Building System Class\D30-HVAC Systems\D3060 - Control & Inst Air\Refrigerant Leak Detection System - RDS | 1016769
19-AU1 | 19-AU1 Airport Courthouse | 19-AU1-D3042-210-FAN07 | EXHAUST FAN #16-E (RM 418) (DIRECT DRIVE) | PENN VENTILATION CO INC | NA | Z-8S/H_R/A | OM00037731 |  | COMPUTER RM 418 | NA | NA | NA | 0.08 | 110 | 1.6 | Electric | 1 | NA | NA | \Classifications\Building System Class\D30-HVAC Systems\D3040 - Distribution SYS\Fan,Axial - FAN | 1016776
19-AU1 | 19-AU1 Airport Courthouse | 19-AU1-D3042-210-FAN08 | EXHAUST FAN #16-F (RM 419) (DIRECT DRIVE) | PENN VENTILATION CO INC | DNA | Z-8S/H_R/A | OM00036334 | NA | COMPUTER RM 419 | NA | NA | NA | 0.08 | 110 | 1.6 | Electric | 1 | NA | NA | \Classifications\Building System Class\D30-HVAC Systems\D3040 - Distribution SYS\Fan,Axial - FAN | 1016777
19-AU1 | 19-AU1 Airport Courthouse | 19-AU1-D3042-210-FAN02 | EXHAUST FAN (RM 125) (DIRECT DRIVE) | PENN VENTILATION CO INC | NA | Z-8S/H_R/A | OM00037733 |  | TELEPHONE DATA ROOM 125 | NA | NA | NA | 0.08 | 110 | 1.6 | Electric | 1 | NA |  | \Classifications\Building System Class\D30-HVAC Systems\D3040 - Distribution SYS\Fan,Axial - FAN | 1016771
19-AU1 | 19-AU1 Airport Courthouse | 19-AU1-D3042-210-FAN03 | EXHAUST FAN #16-A (RM 102) (DIRECT DRIVE) | PENN VENTILATION CO INC | NA | Z-8S/H_R/A | OM00037732 |  | COMPUTER RM 102 | NA | NA | NA | 0.08 | 110 | 1.6 | Electric | 1 | NA | NA | \Classifications\Building System Class\D30-HVAC Systems\D3040 - Distribution SYS\Fan,Axial - FAN | 1016772
19-AU1 | 19-AU1 Airport Courthouse | 19-AU1-D3042-210-FAN04 | EXHAUST FAN #16-B (RM 202D) (DIRECT DRIVE) | PENN VENTILATION CO INC | NA | Z-8S/H_R/A | OM00037730 |  | COMPUTER RM 202D | NA | NA | NA | 0.08 | 110 | 1.6 | Electric | 1 | NA | NA | \Classifications\Building System Class\D30-HVAC Systems\D3040 - Distribution SYS\Fan,Axial - FAN | 1016773
19-AU1 | 19-AU1 Airport Courthouse | 19-AU1-D3042-210-FAN05 | EXHAUST FAN #16-C (RM 313) (DIRECT DRIVE) | PENN VENTILATION CO INC | NA | Z-8S/H_R/A | OM00037729 |  | COMPUTER RM 313 | NA | NA | NA | 0.08 | 110 | 1.6 | Electric | 1 | NA | NA | \Classifications\Building System Class\D30-HVAC Systems\D3040 - Distribution SYS\Fan,Axial - FAN | 1016774
19-AU1 | 19-AU1 Airport Courthouse | 19-AU1-D3042-210-FAN06 | EXHAUST FAN #16-D (RM 314) (DIRECT DRIVE) | PENN VENTILATION CO INC | DNA | Z-8S/H_R/A | OM00036335 | NA | COMPUTER RM 314 | NA | NA | NA | 0.08 | 110 | 1.6 | Electric | 1 | NA | NA | \Classifications\Building System Class\D30-HVAC Systems\D3040 - Distribution SYS\Fan,Axial - FAN | 1016775
19-AU1 | 19-AU1 Airport Courthouse | 19-AU1-D3042-210-FAN09 | EXHAUST FAN #16-H (RM 518) (DIRECT DRIVE) | PENN VENTILATION CO INC | NA | Z-8S/H_R/A | OM00037693 |  | COMPUTER RM 518 | NA | NA | NA | 0.08 | 110 | 1.6 | Electric | 1 | NA | NA | \Classifications\Building System Class\D30-HVAC Systems\D3040 - Distribution SYS\Fan,Axial - FAN | 1016778
19-AU1 | 19-AU1 Airport Courthouse | 19-AU1-D3042-210-FAN11 | EXHAUST FAN #16-G (RM 517) (DIRECT DRIVE) | PENN VENTILATION CO INC | NA | Z-8S/H_R/A | OM00037694 |  | COMPUTER RM 517 | NA | NA | NA | 0.08 | 110 | 1.6 | Electric | 1 | NA | NA | \Classifications\Building System Class\D30-HVAC Systems\D3040 - Distribution SYS\Fan,Axial - FAN | 1016779
19-AU1 | 19-AU1 Airport Courthouse | 19-AU1-D3042-210-FAN12 | EXHAUST FAN #16-K (RM 681) (DIRECT DRIVE) | PENN VENTILATION CO INC | NA | Z-8S/H_R/A | OM00037691 |  | COMPUTER RM 681 | NA | NA | NA | 0.08 | 110 | 1.6 | Electric | 1 | NA | NA | \Classifications\Building System Class\D30-HVAC Systems\D3040 - Distribution SYS\Fan,Axial - FAN | 1016780
19-AU1 | 19-AU1 Airport Courthouse | 19-AU1-D3042-210-FAN13 | EXHAUST FAN #16-L (RM 680) (DIRECT DRIVE) | PENN VENTILATION CO INC | NA | Z-8S/H_R/A | OM00037692 |  | COMPUTER RM 680 | NA | NA | NA | 0.08 | 110 | 1.6 | Electric | 1 | NA | NA | \Classifications\Building System Class\D30-HVAC Systems\D3040 - Distribution SYS\Fan,Axial - FAN | 1016781
19-AU1 | 19-AU1 Airport Courthouse | 19-AU1-D3042-210-FAN22 | EXHAUST FAN #16-O (RM 906) (DIRECT DRIVE) | PENN VENTILATION CO INC | NA | Z-8S/H_R/A | OM00015347 |  | COMPUTER RM 906 | NA | NA | NA | 0.08 | 110 | 1.6 | Electric | 1 | NA | NA | \Classifications\Building System Class\D30-HVAC Systems\D3040 - Distribution SYS\Fan,Axial - FAN | 1016787
19-AU1 | 19-AU1 Airport Courthouse | 19-AU1-D3042-210-FAN15 | EXHAUST FAN #16-I (RM 705) (DIRECT DRIVE) | PENN VENTILATION CO INC | NA | Z-8S/H_R/A | OM00037687 |  | COMPUTER RM 705 | NA | NA | NA | 0.08 | 110 | 1.6 | Electric | 1 | NA | NA | \Classifications\Building System Class\D30-HVAC Systems\D3040 - Distribution SYS\Fan,Axial - FAN | 1016782
19-AU1 | 19-AU1 Airport Courthouse | 19-AU1-D3042-210-FAN16 | EXHAUST FAN #16-R (RM 706) (DIRECT DRIVE) | PENN VENTILATION CO INC | NA | Z-8S/H_R/A | OM00037688 |  | COMPUTER RM 706 | NA | NA | NA | 0.08 | 110 | 1.6 | Electric | 1 | NA | NA | \Classifications\Building System Class\D30-HVAC Systems\D3040 - Distribution SYS\Fan,Axial - FAN | 1016783
19-AU1 | 19-AU1 Airport Courthouse | 19-AU1-D3042-210-FAN21 | EXHAUST FAN #16-M (RM 806) (DIRECT DRIVE) | PENN VENTILATION CO INC | NA | Z-8S/H_R/A | OM00037682 |  | COMPUTER RM 806 | NA | NA | NA | 0.08 | 110 | 1.6 | Electric |  | NA | NA | \Classifications\Building System Class\D30-HVAC Systems\D3040 - Distribution SYS\Fan,Axial - FAN | 1016784
19-AU1 | 19-AU1 Airport Courthouse | 19-AU1-D3042-210-FAN19 | EXHAUST FAN #16-N (RM 805) (DIRECT DRIVE) | PENN VENTILATION CO INC | NA | Z-8S/H_R/A | OM00037681 |  | COMPUTER RM 805 | NA | NA | NA | 0.08 | 110 | 1.6 | Electric | 1 | NA | NA | \Classifications\Building System Class\D30-HVAC Systems\D3040 - Distribution SYS\Fan,Axial - FAN | 1016785
19-AU1 | 19-AU1 Airport Courthouse | 19-AU1-D3042-210-FAN20 | EXHAUST FAN #16-P (RM 905) (DIRECT DRIVE) | PENN VENTILATION CO INC | NA | Z-8S/H_R/A | OM00015348 |  | COMPUTER RM 905 | NA | NA | NA | 0.08 | 110 | 1.6 | Electric | 1 | NA | NA | \Classifications\Building System Class\D30-HVAC Systems\D3040 - Distribution SYS\Fan,Axial - FAN | 1016786
19-AU1 | 19-AU1 Airport Courthouse | 19-AU1-D5011-240-TRN14 | ELECTRICAL TRANSFORMER (RM 303) | GE | NA | NA | OM00037701 |  | ELECTRICAL RM 303 ON 3RD FLOOR | NA | NA | NA | NA | NA | DNA | Electric | 3 | NA | NA | \Classifications\Building System Class\D50-Electrical SYS\D5010 - Elec Service & Dist\Transformer - TRN | 1016795
19-AU1 | 19-AU1 Airport Courthouse | 19-AU1-D2017-100-SHW03 | EYE WASH & EMERGENCY SHOWER (LOCKUP AREA KITCHEN) | HAWS | NA | 7460B | OM00037742 |  | LOCKUP AREA KITCHEN, ROOM B43 | NA | NA | NA | NA | NA | NA | NA | NA | NA | NA | \Classifications\Building System Class\D20-Plumbing\D2010 - Plumb Fix\Showers - SHW | 1016789
19-AU1 | 19-AU1 Airport Courthouse | 19-AU1-D5011-240-TRN10 | ELECTRICAL TRANSFORMER (RM 262) | GE | NA | NA | OM00037704 |  | ELECTRICAL RM 262 ON 2ND FLOOR | NA | NA | NA | NA | 480-240 | DNA | Electric | 3 | NA | NA | \Classifications\Building System Class\D50-Electrical SYS\D5010 - Elec Service & Dist\Transformer - TRN | 1016791
19-AU1 | 19-AU1 Airport Courthouse | 19-AU1-D5011-240-TRN11 | ELECTRICAL TRANSFORMER (RM 262) | GE | NA | NA | OM00037703 |  | ELECTRICAL RM 262 ON 2ND FLOOR | NA | NA | NA | NA | 480-240-110 | DNA | Electric | 3 | NA | NA | \Classifications\Building System Class\D50-Electrical SYS\D5010 - Elec Service & Dist\Transformer - TRN | 1016792
19-AU1 | 19-AU1 Airport Courthouse | 19-AU1-D5011-240-TRN12 | ELECTRICAL TRANSFORMER (RM 292) | GE | DNA | DNA | OM00036332 | NA | ELECTRICAL RM 292 ON 2ND FLOOR | NA | NA | NA | NA | 480-240-110 | DNA | Electric | 3 | NA | NA | \Classifications\Building System Class\D50-Electrical SYS\D5010 - Elec Service & Dist\Transformer - TRN | 1016793
19-AU1 | 19-AU1 Airport Courthouse | 19-AU1-D5011-240-TRN13 | ELECTRICAL TRANSFORMER (RM 229) | GE | DNA | DNA | OM00036333 | NA | ELECTRICAL RM 229 ON 2ND FLOOR | NA | NA | NA | NA | 480-240-110 | DNA | Electric | 3 | NA | NA | \Classifications\Building System Class\D50-Electrical SYS\D5010 - Elec Service & Dist\Transformer - TRN | 1016794
19-AU1 | 19-AU1 Airport Courthouse | 19-AU1-D5011-240-TRN15 | ELECTRICAL TRANSFORMER (RM 310) | GE | NA | NA | OM00037702 |  | ELECTRICAL RM 310 ON 3RD FLOOR | NA | NA | NA | NA | 480-240-110 | DNA | Electric | 3 | NA | NA | \Classifications\Building System Class\D50-Electrical SYS\D5010 - Elec Service & Dist\Transformer - TRN | 1016796
19-AU1 | 19-AU1 Airport Courthouse | 19-AU1-D5011-240-TRN16 | ELECTRICAL TRANSFORMER (RM 420) | GE | NA | NA | OM00037699 |  | ELECTRICAL RM 420 ON 4RD FLOOR | NA | NA | NA | NA | 480-240-110 | DNA | Electric | 3 | NA | NA | \Classifications\Building System Class\D50-Electrical SYS\D5010 - Elec Service & Dist\Transformer - TRN | 1016797
19-AU1 | 19-AU1 Airport Courthouse | 19-AU1-D5011-240-TRN17 | ELECTRICAL TRANSFORMER (RM 448) | GE | NA | NA | OM00037700 |  | ELECTRICAL RM 448 ON 4RD FLOOR | NA | NA | NA | NA | 480-240-110 | DNA | Electric | 3 | NA | NA | \Classifications\Building System Class\D50-Electrical SYS\D5010 - Elec Service & Dist\Transformer - TRN | 1016798
19-AU1 | 19-AU1 Airport Courthouse | 19-AU1-D5011-240-TRN18 | ELECTRICAL TRANSFORMER (RM 500E) | GE | NA | NA | OM00037695 |  | ELECTRICAL RM 500E ON 5TH FLOOR | NA | NA | NA | NA | 480-240-110 | DNA | Electric | 3 | NA | NA | \Classifications\Building System Class\D50-Electrical SYS\D5010 - Elec Service & Dist\Transformer - TRN | 1016799
19-AU1 | 19-AU1 Airport Courthouse | 19-AU1-D5011-240-TRN19 | ELECTRICAL TRANSFORMER (RM 548) | GE | NA | NA | OM00037697 |  | ELECTRICAL RM 548 ON 5TH FLOOR | NA | NA | NA | NA | 480-240-110 | DNA | Electric | 3 | NA | NA | \Classifications\Building System Class\D50-Electrical SYS\D5010 - Elec Service & Dist\Transformer - TRN | 1016800
19-AU1 | 19-AU1 Airport Courthouse | 19-AU1-D5011-240-TRN20 | ELECTRICAL TRANSFORMER (RM 548) | GE | NA | NA | OM00037698 |  | ELECTRICAL RM 548 ON 5TH FLOOR | NA | NA | NA | NA | 480-240-110 | DNA | Electric | 3 | NA | NA | \Classifications\Building System Class\D50-Electrical SYS\D5010 - Elec Service & Dist\Transformer - TRN | 1016801
19-AU1 | 19-AU1 Airport Courthouse | 19-AU1-D5011-240-TRN23 | ELECTRICAL TRANSFORMER (RM 670) | GE | NA | NA | OM00037689 |  | IN DA'S OFFICE SPACE ROOM 670 | NA | NA | NA | NA | 480-240-110 | DNA | Electric | 3 | NA | NA | \Classifications\Building System Class\D50-Electrical SYS\D5010 - Elec Service & Dist\Transformer - TRN | 1016804
19-AU1 | 19-AU1 Airport Courthouse | 19-AU1-D5011-240-TRN21 | ELECTRICAL TRANSFORMER (RM 500E) | GE | NA | NA | OM00037696 |  | ELECTRICAL RM 500E ON 5TH FLOOR | NA | NA | NA | NA | 480-240-110 | DNA | Electric | 3 | NA | NA | \Classifications\Building System Class\D50-Electrical SYS\D5010 - Elec Service & Dist\Transformer - TRN | 1016802
19-AU1 | 19-AU1 Airport Courthouse | 19-AU1-D5011-240-TRN22 | ELECTRICAL TRANSFORMER (NEXT TO RM 696) | GE | NA | NA | OM00037690 |  | NEXT TO ELECTRICAL RM 696 ON 6TH FLOOR | NA | NA | NA | NA | 480-240-110 | DNA | Electric | 3 | NA | NA | \Classifications\Building System Class\D50-Electrical SYS\D5010 - Elec Service & Dist\Transformer - TRN | 1016803
19-AU1 | 19-AU1 Airport Courthouse | 19-AU1-D5011-240-TRN24 | ELECTRICAL TRANSFORMER (RM 710D) | GE | NA | NA | OM00037685 |  | ROOM 710D | NA | NA | NA | NA | 480-240-110 | DNA | Electric | 3 | NA | NA | \Classifications\Building System Class\D50-Electrical SYS\D5010 - Elec Service & Dist\Transformer - TRN | 1016805
19-AU1 | 19-AU1 Airport Courthouse | 19-AU1-D5011-240-TRN25 | ELECTRICAL TRANSFORMER (RM 701B) | GE | NA | NA | OM00037686 |  | ROOM 701B | NA | NA | NA | NA | 480-240-110 | DNA | Electric | 3 | NA | NA | \Classifications\Building System Class\D50-Electrical SYS\D5010 - Elec Service & Dist\Transformer - TRN | 1016806
19-AU1 | 19-AU1 Airport Courthouse | 19-AU1-D5011-240-TRN26 | ELECTRICAL TRANSFORMER (RM 701B) | GE | NA | NA | OM00015360 |  | DEPT "D" ROOM 810C | NA | NA | NA | NA | 480-240-110 | DNA | Electric | 3 | NA | NA | \Classifications\Building System Class\D50-Electrical SYS\D5010 - Elec Service & Dist\Transformer - TRN | 1016807
19-AU1 | 19-AU1 Airport Courthouse | 19-AU1-D5011-240-TRN28 | ELECTRICAL TRANSFORMER (RM 801B) | GE | NA | NA | OM00037684 |  | DEPT "E" ROOM 801B | NA | NA | NA | NA | 480-240-110 | DNA | Electric | 3 | NA | NA | \Classifications\Building System Class\D50-Electrical SYS\D5010 - Elec Service & Dist\Transformer - TRN | 1016809
19-AU1 | 19-AU1 Airport Courthouse | 19-AU1-D5011-240-TRN29 | ELECTRICAL TRANSFORMER (RM 1012) | GE | NA | NA | OM00037726 |  | ROOM 1012 | NA | NA | NA | NA | 480-240-110 | DNA | Electric | 3 | NA | NA | \Classifications\Building System Class\D50-Electrical SYS\D5010 - Elec Service & Dist\Transformer - TRN | 1016810
19-AU1 | 19-AU1 Airport Courthouse | 19-AU1-D5011-240-TRN27 | ELECTRICAL TRANSFORMER (RM 801B) | GE | NA | NA | OM00037683 |  | DEPT "E" ROOM 801B | NA | NA | NA | NA | 480-240-110 | DNA | Electric | 3 | NA | NA | \Classifications\Building System Class\D50-Electrical SYS\D5010 - Elec Service & Dist\Transformer - TRN | 1016808
19-AU1 | 19-AU1 Airport Courthouse | 19-AU1-D2090-670-WLR01 | WATER TREATMENT CHEMICAL (RM 1008) | LAKEWOOD INSTRUMENTS INC | 8G753810 | 2412 | OM00015409 | NA | CHILLER ROOM 1008 | NA | NA | NA | NA | 110 | 10 | Electric | 1 | NA | NA | \Classifications\Building System Class\D20-Plumbing\D2090 - Other Plumbing SYS\Water Treatment,Chlorine - WLR | 1016811
19-AU1 | 19-AU1 Airport Courthouse | 19-AU1-D3042-220-EFN05 | EXHAUST FAN (FUEL TANK RM) (BELT DRIVEN) | NA | NA | NA | OM00037738 |  | FUEL TANK ROOM 75 | NA | NA | NA | NA | NA | DNA | Electric | DNA | NA | NA | \Classifications\Building System Class\D30-HVAC Systems\D3040 - Distribution SYS\Supply/Exhaust/Return fans- FAN | 1016817
19-AU1 | 19-AU1 Airport Courthouse | 19-AU1-D3042-220-EFN02 | EXHAUST FAN #2 (BELT DRIVEN) | BAYLEY | 509749-00 | SL200BC | OM00037746 | NA | BASEMENT PARKING AREA | NA | NA | NA | 3 | 480 | DNA | Electric | 3 | NA | NA | \Classifications\Building System Class\D30-HVAC Systems\D3040 - Distribution SYS\Supply/Exhaust/Return fans- FAN | 1016814
19-AU1 | 19-AU1 Airport Courthouse | 19-AU1-D3042-220-EFN03 | EXHAUST FAN #3 (BELT DRIVEN) | PENN VENTILATION CO INC | NA | SX225BC | OM00037723 |  | CHILLER ROOM 1008 | NA | NA | NA | 3 | 240-480 | 8.2-4.1 | Electric | 3 | NA | NA | \Classifications\Building System Class\D30-HVAC Systems\D3040 - Distribution SYS\Supply/Exhaust/Return fans- FAN | 1016815
19-AU1 | 19-AU1 Airport Courthouse | 19-AU1-D3042-220-EFN04 | EXHAUST FAN #1 (BELT DRIVEN) | PENN VENTILATION CO INC | NA | D30 | OM00028963 |  | AIR HANDLER ROOM 1006 | NA | NA | NA | NA | DNA | DNA | Electric | DNA | NA | NA | \Classifications\Building System Class\D30-HVAC Systems\D3040 - Distribution SYS\Supply/Exhaust/Return fans- FAN | 1016816
19-AU1 | 19-AU1 Airport Courthouse | 19-AU1-D3042-220-EFN06 | EXHAUST FAN (RM1005D) (BELT DRIVEN) | PENN VENTILATION CO INC | NA | SX205BC | OM00037718 |  | ELECTRICAL ROOM 1005D | NA | NA | NA | 2 | 240 | 6.2 | Electric | 3 | NA | NA | \Classifications\Building System Class\D30-HVAC Systems\D3040 - Distribution SYS\Supply/Exhaust/Return fans- FAN | 1016818
19-AU1 | 19-AU1 Airport Courthouse | 19-AU1-D3042-220-EFN09 | EXHAUST FAN #9 (BELT DRIVEN) | PENN VENTILATION CO INC | NA | DNA | OM00037748 |  | PUMP HOUSE ROOM 76 | NA | NA | NA | NA | DNA | DNA | Electric |  | NA | NA | \Classifications\Building System Class\D30-HVAC Systems\D3040 - Distribution SYS\Supply/Exhaust/Return fans- FAN | 1016819
19-AU1 | 19-AU1 Airport Courthouse | 19-AU1-D3042-210-FAN14 | EXHAUST FAN #14 (DIRECT DRIVE) | PENN VENTILATION CO INC | NA | SX125BC | OM00037744 |  | MECH ROOM 710 | NA | NA | NA | 1/2 | NA | DNA | Electric | DNA | NA | NA | \Classifications\Building System Class\D30-HVAC Systems\D3040 - Distribution SYS\Fan,Axial - FAN | 1016820
19-AU1 | 19-AU1 Airport Courthouse | 19-AU1-D3042-210-FAN17 | EXHAUST FAN #17 (DIRECT DRIVE) | PENN VENTILATION CO INC | NA | P16SA | OM00037725 |  | ELECTRICAL ROOM 1012 | NA | NA | NA | NA | 110 | DNA | Electric | 1 | NA | NA | \Classifications\Building System Class\D30-HVAC Systems\D3040 - Distribution SYS\Fan,Axial - FAN | 1016821
19-AU1 | 19-AU1 Airport Courthouse | 19-AU1-D3042-210-FAN18 | EXHAUST FAN #18 (DIRECT DRIVE) | PENN VENTILATION CO INC | NA | P16SA | OM00037752 |  | ELECTRICAL ROOM 1001 | NA | NA | NA | 1/2 | 110 | DNA | Electric | 1 | NA | NA | \Classifications\Building System Class\D30-HVAC Systems\D3040 - Distribution SYS\Fan,Axial - FAN | 1016822
19-AU1 | 19-AU1 Airport Courthouse | 19-AU1-D3042-220-EFN20 | EXHAUST FAN #20 (BELT DRIVEN) | PENN VENTILATION CO INC | NA | BC30 | OM00037724 |  | HALLWAY OUTSIDE RM 1012 | NA | NA | NA | 1/2 | 110 | DNA | Electric | 1 | NA | NA | \Classifications\Building System Class\D30-HVAC Systems\D3040 - Distribution SYS\Supply/Exhaust/Return fans- FAN | 1016823
19-AU1 | 19-AU1 Airport Courthouse | 19-AU1-D3042-220-EFN21 | EXHAUST FAN #21 (BELT DRIVEN) | PENN VENTILATION CO INC | NA | SX225BC | OM00037737 |  |  | NA | NA | NA | 3 | DNA | DNA | Electric | DNA | NA | NA | \Classifications\Building System Class\D30-HVAC Systems\D3040 - Distribution SYS\Supply/Exhaust/Return fans- FAN | 1016824
19-AU1 | 19-AU1 Airport Courthouse | 19-AU1-D3042-220-EFN22 | EXHAUST FAN #22 (BELT DRIVEN) | PENN VENTILATION CO INC | NA | SX125BC | OM00037745 |  | PARKING AREA FAN RM 79 | NA | NA | NA | 1.5 | NA | DNA | Electric | DNA | NA | NA | \Classifications\Building System Class\D30-HVAC Systems\D3040 - Distribution SYS\Supply/Exhaust/Return fans- FAN | 1016825
19-AU1 | 19-AU1 Airport Courthouse | 19-AU1-D4013-200-PRE01 | FIRE PROTECTION SPRINKLER SYSTEM (HALLWAY) | VIKING CORP | NA | FIRE CYCLE 3-1 | OM00037743 | Additional work history is found under 19-AU1-D4010-150-FMS06 | BASEMENT HALLWAY NEXT TO ROOM 73 TELECOM | NA | NA | NA | NA | 110 | 1.2 | Electric | 1 | NA | NA | \Classifications\Building System Class\D40-Fire Protection SYS\D4010 - Sprinkler SYS\Fire Systems, Preaction System - PRE | 1016827
19-AU1 | 19-AU1 Airport Courthouse | 19-AU1-D4013-200-PRE02 | FIRE PROTECTION SPRINKLER SYSTEM (MAIN LOCKUP BOOTH) | VIKING CORP | NA | FIRE CYCLE 3 E-1 | OM00037739 | Additional work history is found under 19-AU1-D4010-150-FMS07 | BASEMENT INSIDE MAIN LOCKUP BOOTH | NA | NA | NA | NA | 110 | 1.2 | Electric | 1 | NA | NA | \Classifications\Building System Class\D40-Fire Protection SYS\D4010 - Sprinkler SYS\Fire Systems, Preaction System - PRE | 1016828
19-AU1 | 19-AU1 Airport Courthouse | 19-AU1-D2022-260-HWG05 | WATER HEATER, DOMESTIC #1 (GAS) | RAYPAK | 1310264302 | H7-0400A | OM00037719 | NA | 10TH FLOOR | NA | NA | NA | 1/2 | 110 | 4.9 | Gas |  | 399,000 | NA | \Classifications\Building System Class\D20-Plumbing\D2020 - Domestic Water\Domestic Water Heater, Gas - HWG | 1016839
19-AU1 | 19-AU1 Airport Courthouse | 19-AU1-D2022-260-HWG06 | WATER HEATER, DOMESTIC #2 (GAS) | RAYPAK | 1310264301 | H7-0400A | OM00037720 | NA | 10TH FLOOR | NA | NA | NA | 1/2 | 110 | 4.9 | Gas |  | 399,000 | NA | \Classifications\Building System Class\D20-Plumbing\D2020 - Domestic Water\Domestic Water Heater, Gas - HWG | 1016840
19-AU1 | 19-AU1 Airport Courthouse | 19-AU1-D5011-240-TRN30 | ELECTRICAL TRANSFORMER (RM 810C) | GE | NA | NA | OM00015373 |  | 8TH FLOOR IN ROOM 810C | NA | NA | NA | NA | 480 | DNA | Electric | 3 | NA | NA | \Classifications\Building System Class\D50-Electrical SYS\D5010 - Elec Service & Dist\Transformer - TRN | 1016842
19-AU1 | 19-AU1 Airport Courthouse | 19-AU1-D3050-250-ACU04 | Split System Cooling Only (CRAC Unit) | Carrier | NA | 38HDR04830 | OM00036899 |  | 1st Floor Next to Administrative Office | NA | NA | R-410A | 1/4 | 208/230 | 40 | Electric | 1 | NA | NA | \Classifications\Building System Class\D30-HVAC Systems\D3050 - Package SYS\Air Conditioning,Split System - ACU | 1018590
19-AU1 | 19-AU1 Airport Courthouse | 19-AU1-D3041-170-SPF01 | Fan, Stairwell Pressurization 01 | Panel-EZT | NA | NA | OM00036892 |  | Floor 1, Room 101 | A80 | NA | NA | 5 | 440 | 13.63 | Electric | 3 | NA | NA | \Classifications\Building System Class\D30-HVAC Systems\D3040 - Distribution SYS\Stairwell Pressurization Fan - SPF | 1020394
19-AU1 | 19-AU1 Airport Courthouse | 19-AU1-D4013-200-PRE03 | Fire Protection Sprinkler System (Security Control Room) | Viking Corp | NA | Fire Cycle III E-1 | OM00040737 |  | Security Control Room | NA | NA | NA | NA | 120 | 1.2 | Electric | DNA | NA | NA | \Classifications\Building System Class\D40-Fire Protection SYS\D4010 - Sprinkler SYS\Fire Systems, Preaction System - PRE | 1021721
19-AU1 | 19-AU1 Airport Courthouse | 19-AU1-G2023-160-PEB04 | Security Parking Gate Sally Port Entrance Driveway (PEB04) | Doorking Ing. | 766 | 1602-090 | OM00040740 |  | Sallyport Driveway Entrance | NA | NA | NA | NA | 115 | 9.7 | Electric | 1 | NA | NA | \Classifications\Building System Class\G20-Other Systems\G2020 - Parking Lots\Security Parking Electric Barrier - PEB | 1021769
19-AU1 | 19-AU1 Airport Courthouse | 19-AU1-D5011-240-TRN31 | ELECTRICAL TRANSFORMER TRN31 | GE | NA | 9T10A1005G03 | OM00040739 |  | Main Electrical Room | NA | NA | NA | NA | 480/208/120 | DNA | Electric | 3 | NA | NA | \Classifications\Building System Class\D50-Electrical SYS\D5010 - Elec Service & Dist\Transformer - TRN | 1021770
19-AU1 | 19-AU1 Airport Courthouse | 19-AU1-D3040-120-FCU02 | Fan Coil-1 | AmerICAN STANDARD | M211XXE6H | TWE180B400CA | OM00033535 |  | ROOF RM BELOW HELO PAD | NA | NA | NA | NA | 480 | DNA | Electric | DNA | NA | NA | \Classifications\Building System Class\D30-HVAC Systems\D3040 - Distribution SYS\Fan Coil Unit - FCU | 1022728
19-AU1 | 19-AU1 Airport Courthouse | 19-AU1-D3041-210-SFN01 | Supply Fan #15 | Premium Effienciency | AO6H108R135M | R337B | OM00033587 |  | STAIRWELL | A80 | NA | NA | NA | 230 | DNA | Electric | DNA | NA | NA | \Classifications\Building System Class\D30-HVAC Systems\D3040 - Distribution SYS\Supply/Exhaust/Return fans- FAN | 1022729
19-AU2 | 19-AU2 Parking Structure Lot 94 Airport Courthouse | 19-AU2-D2023-100-BFP02 | Back Flow Domestic 6" | Ames Company Inc | 100608-0601/4HN0479 | 4000SS | OM00015402 | Meter# MM35527470 Item#: 2499876983 | SE BLDG Pkmg Str. | NA | NA | NA | NA | NA | NA | NA | NA | NA | NA | \Classifications\Building System Class\D20-Plumbing\D2020 - Domestic Water\Backflow Preventer - BFP | EQ-1007596
19-AU2 | 19-AU2 Parking Structure Lot 94 Airport Courthouse | 19-AU2-D1010-100-ELE11 | ELEVATOR #11 (PARKING STRUCTURE) | MONTGOMERY KONE | CP096886 | S530-490 | OM00028979 | State ID# 110557¦ #11 | Basement PARKING STRUCTURE | NA | NA | NA | NA | 480 | DNA | electric | 3 | NA | NA | \Classifications\Building System Class\D10-Conveyance Systems\D1010 - Elevator\Elevator,Electric,Pass/Freight - ELE | EQ-1007622
19-AU2 | 19-AU2 Parking Structure Lot 94 Airport Courthouse | 19-AU2-D1010-100-ELE12 | ELEVATOR #12 (PARKING STRUCTURE) | MONTGOMERY KONE | CP096887 | S520-196 | OM00015441 | State ID# 110558¦ #12 | Elevator Mechanical RM | NA | NA | NA | NA | 480 | DNA | Hydraulic | 3 | NA | NA | \Classifications\Building System Class\D10-Conveyance Systems\D1010 - Elevator\Elevator,Hydraulic,Pass/Freight - ELE | EQ-1007623
19-AU2 | 19-AU2 Parking Structure Lot 94 Airport Courthouse | 19-AU2-D2040-100-PSU02 | SUMP PUMP PSU02 | RHOMBUS CONTROLS | 54714-98343 | 3321W301H19F | OM00033610 |  | PARKING STRUCTURE | NA | NA | NA | NA | 480 | DNA | Electric | 3 | NA | NA | \Classifications\Building System Class\D20-Plumbing\D2040 - Rain Drain\Sump Pump - PSU | 1013751
19-AU2 | 19-AU2 Parking Structure Lot 94 Airport Courthouse | 19-AU2-D2023-100-BFP01 | BACKFLOW (IRRIGATION PARKING STRUCTURE 1.5") | WILKINS ZURN | A152405 | 825Y | OM00015403 | OW0209916-FA0234848-BD0012638 | BASEMENT PARKING (LAPHD FORM REQUIRED) | NA | NA | NA | NA | NA | NA | NA | NA | NA | NA | \Classifications\Building System Class\D20-Plumbing\D2020 - Domestic Water\Backflow Preventer - BFP | 1013764
19-AU2 | 19-AU2 Parking Structure Lot 94 Airport Courthouse | 19-AU2-D5011-240-TRN01 | ELECTRICAL TRANSFORMER #1 | G.E. | I9T18Y431.7G05 | 9T23B3875G03 | OM00033611 |  | PARKING STRUCTURE | NA | NA | NA | NA | 480 | DNA | Electric | 3 | NA | NA | \Classifications\Building System Class\D50-Electrical SYS\D5010 - Elec Service & Dist\Transformer - TRN | 1013772
19-AU2 | 19-AU2 Parking Structure Lot 94 Airport Courthouse | 19-AU2-G2023-150-PEG01 | ROLL-UP GATE PEG01 | CORNELL | 50739 | ABGL-50 | OM00015489 |  | PARKING STRUCTURE | NA | NA | NA | 1/2 | 480 | 2-2.2-1 | Electric | 3 | NA | NA | \Classifications\Building System Class\G20-Other Systems\G2020 - Parking Lots\Secured Parking Gate - PEG | 1013777
19-AU2 | 19-AU2 Parking Structure Lot 94 Airport Courthouse | 19-AU2-G2023-150-PEG02 | ROLL UP GATE PEG10 | CORNELL | 50741 | ABGL-50 | OM00033612 |  | PARKING STRUCTURE | NA | NA | NA | 1/2 | 480 | 2.2-2-1 | Electric | 3 | NA | NA | \Classifications\Building System Class\G20-Other Systems\G2020 - Parking Lots\Secured Parking Gate - PEG | 1013779
19-AU2 | 19-AU2 Parking Structure Lot 94 Airport Courthouse | 19-AU2-G2023-150-PEG03 | SECURITY PARKING GATE PEG11 | CORNELL | 0513N0119 | GH5043L4 | OM00033529 |  | PARKING STRUCTURE | NA | NA | NA | 1/2 | 480 | 2.4-1.2 | Electric | 3 | NA | NA | \Classifications\Building System Class\G20-Other Systems\G2020 - Parking Lots\Secured Parking Gate - PEG | 1013780
19-AU2 | 19-AU2 Parking Structure Lot 94 Airport Courthouse | 19-AU2-D2023-100-BFP10 | BACKFLOW PREVENTER (10" DOMESTIC) | WILKINS ZUFN | Y082727 | 375ADA 10" | OM00036329 | Meter# MM2704807 Item#: 8556947995 -100608-0601 | SE BLDG PARKING STRUCTURE | NA | NA | NA | NA | NA | NA | NA | NA | NA | NA | \Classifications\Building System Class\D20-Plumbing\D2020 - Domestic Water\Backflow Preventer - BFP | 1016020
19-AU2 | 19-AU2 Parking Structure Lot 94 Airport Courthouse | 19-AU2-D4022-210-FSG01 | MAIN FIRE PUMP | PEERLESS PUMP | 503566 | 2.5PVF8 | OM00015432 | NA | PARKING STRUCTURE LOWER LEVEL PUMP ROOM | NA | NA | NA | 10 | 480 | 29-226.4-13.2 | Electric |  | NA | NA | \Classifications\Building System Class\D40-Fire Protection SYS\D4020 - Stand Pipe\Pump,Fire,Electric Motor Driven - FSG | 1016752
19-AU2 | 19-AU2 Parking Structure Lot 94 Airport Courthouse | 19-AU2-D4010-150-FMS01 | FIRE SYSTEM EXTINGUISHING, DRY PIPE | NA | NA | NA | OM00037771 |  | SOUTHSIDE OF BUILDING | NA | NA | NA | NA | NA | NA | NA |  | NA | NA | \Classifications\Building System Class\D40-Fire Protection SYS\D4010 - Sprinkler SYS\Fire Systems, stand pipes - FMS | 1016753
19-AU2 | 19-AU2 Parking Structure Lot 94 Airport Courthouse | 19-AU2-D5010-200-ESD04 | MAIN ELECTRICAL SWITCHGEAR (ELECTRICAL RM) | GE | NA | 480R5066 | OM00037769 |  | ELECTRICAL ROOM BETWEEN MAIN BUILDING & PARKING STRUCTURE | NA | NA | NA | NA | 240-480 | 400 | Electric | 3 | NA | NA | \Classifications\Building System Class\D50-Electrical SYS\D5010 - Elec Service & Dist\Electical Service and Distribution - ESD | 1016762
19-AU2 | 19-AU2 Parking Structure Lot 94 Airport Courthouse | 19-AU2-D3041-210-SFN01 | SUPPLY FAN #1 (LOWER LEVEL) (BELT DRIVE) | GREENHECK | 99B17534 | BCF-112-10 | OM00037749 | NA | LOWER LEVEL OF GARAGE | DNA | NA | NA | NA | NA | DNA | Electric | DNA | NA | NA | \Classifications\Building System Class\D30-HVAC Systems\D3040 - Distribution SYS\Supply/Exhaust/Return fans- FAN | 1016788
19-AU2 | 19-AU2 Parking Structure Lot 94 Airport Courthouse | 19-AU2-D5092-100-UPS01 | UNITERRUPTIBLE POWER SYSTEM (ELECTRICAL RM) | LITHONIA EMERGENCY | 56837L1-1 | 277-277-OCB12 | OM00037770 | NA | BASEMENT ELECTRICAL ROOM | NA | NA | NA | NA | 240 | 43.4 | Electric and lead-sulfuric acid | 1 | NA | NA | \Classifications\Building System Class\D50-Electrical SYS\D5090 - Elec SYS\Uninterruptible Power System - UPS | 1016790
19-AU2 | 19-AU2 Parking Structure Lot 94 Airport Courthouse | 19-AU2-D5037-710-FAP01 | Fire Alarm Panel (Parking Basement) | Notifier Intelligent Fire Detection | NA | Notifier AFP-200/AH-3969 | OM00037633 | NA | Basement of Parking Sturcture | NA | NA | NA | NA | 110 | DNA | ELECTRIC | 1 | NA | NA | \Classifications\Building System Class\D50-Electrical SYS\D5030 - Comm & Security\Fire Alarm Panel - FAP | 1017475
19-AU2 | 19-AU2 Parking Structure Lot 94 Airport Courthouse | 19-AU2-D2023-100-BFP11 | Backflow Preventer (3/4" Bypass for the BFP10 (10 Domestic Water) BFP11 | Wilkins | 3964994XLD | 975XL 3/4" | OM00036892 | Meter# MM2704807 Item#: 0965708359 | SE Bldg Parking Structure | NA | NA | NA | NA | NA | NA | NA |  | NA | NA | \Classifications\Building System Class\D20-Plumbing\D2020 - Domestic Water\Backflow Preventer - BFP | 1018779
19-AU2 | 19-AU2 Parking Structure Lot 94 Airport Courthouse | 19-AU2-D3042-220-EFN01 | EXHAUST FAN (EFN22) | Greenheck | 99B18791 | 36BISW-21-10-I | OM00040738 |  | Parking Structure lower level | 5V650 X2 | NA | NA | NA | 480 | DNA | Electric | 3 | NA | NA | \Classifications\Building System Class\D30-HVAC Systems\D3040 - Distribution SYS\Supply/Exhaust/Return fans- FAN | 1021710
19-AV1 | 19-AV1 Hall of Records | 19-AV1-D4031-100-FEX17 | FIRE EXTINGUSTERS (17) | NA | Multiple | NA | OM00026620 |  | BASEMENT THROUGH OUT | NA | NA | NA | NA | NA | NA | NA | NA | NA | NA | \Classifications\Building System Class\D40-Fire Protection SYS\D4030 - FIRE SPEC\Fire Extinguisher - FEX | 1013787
19-AV1 | 19-AV1 Hall of Records | 19-AV1-D5092-250-EML27 | Emergency Lights (3) & Exit Signs (24) | NA | NA | NA | OM00026619 |  | THRU OUT | NA | NA | NA | NA | 110 | DNA | Electric | 1 | NA | NA | \Classifications\Building System Class\D50-Electrical SYS\D5090 - Elec SYS\Emergency And Exit Lighting - EML | 1013788
19-AV3 | 19-AV3 County Records Center | 19-AV3-D4031-100-FEX47 | FIRE EXTINGUSTERS (47) | NA | Multiple | NA | OM00033242 |  | EXCLUSIVE AREA | NA | NA | NA | NA | NA | NA | NA | NA | NA | NA | \Classifications\Building System Class\D40-Fire Protection SYS\D4030 - FIRE SPEC\Fire Extinguisher - FEX | 1013789
19-AV3 | 19-AV3 County Records Center | 19-AV3-D5092-250-EML07 | EMERGENCY (3) LIGHTING/ (4)EXIT SIGNS | NA | NA | NA | OM00033241 |  | EXCLUSIVE AREA | NA | NA | NA | NA | 110 | DNA | Electric | 1 | NA | NA | \Classifications\Building System Class\D50-Electrical SYS\D5090 - Elec SYS\Emergency And Exit Lighting - EML | 1013790
19-AV3 | 19-AV3 County Records Center | 19-AV3-D1010-100-CTY01 | Elevator, Freight #1 | DNA | DNA | DNA | DNA | County Maintained/County Permitted | [11 empty] | \Classifications\Building System Class\D10-Conveyance Systems\D1010 - Elevator\Elevator,Electric,Pass/Freight - ELE | 1015793
19-AV3 | 19-AV3 County Records Center | 19-AV3-D1010-100-CTY02 | Elevator, Passenger #2 | DNA | DNA | DNA | DNA | County Maintained/County Permitted | [11 empty] | \Classifications\Building System Class\D10-Conveyance Systems\D1010 - Elevator\Elevator,Electric,Pass/Freight - ELE | 1015794
19-AV3 | 19-AV3 County Records Center | 19-AV3-D1010-100-CTY03 | Elevator, Passenger #3 | DNA | DNA | DNA | DNA | County Maintained/County Permitted | [11 empty] | \Classifications\Building System Class\D10-Conveyance Systems\D1010 - Elevator\Elevator,Electric,Pass/Freight - ELE | 1015795
19-AV3 | 19-AV3 County Records Center | 19-AV3-B2010-100-CTY01 | Building | NA | NA | NA | OM00037884 | [12 empty] | \Classifications\Building System Class\B20-General Building Exterior\B2010 - Exterior Walls\Building - BLD | 1016540
19-AX1 | 19-AX1 Van Nuys Courthouse East | 19-AX1-B2010-100-BLD01 | BUILDING | NA | NA | NA | OM00033260 |  | ENTIRE BUILDING | NA | NA | NA | NA | NA | NA | NA | NA | NA | NA | \Classifications\Building System Class\B20-General Building Exterior\B2010 - Exterior Walls\Building - BLD | 1012781
19-AX1 | 19-AX1 Van Nuys Courthouse East | 19-AX1-B3010-100-RUF01 | ROOFING SYSTEMS | NA | NA | NA | OM00033475 |  | ROOF | NA | NA | NA | NA | NA | NA | NA | NA | NA | NA | \Classifications\Building System Class\B30-Roofing\B3010 - Roof Types\Roof - RUF | 1012782
19-AX1 | 19-AX1 Van Nuys Courthouse East | 19-AX1-D1010-100-ELE01 | ELEVATOR (ELECTRIC) | OTIS | 317208 | NA | OM00033850 | State ID# 045823 | ELEVATOR ROOM | NA | NA | NA | 44 | 210 | 173 | Electric | 3 | NA | NA | \Classifications\Building System Class\D10-Conveyance Systems\D1010 - Elevator\Elevator,Electric,Pass/Freight - ELE | 1012783
19-AX1 | 19-AX1 Van Nuys Courthouse East | 19-AX1-D1010-100-ELE02 | ELEVATOR #2 (ELECTRIC) | OTIS | 317207 | NA | OM00033851 | State ID# 045181 | ELEVATOR ROOM | NA | NA | NA | 44 | 210 | 173 | Electric | 3 | NA | NA | \Classifications\Building System Class\D10-Conveyance Systems\D1010 - Elevator\Elevator,Electric,Pass/Freight - ELE | 1012784
19-AX1 | 19-AX1 Van Nuys Courthouse East | 19-AX1-D1010-100-ELE03 | ELEVATOR #3 (ELECTRIC) | OTIS | 317209 | NA | OM00033852 | State ID# 045413 | ELEVATOR ROOM | NA | NA | NA | 44 | 210 | 173 | Electric | 3 | NA | NA | \Classifications\Building System Class\D10-Conveyance Systems\D1010 - Elevator\Elevator,Electric,Pass/Freight - ELE | 1012785
19-AX1 | 19-AX1 Van Nuys Courthouse East | 19-AX1-D1010-100-ELE04 | ELEVATOR #4 (ELECTRIC) | OTIS | 317210 | NA | OM00033877 | State ID# 045414 | ELEVATOR ROOM | NA | NA | NA | 44 | 210 | 173 | Electric | 3 | NA | NA | \Classifications\Building System Class\D10-Conveyance Systems\D1010 - Elevator\Elevator,Electric,Pass/Freight - ELE | 1012786
19-AX1 | 19-AX1 Van Nuys Courthouse East | 19-AX1-D1010-100-ELE05 | ELEVATOR #5 "CUSTODY" JAIL (ELECTRIC) | OTIS | 317068 | NA | OM00033878 | State ID# 045062 | ELEVATOR ROOM | NA | NA | NA | 44 | 210 | 173 | Electric | 3 | NA | NA | \Classifications\Building System Class\D10-Conveyance Systems\D1010 - Elevator\Elevator,Electric,Pass/Freight - ELE | 1012787
19-AX1 | 19-AX1 Van Nuys Courthouse East | 19-AX1-D1010-100-ELE06 | ELEVATOR #6 JUDGES (ELECTRIC) | OTIS | 317067 | NA | OM00033879 | State ID# 045416 | ELEVATOR ROOM | NA | NA | NA | 44 | 210 | 173 | Electric | 3 | NA | NA | \Classifications\Building System Class\D10-Conveyance Systems\D1010 - Elevator\Elevator,Electric,Pass/Freight - ELE | 1012788
19-AX1 | 19-AX1 Van Nuys Courthouse East | 19-AX1-D1013-310-WCL01 | WHEELCHAIR LIFT #1 (ELECTRIC) | JOHNS BARNES | NA | NA | OM00033875 | PEND RISK RVW | DEPT 4 | NA | NA | NA | .5 | 115-208/230 | 4.4 | Electric | 1 | NA | NA | \Classifications\Building System Class\D10-Conveyance Systems\D1010 - Elevator\Wheelchair Lift - WCL | 1012789
19-AX1 | 19-AX1 Van Nuys Courthouse East | 19-AX1-D1013-310-WCL02 | WHEELCHAIR LIFT #2 | JOHN S BARNS | NA | NA | OM00033876 | PEND RISK RVW | DEPT "O" | NA | NA | NA | .5 | 115 208/230 | 4.4 | Electric | 1 | NA | NA | \Classifications\Building System Class\D10-Conveyance Systems\D1010 - Elevator\Wheelchair Lift - WCL | 1012790
19-AX1 | 19-AX1 Van Nuys Courthouse East | 19-AX1-D2017-100-SHW01 | EMERGENCY SHOWER, EYE WASH | HAWS | NA | NA | OM00033274 |  | MECH ROOM, ENTRANCE OF BOILER ROOM | NA | NA | NA | NA | NA | NA | NA | NA | NA | NA | \Classifications\Building System Class\D20-Plumbing\D2010 - Plumb Fix\Showers - SHW | 1012791
19-AX1 | 19-AX1 Van Nuys Courthouse East | 19-AX1-D3021-130-BLR03 | Boiler, Hot Water #4 (Gas) | RBI | 100436650 | DB1950NO4A2GA | OM00033278 |  | BOILER ROOM | NA | 14X24X1 | NA | NA | DNA | DNA | Gas | NA | 1,950,000 | 1,950,000 | \Classifications\Building System Class\D30-HVAC Systems\D3020 - Heat SYS\Boiler,Hot Water,Oil/Gas/Comb. - BLR | 1012792
19-AX1 | 19-AX1 Van Nuys Courthouse East | 19-AX1-D3021-130-BLR04 | Boiler, Hot Water #3 (Gas) | RBI | 100436649 | DB1950NO4A2GA | OM00033279 |  | BOILER ROOM | NA | NA | NA | NA | DNA | DNA | Gas | NA | 1,950,000 | 1,950,000 | \Classifications\Building System Class\D30-HVAC Systems\D3020 - Heat SYS\Boiler,Hot Water,Oil/Gas/Comb. - BLR | 1012793
19-AX1 | 19-AX1 Van Nuys Courthouse East | 19-AX1-D2040-100-PSU01 | SUMP PUMP #3 | NA | NA | NA | OM00033867 |  | OUTSIDE OF BOILER ROOM | NA | NA | NA | 1.5 | 208/220 | 6.3 | Electric | 3 | NA | NA | \Classifications\Building System Class\D20-Plumbing\D2040 - Rain Drain\Sump Pump - PSU | 1012794
19-AX1 | 19-AX1 Van Nuys Courthouse East | 19-AX1-D2040-100-PSU02 | SUMP PUMP #1 | AURORA PUMP | 66-5049-1 | KSB | OM00033284 |  | BOILER ROOM | NA | NA | NA | 1.5 | 208/220 | 6.3 | Electric | 3 | NA | NA | \Classifications\Building System Class\D20-Plumbing\D2040 - Rain Drain\Sump Pump - PSU | 1012795
19-AX1 | 19-AX1 Van Nuys Courthouse East | 19-AX1-D2040-100-PSU03 | SUMP PUMP #2 | AURORA PUMP | 66-5049-2 | KSB | OM00033285 |  | BOILER ROOM | NA | NA | NA | 1.5 | 208/220 | 6.3 | Electric | 3 | NA | NA | \Classifications\Building System Class\D20-Plumbing\D2040 - Rain Drain\Sump Pump - PSU | 1012796
19-AX1 | 19-AX1 Van Nuys Courthouse East | 19-AX1-D3020-100-HET01 | HEATER WATER EXPANSION TANK #1 | EXTROL | 134030 | 2000L | OM00033280 |  | BOILER ROOM | NA | NA | NA | NA | NA | NA | NA | NA | NA | NA | \Classifications\Building System Class\D30-HVAC Systems\D3020 - Heat SYS\Heater Water Expansion Tank - HET | 1012797
19-AX1 | 19-AX1 Van Nuys Courthouse East | 19-AX1-D3044-125-PHW01 | HOT WATER PUMP #1 | CRANE WEINMAN PUMP | T10966527 | 3L5-150G-14G-0S11A | OM00033288 |  | BOILER ROOM | NA | NA | NA | 15 | 208/230 | 39.5 | Electric | 3 | NA | NA | \Classifications\Building System Class\D30-HVAC Systems\D3040 - Distribution SYS\Hot Water Pump - PHW | 1012798
19-AX1 | 19-AX1 Van Nuys Courthouse East | 19-AX1-D3044-125-PHW02 | HOT WATER PUMP #2 | CRANE WEINMAN PUMP | T1096605 | 3L5-150G-14G-0S11A | OM00033262 |  | BOILER ROOM | NA | NA | NA | 15 | 208/230 | 39.5 | Electric | 3 | NA | NA | \Classifications\Building System Class\D30-HVAC Systems\D3040 - Distribution SYS\Hot Water Pump - PHW | 1012799
19-AX1 | 19-AX1 Van Nuys Courthouse East | 19-AX1-D3044-125-PHW03 | HOT WATER PUMP #3 | PACO PUMP | S0020854A | NA | OM00033263 |  | BOILER ROOM | NA | NA | NA | 15 | 208/230 | 39.5 | Electric | 3 | NA | NA | \Classifications\Building System Class\D30-HVAC Systems\D3040 - Distribution SYS\Hot Water Pump - PHW | 1012800
19-AX1 | 19-AX1 Van Nuys Courthouse East | 19-AX1-D3044-125-PHW04 | HOT WATER PUMP #4 | PACO PUMP | S0020854B | NA | OM00033264 |  | BOILER ROOM | NA | NA | NA | 15 | 208/230 | 39.5 | Electric | 3 | NA | NA | \Classifications\Building System Class\D30-HVAC Systems\D3040 - Distribution SYS\Hot Water Pump - PHW | 1012801
19-AX1 | 19-AX1 Van Nuys Courthouse East | 19-AX1-D3021-130-BLR01 | BOILER, HOT WATER #1 (OIL/GAS COMBO) | Rite Engineering | 29541 | 400WG | OM00033277 | Permit #G31871 | BOILER ROOM | NA | NA | NA | 3 | 460 | DNA | Natural gas | 3 | 4,000,000 | 3,320,000 | \Classifications\Building System Class\D30-HVAC Systems\D3020 - Heat SYS\Boiler,Hot Water,Oil/Gas/Comb. - BLR | 1012802
19-AX1 | 19-AX1 Van Nuys Courthouse East | 19-AX1-D3021-130-BLR02 | BOILER, HOT WATER #2 (OIL/GAS COMBO) | Rite Engineering | 29540 | 400 WG | OM00036723 | Permit #G31870 | BOILER ROOM | NA | NA | NA | 3 | 460 | DNA | Natural gas | 3 | 4,000,000 | 3,320,000 | \Classifications\Building System Class\D30-HVAC Systems\D3020 - Heat SYS\Boiler,Hot Water,Oil/Gas/Comb. - BLR | 1012803
19-AX1 | 19-AX1 Van Nuys Courthouse East | 19-AX1-D3031-100-PCH01 | CHILLED WATER PUMP #1 | LINCOLN | DNA | DNA | OM00033286 |  | BOILER ROOM | NA | NA | NA | 60 | 230/460 | 154/77 | Electric | 3 | NA | NA | \Classifications\Building System Class\D30-HVAC Systems\D3030 - Cooling SYS\Chilled Water Pump - PCH | 1012804
19-AX1 | 19-AX1 Van Nuys Courthouse East | 19-AX1-D3031-100-PCH02 | CHILLED WATER PUMP #2 | PACO PUMP | DNA | DNA | OM00033287 |  | BOILER ROOM | NA | NA | NA | 60 | 230/460 | 154/77 | Electric | 3 | NA | NA | \Classifications\Building System Class\D30-HVAC Systems\D3030 - Cooling SYS\Chilled Water Pump - PCH | 1012805
19-AX1 | 19-AX1 Van Nuys Courthouse East | 19-AX1-D3041-110-AHU01 | AIR HANDLER UNIT #1 | AMERICAN STANDARD | 3-42688-01 (ORDER#) | 402-216 | OM00033273 |  | MECHANICAL ROOM | B-144 | 20X20X8 (4) | NA | 5 | 460 | 30 | Electric | 3 | NA | NA | \Classifications\Building System Class\D30-HVAC Systems\D3040 - Distribution SYS\Air Handling Unit - AHU | 1012806
19-AX1 | 19-AX1 Van Nuys Courthouse East | 19-AX1-D3041-110-AHU10 | Air Handler Unit AHU10 | AMERICAN STANDARD | 2-42688-27 (ORDER#) | DNA | OM00033843 |  | MECHANICAL ROOM | B-105 | 24X24X8 (15) | NA | 20 | 230/460 | 24 | Electric | 3 | NA | NA | \Classifications\Building System Class\D30-HVAC Systems\D3040 - Distribution SYS\Air Handling Unit - AHU | 1012807
19-AX1 | 19-AX1 Van Nuys Courthouse East | 19-AX1-D3041-110-AHU04 | Air Handler Unit AHU04 | AMERICAN STANDARD | 2-42688-28 (ORDER#) | NA | OM00033842 |  | MECHANICAL ROOM | B-105 | 24X24X8 (15) | NA | 20 | 460 | 24 | Electric | 3 | NA | NA | \Classifications\Building System Class\D30-HVAC Systems\D3040 - Distribution SYS\Air Handling Unit - AHU | 1012808
19-AX1 | 19-AX1 Van Nuys Courthouse East | 19-AX1-D3041-110-AHU05 | Air Handler Unit AHU05 | AMERICAN STANDARD | 2-42688-30 (ORDER#) | NA | OM00033841 |  | MECHANICAL ROOM | B-105 | 24X24X8 (15) | NA | 20 | 230/460 | 24 | Electric | 3 | NA | NA | \Classifications\Building System Class\D30-HVAC Systems\D3040 - Distribution SYS\Air Handling Unit - AHU | 1012809
19-AX1 | 19-AX1 Van Nuys Courthouse East | 19-AX1-D3041-110-AHU06 | Air Handler Unit AHU06 | AMERICAN STANDARD | 2-42688-31 (ORDER#) | NA | OM00033874 |  | MECHANICAL ROOM | B-105 | 24X24X8 | NA | 20 | 460 | 24 | Electric | 3 | NA | NA | \Classifications\Building System Class\D30-HVAC Systems\D3040 - Distribution SYS\Air Handling Unit - AHU | 1012810
19-AX1 | 19-AX1 Van Nuys Courthouse East | 19-AX1-D3041-110-AHU07 | Air Handler Unit AHU07 | AMERICAN STANDARD | 2-42688-29 (ORDER#) | DNA | OM00033873 |  | MECHANICAL ROOM | B-105 | 24X24X8 (15) | NA | 20 | 230/460 | 30 | Electric | DNA | NA | NA | \Classifications\Building System Class\D30-HVAC Systems\D3040 - Distribution SYS\Air Handling Unit - AHU | 1012811
19-AX1 | 19-AX1 Van Nuys Courthouse East | 19-AX1-D3041-110-AHU09 | Air Handler Unit AHU09 | AIR FAN | 7261 | WMZ231HM | OM00033872 |  | MECHANICAL ROOM | BP-133 | 24X24X8 | NA | 30 | 460 | 56.3 | Electric | 3 | NA | NA | \Classifications\Building System Class\D30-HVAC Systems\D3040 - Distribution SYS\Air Handling Unit - AHU | 1012812
19-AX1 | 19-AX1 Van Nuys Courthouse East | 19-AX1-D3041-110-AHU08 | AIR HANDLER UNIT ROOF | PACE | 87-55073-01 | NA | OM00033472 |  | TO THE RIGHT UPON ENTRANCE TO ELEVATOR ROOM | B-98 (2) | 20X20X4 (4), 24X20X4 (2) | NA | 3 | 460 | 30 | Electric | 3 | NA | NA | \Classifications\Building System Class\D30-HVAC Systems\D3040 - Distribution SYS\Air Handling Unit - AHU | 1012813
19-AX1 | 19-AX1 Van Nuys Courthouse East | 19-AX1-D3041-110-AHU02 | Air Handler Unit AHU02 | AMERICAN STANDARD | 2-42688-19 (ORDER#) | H | OM00033282 |  | BEHIND BOILERS NEAR WALL | NA | 24X24X8 | NA | .5 | 208/230 | DNA | Electric | 3 | NA | NA | \Classifications\Building System Class\D30-HVAC Systems\D3040 - Distribution SYS\Air Handling Unit - AHU | 1012814
19-AX1 | 19-AX1 Van Nuys Courthouse East | 19-AX1-D3041-110-AHU03 | Air Handler Unit AHU03 | AMERICAN STANDARD | 2-42688-20 (ORDER#) | NA | OM00033884 |  | ELEVATOR ROOM | 4L 700 (2) | 24X24X2 | NA | 1.5 | 208-320/460 | 3.6-3.4/1.7 | Electric | 3 | NA | NA | \Classifications\Building System Class\D30-HVAC Systems\D3040 - Distribution SYS\Air Handling Unit - AHU | 1012815
19-AX1 | 19-AX1 Van Nuys Courthouse East | 19-AX1-D3042-220-EFN01 | EXHAUST FAN #1 | AMERICAN STANDARD/GE | 3-42688-05 (ORDER#) | DNA | OM00033888 |  | TO RIGHT UPON PATH TO ELEVATOR ROOM | B-144 (2) | NA | NA | 7.5 | 230/460 | 22.6/11.3 | Electric | 3 | NA | NA | \Classifications\Building System Class\D30-HVAC Systems\D3040 - Distribution SYS\Supply/Exhaust/Return fans- FAN | 1012816
19-AX1 | 19-AX1 Van Nuys Courthouse East | 19-AX1-D3042-220-EFN02 | EXHAUST FAN #2 | AMERICAN STANDARD | 2-42688-11 (ORDER#) | S122DV3 | OM00033470 |  | TO RIGHT UPON ENTRANCE TO ELEVATOR ROOM | 4L 320 | DNA | NA | DNA | DNA | DNA | Electric | DNA | NA | NA | \Classifications\Building System Class\D30-HVAC Systems\D3040 - Distribution SYS\Supply/Exhaust/Return fans- FAN | 1012817
19-AX1 | 19-AX1 Van Nuys Courthouse East | 19-AX1-D3042-220-EFN03 | EXHAUST FAN #3 | AMERICAN STANDARD | H22-DV3 | 2GP | OM00033471 |  | TO RIGHT UPON ENTRANCE TO ELEVATOR ROOM | 4L 430 (2) | DNA | NA | 1.5 | 480 | 4.6-4.4-2.2 | Electric | 3 | NA | NA | \Classifications\Building System Class\D30-HVAC Systems\D3040 - Distribution SYS\Supply/Exhaust/Return fans- FAN | 1012818
19-AX1 | 19-AX1 Van Nuys Courthouse East | 19-AX1-G3063-100-DAT01 | Diesel Fuel Day Tank (25 Gallon) | PRYCO | 30134268 | PY25ULDW | OM00033869 |  | GENERATOR ROOM | NA | NA | NA | 5 | 208/230 | DNA | Diesel | 3 | NA | NA | \Classifications\Building System Class\G30-Site Mechanical Utilities\G3060 - Fuel Distribution\Tank, Fuel Storage Day - DAT | 1012819
19-AX1 | 19-AX1 Van Nuys Courthouse East | 19-AX1-D3090-114-CMP01 | AIR COMPRESSOR #1 (ROOM M-6) | WORTHINGTON | FB-CNN-G1A9 | 1/2 CN8R | OM00033271 | State ID# A006717-67 | MECH ROOM | B-78 | NA | NA | 5 | 208/220 | 15.8 | Electric | 3 | NA | NA | \Classifications\Building System Class\D30-HVAC Systems\D3090 - Other HVAC Systems and Equipment\Air Compressor - CMP | 1012820
19-AX1 | 19-AX1 Van Nuys Courthouse East | 19-AX1-D3090-114-CMP02 | AIR COMPRESSOR #2 (ROOM M-6) | BUEHLER TANK CO | R15151576 | 53138NL | OM00033272 | State ID# A009029-75 | MECH ROOM | B-78 | NA | NA | 5 | 230/460 | 14.7 | Electric | 3 | NA | NA | \Classifications\Building System Class\D30-HVAC Systems\D3090 - Other HVAC Systems and Equipment\Air Compressor - CMP | 1012821
19-AX1 | 19-AX1 Van Nuys Courthouse East | 19-AX1-D4010-150-FMS01 | DRY STANDPIPE | GREENBURG | 1.1069 | NA | OM00033845 | NA | WEST REAR OF BUILDING NEAR EMPLOYEE ENTRANCE | NA | NA | NA | NA | NA | NA | NA | NA | NA | NA | \Classifications\Building System Class\D40-Fire Protection SYS\D4010 - Sprinkler SYS\Fire Systems, stand pipes - FMS | 1012822
19-AX1 | 19-AX1 Van Nuys Courthouse East | 19-AX1-D2023-100-BFP03 | BACKFLOW PREVENTER #3 (1.5 INCHES) | WILKINS / FEBCO | R2421 | 825Y | OM00033844 | OW0209916-FA0234843-BD0056038-R-2421-J030076-FEBRUARY | WEST OF MAIN ENTRANCE IN BETWEEN COURTS (LAPHD FORM REQUIRED) | NA | NA | NA | NA | NA | NA | NA | NA | NA | NA | \Classifications\Building System Class\D20-Plumbing\D2020 - Domestic Water\Backflow Preventer - BFP | 1012825
19-AX1 | 19-AX1 Van Nuys Courthouse East | 19-AX1-D2023-100-BFP04 | BACKFLOW PREVENTER #4 (2 INCHES) | WILKINS | 2315801 | 975XL | OM00033846 | OW0209916-FA0234843-BD0023904-FEBRUARY | GROUNDS SPRINKLERS- CARD #1 (LAPHD FORM REQUIRED) | NA | NA | NA | NA | NA | NA | NA | NA | NA | NA | \Classifications\Building System Class\D20-Plumbing\D2020 - Domestic Water\Backflow Preventer - BFP | 1012826
19-AX1 | 19-AX1 Van Nuys Courthouse East | 19-AX1-D4022-210-FSG01 | PUMP, FIRE ELECTRIC MOTOR DRIVEN | AURORA PUMP | 90-09991 | 321-BF | OM00033886 |  | OUTSIDE OF ELEVATOR ROOM ENTRANCE | NA | NA | NA | 5 | 208-230 | 14-14/7 | Electric | 3 | NA | NA | \Classifications\Building System Class\D40-Fire Protection SYS\D4020 - Stand Pipe\Pump,Fire,Electric Motor Driven - FSG | 1012827
19-AX1 | 19-AX1 Van Nuys Courthouse East | 19-AX1-D4031-100-FEX65 | FIRE EXTINGUISHERS (65) | NA | NA | NA | OM00033473 |  | ALL FLOORS | NA | NA | NA | NA | NA | NA | NA | NA | NA | NA | \Classifications\Building System Class\D40-Fire Protection SYS\D4030 - FIRE SPEC\Fire Extinguisher - FEX | 1012828
19-AX1 | 19-AX1 Van Nuys Courthouse East | 19-AX1-D5010-200-ESD01 | MAIN ELECTRICAL SWTICHGEAR (OVER 560 VOLTS) | BULLDOG ELECTRIC | GO#5E751 | UCA4640 | OM00033269 |  | ELECTRICAL ROOM | NA | NA | NA | NA | 85,000 | 4000 | Electric | 3 | NA | NA | \Classifications\Building System Class\D50-Electrical SYS\D5010 - Elec Service & Dist\Electical Service and Distribution - ESD | 1012829
19-AX1 | 19-AX1 Van Nuys Courthouse East | 19-AX1-D5010-234-ATS01 | AUTO TRANSFER SWITCH #1 | ASCA | 49057X | 903175C (CATALOG#) | OM00033265 |  | ELECTRICAL ROOM | NA | NA | NA | NA | 277/480 | 300 | Electric | 3 | NA | NA | \Classifications\Building System Class\D50-Electrical SYS\D5010 - Elec Service & Dist\Automatic Transfer Switch - ATS | 1012830
19-AX1 | 19-AX1 Van Nuys Courthouse East | 19-AX1-D5010-234-ATS02 | AUTO TRANSFER SWITCH #2 | BULLDOG ELECTRIC | FS-138-993 | BULL-906 | OM00033266 |  | ELECTRICAL ROOM | NA | NA | NA | NA | 480 | 600 | Electric | 3 | NA | NA | \Classifications\Building System Class\D50-Electrical SYS\D5010 - Elec Service & Dist\Automatic Transfer Switch - ATS | 1012831
19-AX1 | 19-AX1 Van Nuys Courthouse East | 19-AX1-D5010-110-MCC01 | MOTOR CONTROL CENTER | BULLDOG ELECTRIC | GO#5E751 | SPECIAL | OM00033270 |  | ELECTRICAL ROOM | NA | NA | NA | NA | 480 | 1200 | Electric | 3 | NA | NA | \Classifications\Building System Class\D50-Electrical SYS\D5010 - Elec Service & Dist\Chiller Room Electrical Panel - MCC | 1012832
19-AX1 | 19-AX1 Van Nuys Courthouse East | 19-AX1-D5011-240-TRN01 | ELECTRICAL TRANSFORMER #1 | CRITTERNDEN TRANSFORMER | MPZ10S40F | B-18976 | OM00033267 |  | ELECTRICAL ROOM | [10 empty] | \Classifications\Building System Class\D50-Electrical SYS\D5010 - Elec Service & Dist\Transformer - TRN | 1012833
19-AX1 | 19-AX1 Van Nuys Courthouse East | 19-AX1-D5011-240-TRN02 | ELECTRICAL TRANSFORMER #2 | CRITTENDEN TRANSFORMER | K9886 | 15049 11 | OM00033268 |  | ELECTRICAL ROOM | NA | NA | NA | NA | 480 | 112.5 | Electric | 3 | NA | NA | \Classifications\Building System Class\D50-Electrical SYS\D5010 - Elec Service & Dist\Transformer - TRN | 1012834
19-AX1 | 19-AX1 Van Nuys Courthouse East | 19-AX1-D5011-240-TRN03 | ELECTRICAL TRANSFORMER #3 | D SQUARE | NA | MP 10S40F | OM00033275 |  | BOILER ROOM | NA | NA | NA | NA | 480 | 20.8 | Electric | 1 | NA | NA | \Classifications\Building System Class\D50-Electrical SYS\D5010 - Elec Service & Dist\Transformer - TRN | 1012835
19-AX1 | 19-AX1 Van Nuys Courthouse East | 19-AX1-D5011-240-TRN04 | ELECTRICAL TRANSFORMER #4 | CRITTENDEN | K-9887-2 | CATLAS | OM00033880 |  | ELEVATOR ROOM | NA | NA | NA | NA | 480 | 9 | Electric | 3 | NA | NA | \Classifications\Building System Class\D50-Electrical SYS\D5010 - Elec Service & Dist\Transformer - TRN | 1012836
19-AX1 | 19-AX1 Van Nuys Courthouse East | 19-AX1-D5036-200-CSY01 | CLOCK SYSTEM | STANDARD | 414 | 1402 | OM00033848 |  | FIRE CONTROL ROOM | NA | NA | NA | NA | 120 | 8 | Electric | NA | NA | NA | \Classifications\Building System Class\D50-Electrical SYS\D5030 - Comm & Security\Clock Systems - CSY | 1012838
19-AX1 | 19-AX1 Van Nuys Courthouse East | 19-AX1-D5037-710-FAP01 | FIRE ALARM PANEL #1 | SILENT KNIGHT DIALER | NA | 5104B | OM00033786 |  | SECURED AREA IN FRONT OF ADMIN OFFICE IN HALL | NA | NA | NA | NA | 120 | 8 | Electric | DNA | NA | NA | \Classifications\Building System Class\D50-Electrical SYS\D5030 - Comm & Security\Fire Alarm Panel - FAP | 1012839
19-AX1 | 19-AX1 Van Nuys Courthouse East | 19-AX1-D5092-210-GEN01 | EMERGENCY GENERATOR | DELCO | 9-A-66 | YE-4818-EC | OM00033868 | Permit #G31872 | GENERATOR ROOM | NA | NA | NA | 232 | 527 | 452 | Diesel | 3 | NA | NA | \Classifications\Building System Class\D50-Electrical SYS\D5090 - Elec SYS\Emergency Generator - GEN | 1012840
19-AX1 | 19-AX1 Van Nuys Courthouse East | 19-AX1-D5092-250-EML100 | EMERGENCY (40) & EXIT (60) LIGHTING | NA | NA | NA | OM00033847 |  | ALL FLOORS | NA | NA | NA | NA | 115, 277, 110 | NA | Electric | NA | NA | NA | \Classifications\Building System Class\D50-Electrical SYS\D5090 - Elec SYS\Emergency And Exit Lighting - EML | 1012842
19-AX1 | 19-AX1 Van Nuys Courthouse East | 19-AX1-G3010-210-PWT01 | POTABLE WATER STORAGE TANK #1 | ADVANCE TANK CO | 16872 | NA | OM00033885 |  | ELEVATOR ROOM | NA | NA | NA | NA | NA | NA | NA | NA | NA | NA | \Classifications\Building System Class\G30-Site Mechanical Utilities\G3010 - Water Supply\Potable Water Storage Tank - PWT | 1012843
19-AX1 | 19-AX1 Van Nuys Courthouse East | 19-AX1-G3010-210-PWT02 | POTABLE WATER STORAGE TANK #2 | ADVANCE TANK CO | 16906 | DNA | OM00033887 |  | ABOVE FIRE JOCKEY PUMP | NA | NA | NA | NA | NA | NA | NA | NA | NA | NA | \Classifications\Building System Class\G30-Site Mechanical Utilities\G3010 - Water Supply\Potable Water Storage Tank - PWT | 1012844
19-AX1 | 19-AX1 Van Nuys Courthouse East | 19-AX1-G3063-100-AST01 | FUEL STORAGE TANK (ABOVE GROUND) | ENVIRO | MH7565 | UL2085 | OM00035016 |  | OUTSIDE NEAR EMPLOYEE REAR ENTRANCE | NA | NA | NA | NA | NA | NA | Diesel | NA | NA | NA | \Classifications\Building System Class\G30-Site Mechanical Utilities\G3060 - Fuel Distribution\Tank, Fuel Storage, Above Ground - AST | 1012846
19-AX1 | 19-AX1 Van Nuys Courthouse East | 19-AX1-G2050-200-LSC01 | LANDSCAPING | NA | NA | NA | OM00033261 |  | GROUNDS | NA | NA | NA | NA | NA | NA | NA | NA | NA | NA | \Classifications\Building System Class\G20-Other Systems\G2050 - Landscaping\Landscaping - LSC | 1012848
19-AX1 | 19-AX1 Van Nuys Courthouse East | 19-AX1-D5092-250-ELT45 | EXTERIOR LIGHTS (45) | NA | NA | NA | OM00033476 |  | ALL | NA | NA | NA | NA | 220-277 | DNA | Electric | DNA | NA | NA | \Classifications\Building System Class\D50-Electrical SYS\D5090 - Elec SYS\Exterior Lighting - ELT | 1012849
19-AX1 | 19-AX1 Van Nuys Courthouse East | 19-AX1-G2049-300-HSC01 | HARDSCAPE | NA | NA | NA | OM00033474 |  | ALL | NA | NA | NA | NA | NA | NA | NA | NA | NA | NA | \Classifications\Building System Class\G20-Other Systems\G2040 - Site Development\Hardscape - HSC | 1012850
19-AX1 | 19-AX1 Van Nuys Courthouse East | 19-AX1-D2023-100-BFP07 | Backflow Preventer, Boiler Card #2 1-1/2" | Wilkins | 4002690 | 975XL 1-1/2" | OM00036725 | OW0209916-FA0234843-BD0056999-2249053-FEBRUARY | Boiler Card #2 -1-1/2" (LAPHD FORM REQUIRED) | [10 empty] | \Classifications\Building System Class\D20-Plumbing\D2020 - Domestic Water\Backflow Preventer - BFP | 1015909
19-AX1 | 19-AX1 Van Nuys Courthouse East | 19-AX1-D4095-230-HBL01 | VENT HOOD (GUESS CAF, WET) | PYRO CHEM | NA | EN-MCU3 | OM00035687 |  | GUESS CAF | NA | NA | NA | NA | NA | NA | NA | NA | NA | NA | \Classifications\Building System Class\D40-Fire Protection SYS\D4090 - Other Fire Protection Systems\Hood and Blower - HBL | 1016189
19-AX1 | 19-AX1 Van Nuys Courthouse East | 19-AX1-D2023-100-BFP06 | BACKFLOW (BOILER ROOM) | WILKINS | A185567 | 375RP | OM00036721 | OW0209916-FA0234843-BD0009022-FEBRUARY | BASEMENT BOILER ROOM (LAPHD FORM REQUIRED) | NA | NA | NA | NA | NA | NA | NA | NA | NA | NA | \Classifications\Building System Class\D20-Plumbing\D2020 - Domestic Water\Backflow Preventer - BFP | 1016500
19-AX1 | 19-AX1 Van Nuys Courthouse East | 19-AX1-D3090-220-CMD01 | Compressor Air Dryer | HANKISON | N80101150108982 | 8010-115 | OM00037825 |  | BASEMENT | NA | NA | R-134a | NA | 110 | NA | Electric | 1 | NA | NA | \Classifications\Building System Class\D30-HVAC Systems\D3090 - Other HVAC Systems and Equipment\Compressed Air Dryer - CMD | 1016843
19-AX1 | 19-AX1 Van Nuys Courthouse East | 19-AX1-D3012-120-GMR01 | METER, GAS METER READINGS | AMERICAN METER CO | 0311537504 | AL-425 | OM00037822 |  | OUTSIDE NEXT TO SIDEWALK REAR OF COURT, DELANO ST | NA | NA | NA | NA | NA | NA | NA |  | NA | NA | \Classifications\Building System Class\D30-HVAC Systems\D3010 - Energy Supply\Gas Meter Readings - GMR | 1016844
19-AX1 | 19-AX1 Van Nuys Courthouse East | 19-AX1-D2023-310-HWP01 | DOMESTIC HOT WATER CIRCULATING PUMP | ITT INDUSTRIES BELL & GOSSETT | 172648-A | 469ABH80 | OM00037828 |  | BASEMENT BOILER ROOM M6 | NA | NA | NA | 3/4 | 240 | 7.2-3.8-3.6 | Electric | 1 | NA | NA | \Classifications\Building System Class\D20-Plumbing\D2020 - Domestic Water\Domestic Hot Water Circulating Pump - HWP | 1016845
19-AX1 | 19-AX1 Van Nuys Courthouse East | 19-AX1-D2023-310-HWP02 | DOMESTIC HOT WATER CIRCULATING PUMP | ITT INDUSTRIES BELL & GOSSETT | 172648-B | 469ABH80 | OM00037829 |  | BASEMENT BOILER ROOM M6 | NA | NA | NA | 3/4 | 240 | 7.2-3.8-3.6 | Electric | 1 | NA | NA | \Classifications\Building System Class\D20-Plumbing\D2020 - Domestic Water\Domestic Hot Water Circulating Pump - HWP | 1016846
19-AX1 | 19-AX1 Van Nuys Courthouse East | 19-AX1-D5010-110-MCC02 | MOTOR CONTROL CENTER (BOILER #1) | AMERICAN COMBUSTION TECHNOLOGIES | 00271 | MFT04G-SLE | OM00037830 |  | BASEMENT BOILER ROOM M6 | NA | NA | NA | 3 | 480 | 15 | Electric | 3 | NA | NA | \Classifications\Building System Class\D50-Electrical SYS\D5010 - Elec Service & Dist\Chiller Room Electrical Panel - MCC | 1016847
19-AX1 | 19-AX1 Van Nuys Courthouse East | 19-AX1-D5010-110-MCC03 | MOTOR CONTROL CENTER (BOILER #2) | AMERICAN COMBUSTION TECHNOLOGIES | 00272 | MFT04G-SLE | OM00037831 |  | BASEMENT BOILER ROOM M6 | NA | NA | NA | 3 | 480 | 15 | Electric | 3 | NA | NA | \Classifications\Building System Class\D50-Electrical SYS\D5010 - Elec Service & Dist\Chiller Room Electrical Panel - MCC | 1016848
19-AX1 | 19-AX1 Van Nuys Courthouse East | 19-AX1-D5010-110-MCC04 | MOTOR CONTROL CENTER | ITE | NA | NA | OM00037826 | NA | BASEMENT BOILER ROOM M6 | NA | NA | NA | DNA | DNA | DNA | Electric | DNA | NA | NA | \Classifications\Building System Class\D50-Electrical SYS\D5010 - Elec Service & Dist\Chiller Room Electrical Panel - MCC | 1016849
19-AX1 | 19-AX1 Van Nuys Courthouse East | 19-AX1-D5010-110-MCC05 | MOTOR CONTROL CENTER | ITE | NA | DNA | OM00037820 |  | OUTSIDE ELEVATOR ROOM ON ROOF | NA | NA | NA | DNA | DNA | DNA | Electric | DNA | NA | NA | \Classifications\Building System Class\D50-Electrical SYS\D5010 - Elec Service & Dist\Chiller Room Electrical Panel - MCC | 1016850
19-AX1 | 19-AX1 Van Nuys Courthouse East | 19-AX1-D3041-230-RFN01 | RETURN FAN (BELT DRIVEN) (RM M6) | AMERICAN STANDARD | 2-42686-21 (ORDER#) | NA | OM00037827 |  | BASEMENT ROOM M6 | DNA | NA | NA | 10 | 240 | 24.5 | Electric | 3 | NA | NA | \Classifications\Building System Class\D30-HVAC Systems\D3040 - Distribution SYS\Supply/Exhaust/Return fans- FAN | 1016854
19-AX1 | 19-AX1 Van Nuys Courthouse East | 19-AX1-D3041-230-RFN02 | RETURN FAN #2 (BELT DRIVEN) (RM M209) | AMERICAN STANDARD | 2-42688-22 (ORDER#) | NA | OM00037838 | NA | 2ND FLOOR MECH ROOM M209 | B-64 (2) | NA | NA | 5 | 240-480 | 14-7, 3 | Electric | 3 | NA | NA | \Classifications\Building System Class\D30-HVAC Systems\D3040 - Distribution SYS\Supply/Exhaust/Return fans- FAN | 1016855
19-AX1 | 19-AX1 Van Nuys Courthouse East | 19-AX1-D3041-230-RFN03 | RETURN FAN #3 (BELT DRIVEN) (RM M327) | AMERICAN STANDARD | 2-42688-23 (ORDER#) | NA | OM00037837 |  | 3RD FLOOR MECH ROOM M327 | DNA | NA | NA | 20 | 240-480 | 15.6-12.7 | Electric | 3 | NA | NA | \Classifications\Building System Class\D30-HVAC Systems\D3040 - Distribution SYS\Supply/Exhaust/Return fans- FAN | 1016856
19-AX1 | 19-AX1 Van Nuys Courthouse East | 19-AX1-D3041-230-RFN04 | RETURN FAN #4 (BELT DRIVEN) | AMERICAN STANDARD | 2-42688-26 (ORDER#) | DNA | OM00037835 |  | 4TH FLOOR MECH ROOM | DNA | NA | NA | 10 | 240-480 | 26.8-13.4 | Electric | 3 | NA | NA | \Classifications\Building System Class\D30-HVAC Systems\D3040 - Distribution SYS\Supply/Exhaust/Return fans- FAN | 1016857
19-AX1 | 19-AX1 Van Nuys Courthouse East | 19-AX1-D3041-230-RFN05 | RETURN FAN #5 (BELT DRIVEN) (RM M521) | AMERICAN STANDARD | 2-42688-23 (ORDER#) | NA | OM00037834 |  | 5TH FLOOR MECH ROOM M521 | DNA | NA | NA | 10 | 240-480 | 28.6-27-13.5 | Electric | 3 | NA | NA | \Classifications\Building System Class\D30-HVAC Systems\D3040 - Distribution SYS\Supply/Exhaust/Return fans- FAN | 1016858
19-AX1 | 19-AX1 Van Nuys Courthouse East | 19-AX1-D3041-230-RFN06 | RETURN FAN #6 (BELT DRIVEN) (RM M619) | AMERICAN STANDARD | 2-42688-24 (ORDER#) | NA | OM00037832 |  | 6TH FLOOR MECH ROOM M619 | DNA | NA | NA | 10 | 240-480 | 27.4-13.7 | Electric | 3 | NA | NA | \Classifications\Building System Class\D30-HVAC Systems\D3040 - Distribution SYS\Supply/Exhaust/Return fans- FAN | 1016859
19-AX1 | 19-AX1 Van Nuys Courthouse East | 19-AX1-D3041-230-RFN07 | RETURN FAN #7 (BELT DRIVEN) | ALADDIN HEATING CORP | 59732 | M | OM00037821 |  | 7TH FLOOR | DNA | NA | NA | 15 | 240-480 | DNA | Electric | 3 | NA | NA | \Classifications\Building System Class\D30-HVAC Systems\D3040 - Distribution SYS\Supply/Exhaust/Return fans- FAN | 1016860
19-AX1 | 19-AX1 Van Nuys Courthouse East | 19-AX1-D5037-710-FAP02 | FIRE ALARM PANEL (MAIN) | STANDARD ELECTRIC TIME CO | L2326 | L30D-6 | OM00037824 |  | FIRE CONTROL RM 2A IN BASEMENT BETWEEN RESTROOMS & KITCHEN | NA | NA | NA | NA | DNA | DNA | Electric |  | NA | NA | \Classifications\Building System Class\D50-Electrical SYS\D5030 - Comm & Security\Fire Alarm Panel - FAP | 1016861
19-AX1 | 19-AX1 Van Nuys Courthouse East | 19-AX1-D5037-710-FAP03 | FIRE ALARM PANEL | FIRE-LITE ALARMS INC | NA | MS9200 | OM00033849 |  | 1ST FLOOR BY SECURED HALLWAY | NA | NA | NA | NA | DNA | DNA | Electric | DNA | NA | NA | \Classifications\Building System Class\D50-Electrical SYS\D5030 - Comm & Security\Fire Alarm Panel - FAP | 1016862
19-AX1 | 19-AX1 Van Nuys Courthouse East | 19-AX1-D5011-240-TRN05 | ELECTRICAL TRANSFORMER (RM M323) | CRITTENDEN WORKS INC | K9885 | 15051.11 | OM00037836 |  | 3RD FLOOR ELECTRICAL ROOM M323 | NA | NA | NA | NA | 480 | DNA | Electric | 3 | NA | NA | \Classifications\Building System Class\D50-Electrical SYS\D5010 - Elec Service & Dist\Transformer - TRN | 1016863
19-AX1 | 19-AX1 Van Nuys Courthouse East | 19-AX1-D5011-240-TRN06 | ELECTRICAL TRANSFORMER (RM M617) | CRITTENDEN WORKS INC | K9886 | 15049.11 | OM00037833 |  | 6TH FLOOR ROOM M617 | NA | NA | NA | NA | 480 | DNA | Electric | 3 | NA | NA | \Classifications\Building System Class\D50-Electrical SYS\D5010 - Elec Service & Dist\Transformer - TRN | 1016864
19-AX1 | 19-AX1 Van Nuys Courthouse East | 19-AX1-D5011-240-TRN07 | ELECTRICAL TRANSFORMER (ROOF) | SIERRA TRANSFORMER CO | 9585-1 | 30TH24DA | OM00037819 |  | ROOF OUTSIDE ELEVATOR ROOM | NA | NA | NA | NA | 480 | DNA | Electric | 3 | NA | NA | \Classifications\Building System Class\D50-Electrical SYS\D5010 - Elec Service & Dist\Transformer - TRN | 1016882
19-AX1 | 19-AX1 Van Nuys Courthouse East | 19-AX1-D2023-100-BFP08 | Backflow Preventor, Main Domestic 6 inch (BFP08) | Febco | N1311010819 | LF 860 | OM00037823 | ID#:3-233455 | Next to Sidewalk Rear of Building Delano St | NA | NA | NA | NA | NA | NA | NA |  | NA | NA | \Classifications\Building System Class\D20-Plumbing\D2020 - Domestic Water\Backflow Preventer - BFP | 1017289
19-AX1 | 19-AX1 Van Nuys Courthouse East | 19-AX1-G3063-100-DFS02 | Diesel Fuel Leak Detection System | Veeder-Root | N12229331711001 | TLS-300C | OM00036724 |  | Basement Room M-6 | NA | NA | NA | NA | 110 | 2.0 | ELECTRIC | 1 | NA | NA | \Classifications\Building System Class\G30-Site Mechanical Utilities\G3060 - Fuel Distribution\Diesel Fuel Leak Detection System - DFS | 1017491
19-AX2 | 19-AX2 Van Nuys Courthouse West | 19-AX2-D1010-100-ELE02 | ELEVATOR #2, ELECTRIC (PUBLIC) | MONTGOMERY | 421849 | NA | OM00033291 | State ID# 089772¦ Passenger Elevator#2 | ELEVATOR ROOM | NA | NA | NA | 39.6 | 240 | 148 | Electric | 3 |  |  | \Classifications\Building System Class\D10-Conveyance Systems\D1010 - Elevator\Elevator,Electric,Pass/Freight - ELE | 1011650
19-AX2 | 19-AX2 Van Nuys Courthouse West | 19-AX2-D1020-100-ESC01 | Escalator, ESC01, 3-2 DN | MONTGOMERY | NA | NA | OM00033347 | State ID# 089574¦ Escalator 3-2 DN | 3RD FLOOR WESTSIDE OF BUILDING | NA | NA | NA | NA | DNA | DNA | Electric | DNA | NA | NA | \Classifications\Building System Class\D10-Conveyance Systems\D1020 - Escalator\Escalator,Electric - ESC | 1011651
19-AX2 | 19-AX2 Van Nuys Courthouse West | 19-AX2-D1010-100-ELE04 | ELEVATOR #4, ELECTRIC (PUBLIC) | MONTGOMERY | 421844 | NA | OM00033293 | State ID# 089962¦ Passenger Elevator#4 | ELEVATOR ROOM | NA | NA | NA | 39.6 | 240 | 148 | Electric | 3 | NA | NA | \Classifications\Building System Class\D10-Conveyance Systems\D1010 - Elevator\Elevator,Electric,Pass/Freight - ELE | 1011652
19-AX2 | 19-AX2 Van Nuys Courthouse West | 19-AX2-D1020-100-ESC02 | Escalator, ESC02, UP 1-2 | MONTGOMERY | NA | NA | OM00033346 | State ID# 089579¦ Escalator 1-2 UP | 2ND FLOOR EAST SIDE OF BUILDING | NA | NA | NA | NA | DNA | DNA | Electric | DNA | NA |  | \Classifications\Building System Class\D10-Conveyance Systems\D1020 - Escalator\Escalator,Electric - ESC | 1011653
19-AX2 | 19-AX2 Van Nuys Courthouse West | 19-AX2-D1010-100-ELE03 | LIFT, ELEVATOR #3 (PUBLIC, ELECTRIC) | MONTGOMERY | 421843 | NA | OM00033292 | State ID# 089771¦ Passenger Elevator #3 | ELEVATOR ROOM | NA | NA | NA | 39.6 | 240 | 148 | Electric | 3 | NA | NA | \Classifications\Building System Class\D10-Conveyance Systems\D1010 - Elevator\Elevator,Electric,Pass/Freight - ELE | 1011654
19-AX2 | 19-AX2 Van Nuys Courthouse West | 19-AX2-D1020-100-ESC03 | Escalator, ESC03, 2-3 UP | MONTGOMERY | NA | NA | OM00033345 | State ID# 089580¦ Escalator 2-3 UP | DNA | NA | NA | NA | NA | DNA | DNA | Electric | DNA | NA | NA | \Classifications\Building System Class\D10-Conveyance Systems\D1020 - Escalator\Escalator,Electric - ESC | 1011655
19-AX2 | 19-AX2 Van Nuys Courthouse West | 19-AX2-D1010-100-ELE09 | ELEVATOR #9, ELECTRIC (JUDGES) | MONTGOMERY | 42184 | NA | OM00033883 | State ID# 089965¦ Passenger Elevator #9 | ELEVATOR ROOM | NA | NA | NA | 25 | 240 | 276 | Electric | 3 | NA | NA | \Classifications\Building System Class\D10-Conveyance Systems\D1010 - Elevator\Elevator,Electric,Pass/Freight - ELE | 1011656
19-AX2 | 19-AX2 Van Nuys Courthouse West | 19-AX2-D1010-100-ELE08 | ELEVATOR #8, ELECTRIC ) | MONTGOMERY | WA-107-WA | NA | OM00033882 | State ID# 086828¦ Passenger Elevator #8 | ELEVATOR ROOM | NA | NA | NA | 50 | 240 | 167 | Electric | 3 | NA | NA | \Classifications\Building System Class\D10-Conveyance Systems\D1010 - Elevator\Elevator,Electric,Pass/Freight - ELE | 1011657
19-AX2 | 19-AX2 Van Nuys Courthouse West | 19-AX2-D1010-100-ELE05 | LIFT, ELEVATOR #5 (PUBLIC, ELECTRIC) | MONTGOMERY | WA-8-1458 | SCD1842A809A802 | OM00033294 | State ID# 089575¦ Passenger Elevator #5 | ELEVATOR ROOM | NA | NA | NA | 25 | 240 | 88 | Electric | 3 | NA | NA | \Classifications\Building System Class\D10-Conveyance Systems\D1010 - Elevator\Elevator,Electric,Pass/Freight - ELE | 1011658
19-AX2 | 19-AX2 Van Nuys Courthouse West | 19-AX2-D1010-100-ELE06 | ELEVATOR #6, ELECTRIC (JUDGES) | MONTGOMERY | WA-1-147 | 5CP1935A887A801 | OM00033295 | State ID# 089576¦ Passenger Elevator #6 | ELEVATOR ROOM | NA | NA | NA | 30 | 240 | 102 | Electric | 3 | NA | NA | \Classifications\Building System Class\D10-Conveyance Systems\D1010 - Elevator\Elevator,Electric,Pass/Freight - ELE | 1011659
19-AX2 | 19-AX2 Van Nuys Courthouse West | 19-AX2-D1010-100-ELE07 | ELEVATOR #7, ELECTRIC (CUSTODY) | MONTGOMERY | WA-1-148-WA | NA | OM00033881 | State ID# 089577¦ Passenger Elevator #7 | ELEVATOR ROOM | NA | NA | NA | 30 | 240 | 102 | Electric | 3 | NA | NA | \Classifications\Building System Class\D10-Conveyance Systems\D1010 - Elevator\Elevator,Electric,Pass/Freight - ELE | 1011660
19-AX2 | 19-AX2 Van Nuys Courthouse West | 19-AX2-D1020-100-ESC04 | Escalator, ESC04, 2-1 DN | MONTGOMERY | NA | NA | OM00033348 | State ID# 089578¦ Escalator, 2-1 DN | 2ND FLOOR WEST SIDE OF BUILDING | NA | NA | NA | NA | DNA | DNA | Electric | DNA | NA | NA | \Classifications\Building System Class\D10-Conveyance Systems\D1020 - Escalator\Escalator,Electric - ESC | 1011661
19-AX2 | 19-AX2 Van Nuys Courthouse West | 19-AX2-D1010-100-ELE01 | ELEVATOR #1, ELECTRIC (PUBLIC) | MONTGOMERY | 421848 | NA | OM00033290 | State ID# 090132¦ Passenger Elevator #1 | ELEVATOR ROOM | NA | NA | NA | 39.6 | 240 | 148 | Electric | 3 | NA | NA | \Classifications\Building System Class\D10-Conveyance Systems\D1010 - Elevator\Elevator,Electric,Pass/Freight - ELE | 1011662
19-AX2 | 19-AX2 Van Nuys Courthouse West | 19-AX2-B2010-100-BLD01 | BUILDING | NA | NA | NA | OM00033253 |  | BUILDING | NA | NA | NA | NA | NA | NA | NA | NA | NA | NA | \Classifications\Building System Class\B20-General Building Exterior\B2010 - Exterior Walls\Building - BLD | 1012851
19-AX2 | 19-AX2 Van Nuys Courthouse West | 19-AX2-B2034-400-DOH01 | OVERHEAD ROLLUP DOOR #1 (LOADING DOCK) | LAWRENCE ROLLUP DOORS INC | 101125 | NA | OM00033324 |  | LOADING DOCK | NA | NA | NA | DNA | 208/230 | DNA | Electric | 3 | NA | NA | \Classifications\Building System Class\B20-General Building Exterior\B2030 - Exterior Doors\Door,Overhead-Shutter,Manual,Elec,Roll-up - DOH | 1012852
19-AX2 | 19-AX2 Van Nuys Courthouse West | 19-AX2-B2034-400-DOH02 | OVERHEAD ROLLUP DOOR #2 (LOADING DOCK STORAGE BAY) | KINNEAR | 46-5707-10 | NA | OM00033325 |  | LOADING DOCK STORAGE BAY | NA | NA | NA | DNA | 208/230 | DNA | Electric | 3 | NA | NA | \Classifications\Building System Class\B20-General Building Exterior\B2030 - Exterior Doors\Door,Overhead-Shutter,Manual,Elec,Roll-up - DOH | 1012853
19-AX2 | 19-AX2 Van Nuys Courthouse West | 19-AX2-B2034-400-DOH03 | DOOR, ROLLUP #3, BUS BAY EAST (ENTRANCE) | KINNEAR | 46-5707-14 | ABG1-150 | OM00033326 |  | GROUNDS | NA | NA | NA | DNA | 208/230 | DNA | Electric | 3 | NA | NA | \Classifications\Building System Class\B20-General Building Exterior\B2030 - Exterior Doors\Door,Overhead-Shutter,Manual,Elec,Roll-up - DOH | 1012854
19-AX2 | 19-AX2 Van Nuys Courthouse West | 19-AX2-B3010-100-RUF01 | ROOFING SYSTEM | NA | NA | NA | OM00033258 |  | ROOF | NA | NA | NA | NA | NA | NA | NA | NA | NA | NA | \Classifications\Building System Class\B30-Roofing\B3010 - Roof Types\Roof - RUF | 1012855
19-AX2 | 19-AX2 Van Nuys Courthouse West | 19-AX2-D1013-310-WCL01 | WHEELCHAIR LIFT #1 | AUTOQUIP CORP | 118740388 | 16LA5 | OM00033359 | State ID# 003211 | DEPT "G" | NA | NA | NA | 1 | 110 | DNA | Electric | 3 | NA | NA | \Classifications\Building System Class\D10-Conveyance Systems\D1010 - Elevator\Wheelchair Lift - WCL | 1012856
19-AX2 | 19-AX2 Van Nuys Courthouse West | 19-AX2-D1013-310-WCL02 | WHEELCHAIR LIFT #2 | AUTOQUIP CORP | 118740388A | 16LA5 | OM00033358 | State ID# 003210 | DEPT 122 | NA | NA | NA | 1/2 | 208/230 | DNA | Electric | 3 | NA | NA | \Classifications\Building System Class\D10-Conveyance Systems\D1010 - Elevator\Wheelchair Lift - WCL | 1012857
19-AX2 | 19-AX2 Van Nuys Courthouse West | 19-AX2-D1013-310-WCL03 | WHEELCHAIR LIFT #3 | AUTOQUIP CORP | 118740388 | 16LA5 | OM00033360 | State ID# 003312 | DEPT 120 | NA | NA | NA | 1/5 | 208/230 | DNA | Electric | 3 | NA | NA | \Classifications\Building System Class\D10-Conveyance Systems\D1010 - Elevator\Wheelchair Lift - WCL | 1012858
19-AX2 | 19-AX2 Van Nuys Courthouse West | 19-AX2-D1013-310-WCL04 | WHEELCHAIR LIFT #4 | AUTOQUIP CORP | 118740388D | 16LA5 | OM00033340 | State ID# 003213 | 118 DEPTS | NA | NA | NA | DNA | 208/230 | DNA | Electric | 1 | NA | NA | \Classifications\Building System Class\D10-Conveyance Systems\D1010 - Elevator\Wheelchair Lift - WCL | 1012859
19-AX2 | 19-AX2 Van Nuys Courthouse West | 19-AX2-D1013-310-WCL05 | WHEELCHAIR LIFT #5 | AUTOQUIP CORP | 118740388E | 16LA5 | OM00033313 | State ID# 003214 | DEPT 105 | NA | NA | NA | 1/5 | 208/230 | DNA | Electric | 3 | NA | NA | \Classifications\Building System Class\D10-Conveyance Systems\D1010 - Elevator\Wheelchair Lift - WCL | 1012860
19-AX2 | 19-AX2 Van Nuys Courthouse West | 19-AX2-D1013-310-WCL06 | WHEELCHAIR LIFT #6 | AUTOQUIP CORP | 118740388F | 16LA5 | OM00035137 | State ID# 003215 | DEPT "R" | NA | NA | NA | DNA | DNA | DNA | Electric | DNA | NA | NA | \Classifications\Building System Class\D10-Conveyance Systems\D1010 - Elevator\Wheelchair Lift - WCL | 1012861
19-AX2 | 19-AX2 Van Nuys Courthouse West | 19-AX2-D1013-310-WCL07 | WHEELCHAIR LIFT #7 | AUTOQUIP CORP | 118740388G | 16LA5 | OM00033314 | State ID# 003216 | DEPT "F" | NA | NA | NA | 1/5 | 208/230 | DNA | Electric | 3 | NA | NA | \Classifications\Building System Class\D10-Conveyance Systems\D1010 - Elevator\Wheelchair Lift - WCL | 1012862
19-AX2 | 19-AX2 Van Nuys Courthouse West | 19-AX2-D1013-310-WCL08 | WHEELCHIAR LIFT #8 | AUTOQUIP CORP | 118740388H | 16LA5 | OM00033315 | State ID# 003217 | DEPT "V" | NA | NA | NA | 1/5 | 208/230 | DNA | Electric | 3 | NA | NA | \Classifications\Building System Class\D10-Conveyance Systems\D1010 - Elevator\Wheelchair Lift - WCL | 1012863
19-AX2 | 19-AX2 Van Nuys Courthouse West | 19-AX2-D1013-310-WCL09 | WHEELCHAIR LIFT #9 | AUTOQUIP CORP | 118740388I | 16LA5 | OM00033316 | State ID# 003218 | 113 | NA | NA | NA | DNA | 208/230 | DNA | Electric | 1 | NA | NA | \Classifications\Building System Class\D10-Conveyance Systems\D1010 - Elevator\Wheelchair Lift - WCL | 1012864
19-AX2 | 19-AX2 Van Nuys Courthouse West | 19-AX2-D1013-310-WCL10 | WHEELCHAIR LIFT #10 | AUTOQUIP CORP | 11874388 | 16LA5 | OM00033317 | State ID# 003219 | DEPT 121 | NA | NA | NA | 1/2 | 208/230 | DNA | Electric | 3 | NA | NA | \Classifications\Building System Class\D10-Conveyance Systems\D1010 - Elevator\Wheelchair Lift - WCL | 1012865
19-AX2 | 19-AX2 Van Nuys Courthouse West | 19-AX2-D1013-310-WCL11 | WHEELCHAIR LIFT #11 | AUTOQUIP CORP | 118740388K | 16LA5 | OM00033318 | State ID# 003220 | DEPT 115 | NA | NA | NA | DNA | 208/230 | DNA | Electric | 1 | NA | NA | \Classifications\Building System Class\D10-Conveyance Systems\D1010 - Elevator\Wheelchair Lift - WCL | 1012866
19-AX2 | 19-AX2 Van Nuys Courthouse West | 19-AX2-D1013-310-WCL12 | WHEELCHAIR LIFT #12 | AUTOQUIP CORP | 118740388L | 16LA5 | OM00033319 | State ID# 003221 | DEPT 119 | NA | NA | NA | DNA | 208/230 | DNA | Electric | 1 | NA | NA | \Classifications\Building System Class\D10-Conveyance Systems\D1010 - Elevator\Wheelchair Lift - WCL | 1012867
19-AX2 | 19-AX2 Van Nuys Courthouse West | 19-AX2-D1013-310-WCL13 | WHEELCHAIR LIFT #13 | AUTOQUIP CORP | 118740388M | 16LA5 | OM00033320 | State ID# 003222 | DEPT 110 | NA | NA | NA | DNA | 208/230 | DNA | Electric | 1 | NA | NA | \Classifications\Building System Class\D10-Conveyance Systems\D1010 - Elevator\Wheelchair Lift - WCL | 1012868
19-AX2 | 19-AX2 Van Nuys Courthouse West | 19-AX2-D1013-310-WCL14 | WHEELCHAIR LIFT #14 | AUTOQUIP CORP | 118740388N | 16LA5 | OM00033321 | State ID# 003223 | DEPT 109 | NA | NA | NA | DNA | 208/230 | DNA | Electric | 1 | NA | NA | \Classifications\Building System Class\D10-Conveyance Systems\D1010 - Elevator\Wheelchair Lift - WCL | 1012869
19-AX2 | 19-AX2 Van Nuys Courthouse West | 19-AX2-D1013-310-WCL15 | WHEELCHAIR LIFT #15 | AUTOQUIP CORP | 118740388P | 16LA5 | OM00033322 | State ID# 003224 | DEPT "N" | NA | NA | NA | DNA | 208/230 | DNA | Electric | 1 | NA | NA | \Classifications\Building System Class\D10-Conveyance Systems\D1010 - Elevator\Wheelchair Lift - WCL | 1012870
19-AX2 | 19-AX2 Van Nuys Courthouse West | 19-AX2-D1013-310-WCL16 | WHEELCHAIR LIFT #16 | AUTOQUIP CORP | 118740388Q | 16LA5 | OM00033323 | State ID# 003225 | DEPT "E" | NA | NA | NA | DNA | 208/230 | DNA | Electric | 1 | NA | NA | \Classifications\Building System Class\D10-Conveyance Systems\D1010 - Elevator\Wheelchair Lift - WCL | 1012871
19-AX2 | 19-AX2 Van Nuys Courthouse West | 19-AX2-D1013-310-WCL17 | WHEELCHAIR LIFT #17 | AUTOQUIP CORP | 118740388R | 16LA5 | OM00033333 | State ID# 003226 | DEPT 112 | NA | NA | NA | DNA | 208/230 | DNA | Electric | 1 | NA | NA | \Classifications\Building System Class\D10-Conveyance Systems\D1010 - Elevator\Wheelchair Lift - WCL | 1012872
19-AX2 | 19-AX2 Van Nuys Courthouse West | 19-AX2-D1013-310-WCL18 | WHEELCHAIR LIFT #18 | AUTOQUIP CORP | 118740388V | 16LA5 | OM00033334 | State ID# 003227 | DEPT 107 | NA | NA | NA | DNA | 208/230 | DNA | Electric | 1 | NA | NA | \Classifications\Building System Class\D10-Conveyance Systems\D1010 - Elevator\Wheelchair Lift - WCL | 1012873
19-AX2 | 19-AX2 Van Nuys Courthouse West | 19-AX2-D1013-310-WCL19 | WHEELCHAIR LIFT #19 | AUTOQUIP CORP | 118740388W | 16LA5 | OM00033335 | State ID# 003228 | DEPT 104 | NA | NA | NA | DNA | 208/230 | DNA | Electric | 1 | NA | NA | \Classifications\Building System Class\D10-Conveyance Systems\D1010 - Elevator\Wheelchair Lift - WCL | 1012874
19-AX2 | 19-AX2 Van Nuys Courthouse West | 19-AX2-D1013-310-WCL20 | WHEELCHAIR LIFT #20 | AUTOQUIP CORP | 118740388U | 16LA5 | OM00033336 | State ID# 003229 | DEPT 103 | NA | NA | NA | DNA | 208/230 | DNA | Electric | 1 | NA | NA | \Classifications\Building System Class\D10-Conveyance Systems\D1010 - Elevator\Wheelchair Lift - WCL | 1012875
19-AX2 | 19-AX2 Van Nuys Courthouse West | 19-AX2-D1013-310-WCL21 | WHEELCHAIR LIFT #21 | AUTOQUIP CORP | 118740388T | 16LA5 | OM00033337 | State ID# 003230 | DEPT 102 | NA | NA | NA | DNA | 208/230 | DNA | Electric | 1 | NA | NA | \Classifications\Building System Class\D10-Conveyance Systems\D1010 - Elevator\Wheelchair Lift - WCL | 1012876
19-AX2 | 19-AX2 Van Nuys Courthouse West | 19-AX2-D1013-310-WCL22 | WHEELCHAIR LIFT #22 | AUTOQUIP CORP | 118740388Y | 16LA5 | OM00033338 | State ID# 003231 | DEPT 101 | NA | NA | NA | DNA | 203/230 | DNA | Electric | 1 | NA | NA | \Classifications\Building System Class\D10-Conveyance Systems\D1010 - Elevator\Wheelchair Lift - WCL | 1012877
19-AX2 | 19-AX2 Van Nuys Courthouse West | 19-AX2-D1013-310-WCL23 | WHEELCHAIR LIFT #23 | AUTOQUIP CORP | 118740388X | 16LA5 | OM00033339 | State ID# 003232 | DEPT 100 | NA | NA | NA | DNA | 208/230 | DNA | Electric | 1 | NA | NA | \Classifications\Building System Class\D10-Conveyance Systems\D1010 - Elevator\Wheelchair Lift - WCL | 1012878
19-AX2 | 19-AX2 Van Nuys Courthouse West | 19-AX2-D3044-125-PHW01 | PUMP, HOT WATER #1 | TACO | NA | NA | OM00033237 |  | PENTHOUSE BOILER ROOM | NA | NA | NA | 1/2 | 115 | 2.5 | Electric | 1 | NA | NA | \Classifications\Building System Class\D30-HVAC Systems\D3040 - Distribution SYS\Hot Water Pump - PHW | 1012879
19-AX2 | 19-AX2 Van Nuys Courthouse West | 19-AX2-D3044-125-PHW02 | PUMP, HOT WATER #2 | TACO | 134R3221C | 0012-SF4 | OM00033238 |  | PENTHOUSE BOILER ROOM | NA | NA | NA | 1/8 | 115 | 1.57 | Electric | 1 | NA | NA | \Classifications\Building System Class\D30-HVAC Systems\D3040 - Distribution SYS\Hot Water Pump - PHW | 1012880
19-AX2 | 19-AX2 Van Nuys Courthouse West | 19-AX2-D3044-125-PHW03 | PUMP, HOT WATER #3 | TACO | 134R3221S | 0012-SF4 | OM00033239 |  | PENTHOUSE BOILER ROOM | NA | NA | NA | 1/8 | 115 | 1.57 | Electric | 1 | NA | NA | \Classifications\Building System Class\D30-HVAC Systems\D3040 - Distribution SYS\Hot Water Pump - PHW | 1012881
19-AX2 | 19-AX2 Van Nuys Courthouse West | 19-AX2-D3021-130-BLR01 | BOILER #1, HOT WATER OIL/GAS/COMBO | RAYPAK | 187100395 | 404WT | OM00033233 |  | PENTHOUSE BOILER ROOM | NA | NA | NA | DNA | DNA | DNA | Natural gas | DNA | 395,000 | 315,800 | \Classifications\Building System Class\D30-HVAC Systems\D3020 - Heat SYS\Boiler,Hot Water,Oil/Gas/Comb. - BLR | 1012882
19-AX2 | 19-AX2 Van Nuys Courthouse West | 19-AX2-D3021-130-BLR02 | BOILER #2, HOT WATER OIL/GAS/COMBO | RAYPAK | 1209345893 | WH3-HD401 | OM00036685 |  | PENTHOUSE BOILER ROOM | NA | NA | NA | DNA | DNA | DNA | Natural gas | DNA | 395,000 | 315,800 | \Classifications\Building System Class\D30-HVAC Systems\D3020 - Heat SYS\Boiler,Hot Water,Oil/Gas/Comb. - BLR | 1012883
19-AX2 | 19-AX2 Van Nuys Courthouse West | 19-AX2-D3021-130-BLR03 | BOILER #3, HOT WATER, OIL/GAS/COMBO | RAYPAK | 1210346698 | WH3-HD401 | OM00036686 |  | PENTHOUSE BOILER ROOM | NA | NA | NA | NA | NA | NA | Natural gas | NA | 396,000 | 316,800 | \Classifications\Building System Class\D30-HVAC Systems\D3020 - Heat SYS\Boiler,Hot Water,Oil/Gas/Comb. - BLR | 1012884
19-AX2 | 19-AX2 Van Nuys Courthouse West | 19-AX2-D2090-230-WIP01 | PUMP, WATER TREATMENT | LAKEWOOD INSTRUMENTS | NA | 1575E | OM00033206 |  | PENTHOUSE CHILLER ROOM | NA | NA | NA | DNA | 110 | NA | Electric | 1 | NA | NA | \Classifications\Building System Class\D20-Plumbing\D2090 - Other Plumbing SYS\Water Treatment Inhibitor Pump - WIP | 1012885
19-AX2 | 19-AX2 Van Nuys Courthouse West | 19-AX2-D3030-110-CTW01 | COOLING TOWER #1 | CT | PL1202-02034087-1 | 216-9B | OM00033222 |  | OUTSIDE OF CHILLER ROOM | NA | NA | NA | 100 | 230/460 | 238/119 | Electric | 3 | NA | NA | \Classifications\Building System Class\D30-HVAC Systems\D3030 - Cooling SYS\Cooling Tower - CTW | 1012886
19-AX2 | 19-AX2 Van Nuys Courthouse West | 19-AX2-D3030-110-CTW02 | COOLING TOWER #2 | CT | PL1202-02034087-2 | 216-9B | OM00033223 |  | PENTHOUSE OUTSIDE OF CHILLER ROOM | NA | NA | NA | 100 | 230/460 | 238/119 | Electric | 3 | NA | NA | \Classifications\Building System Class\D30-HVAC Systems\D3030 - Cooling SYS\Cooling Tower - CTW | 1012887
19-AX2 | 19-AX2 Van Nuys Courthouse West | 19-AX2-D3030-110-CTW03 | COOLING TOWER #3 | RECOLD | NA | M3558T | OM00033220 |  | PENTHOUSE WEST WALL UP LADDER | B-58 | NA | NA | 5 | 208-230 | 6.5 | Electric | 3 | NA | NA | \Classifications\Building System Class\D30-HVAC Systems\D3030 - Cooling SYS\Cooling Tower - CTW | 1012888
19-AX2 | 19-AX2 Van Nuys Courthouse West | 19-AX2-D3030-110-CTW04 | COOLING TOWER #4 | RECOLD | 861001 | JW-10A | OM00033221 |  | PENTHOUSE WEST WALL UP LADDER | B-58 | NA | NA | 5 | 208/230 | 6.5 | Electric | 3 | NA | NA | \Classifications\Building System Class\D30-HVAC Systems\D3030 - Cooling SYS\Cooling Tower - CTW | 1012889
19-AX2 | 19-AX2 Van Nuys Courthouse West | 19-AX2-D3031-130-CLR01 | CHILLER #1, WATER COOLED | TRANE | L86J40872 | CVHE-071NAL-2TB252EDEJC11CEFC0000000041U000 | OM00033308 |  | PENTHOUSE CHILLER ROOM | NA | NA | R-11 | DNA | 460 | 110 | Electric | 3 | NA | NA | \Classifications\Building System Class\D30-HVAC Systems\D3030 - Cooling SYS\Chiller, Water Cooled - CLR | 1012890
19-AX2 | 19-AX2 Van Nuys Courthouse West | 19-AX2-D3031-100-PCH01 | CHILLED WATER PUMP #1 (SUPPLY) | LINCOLN | NA | NA | OM00033215 |  | PENTHOUSE CHILLER ROOM | NA | NA | NA | 100 | 230/460 | 238/119 | Electric | 3 | NA | NA | \Classifications\Building System Class\D30-HVAC Systems\D3030 - Cooling SYS\Chilled Water Pump - PCH | 1012891
19-AX2 | 19-AX2 Van Nuys Courthouse West | 19-AX2-D3031-100-PCH02 | CHILLED WATER PUMP #2 (SUPPLY) | LINCOLN | NA | NA | OM00033214 |  | CHILLER ROOM | NA | NA | NA | 100 | 230/460 | 238/119 | Electric | 3 | NA | NA | \Classifications\Building System Class\D30-HVAC Systems\D3030 - Cooling SYS\Chilled Water Pump - PCH | 1012892
19-AX2 | 19-AX2 Van Nuys Courthouse West | 19-AX2-D3031-100-PCH03 | CHILLED WATER PUMP #3 (RETURN) | US MOTOR | NA | NA | OM00033213 |  | PENTHOUSE CHILLER ROOM | NA | NA | NA | 25 | 230/460 | 63.6 | Electric | 3 | NA | NA | \Classifications\Building System Class\D30-HVAC Systems\D3030 - Cooling SYS\Chilled Water Pump - PCH | 1012893
19-AX2 | 19-AX2 Van Nuys Courthouse West | 19-AX2-D3031-100-PCH04 | CHILLED WATER PUMP #4 (RETURN) | US MOTOR | NA | NA | OM00033212 |  | PENTHOUSE CHILLER ROOM | NA | NA | NA | 25 | 230/460 | 63.6 | Electric | 3 | NA | NA | \Classifications\Building System Class\D30-HVAC Systems\D3030 - Cooling SYS\Chilled Water Pump - PCH | 1012894
19-AX2 | 19-AX2 Van Nuys Courthouse West | 19-AX2-D3031-100-PCH05 | CONDENSER WATER/TOWER PUMP #5 | PACO PUMP | PBG95129A | NA | OM00033211 |  | PENTHOUSE CHILLER ROOM | NA | NA | NA | 50 | 230/460 | 140 | Electric | 3 | NA | NA | \Classifications\Building System Class\D30-HVAC Systems\D3030 - Cooling SYS\Chilled Water Pump - PCH | 1012895
19-AX2 | 19-AX2 Van Nuys Courthouse West | 19-AX2-D3031-100-PCH06 | CONDENSER WATER/TOWER PUMP #6 | PACO PUMP | PBG95129B | NA | OM00033210 |  | PENTHOUSE CHILLER ROOM | NA | NA | NA | 50 | 230/460 | 140 | Electric | 3 | NA | NA | \Classifications\Building System Class\D30-HVAC Systems\D3030 - Cooling SYS\Chilled Water Pump - PCH | 1012896
19-AX2 | 19-AX2 Van Nuys Courthouse West | 19-AX2-D3031-100-PCH07 | CONDENSER WATER/TOWER PUMP #7 | PACO | PBG95130B | NA | OM00033209 |  | PENTHOUSE CHILLER ROOM | NA | NA | NA | 4 | 208/230 | 9 | Electric | 3 | NA | NA | \Classifications\Building System Class\D30-HVAC Systems\D3030 - Cooling SYS\Chilled Water Pump - PCH | 1012897
19-AX2 | 19-AX2 Van Nuys Courthouse West | 19-AX2-D3031-100-PCH08 | CONDENSER WATER/TOWER PUMP #8 | PACO | PBG95130A | LR47823 | OM00033208 |  | PENTHOUSE CHILLER ROOM | NA | NA | NA | 4 | 208/220/480 | 9 | Electric | 3 | NA | NA | \Classifications\Building System Class\D30-HVAC Systems\D3030 - Cooling SYS\Chilled Water Pump - PCH | 1012898
19-AX2 | 19-AX2 Van Nuys Courthouse West | 19-AX2-D3041-110-AHU01 | AIR HANDLER UNIT #1 | TWIN CITY BLOWER CO | 87-60477-2-1 | BAF-DW | OM00033202 |  | MECHANICAL | B-62 (2) | 24X24X2 (4) | NA | 3 | 460 | 30 | Electric | 3 | NA | NA | \Classifications\Building System Class\D30-HVAC Systems\D3040 - Distribution SYS\Air Handling Unit - AHU | 1012899
19-AX2 | 19-AX2 Van Nuys Courthouse West | 19-AX2-D3041-110-AHU02 | AIR HANDLER UNIT #2 | TWIN CITY BLOWER CO | 87-60477-2-2 | BAF-DN | OM00033203 |  | MECHANICAL | BX62 (2) | 24X24X2 (4) | NA | 3 | 460 | 30 | Electric | 3 | NA | NA | \Classifications\Building System Class\D30-HVAC Systems\D3040 - Distribution SYS\Air Handling Unit - AHU | 1012900
19-AX2 | 19-AX2 Van Nuys Courthouse West | 19-AX2-D3041-110-AHU03 | AIR HANDLER UNIT #3 | TWIN CITY BLOWER CO | 87-60477-1-1 | BC-DN | OM00033204 |  | BASEMENT | B-152 | 24X24X2 (4) | NA | 3 | 460 | 30 | Electric | 3 | NA | NA | \Classifications\Building System Class\D30-HVAC Systems\D3040 - Distribution SYS\Air Handling Unit - AHU | 1012901
19-AX2 | 19-AX2 Van Nuys Courthouse West | 19-AX2-D3041-110-AHU04 | AIR HANDLER UNIT #4 | TWIN CITY BLOWER CO | 87-60477-4-1 | BAF-DW | OM00033219 |  | EAST WING MECH ROOM | BX-90 (3) | 24X24X2 (4) | NA | 3 | 460 | 30 | Electric | 3 | NA | NA | \Classifications\Building System Class\D30-HVAC Systems\D3040 - Distribution SYS\Air Handling Unit - AHU | 1012902
19-AX2 | 19-AX2 Van Nuys Courthouse West | 19-AX2-D3041-110-AHU05 | AIR HANDLER UNIT #5 | TWIN CITY BLOWER CO | 87-60477-2-4 | BAF-DW | OM00033218 |  | EAST WING MECH ROOM | B-62 | 24X24X2 (4) | NA | .5 | 460 | 30 | Electric | 3 | NA | NA | \Classifications\Building System Class\D30-HVAC Systems\D3040 - Distribution SYS\Air Handling Unit - AHU | 1012903
19-AX2 | 19-AX2 Van Nuys Courthouse West | 19-AX2-D3041-110-AHU06 | AIR HANDLER UNIT #6 | TWIN CITY BLOWER CO | 87-60477-5-1 | BAF-DW | OM00033200 |  | MECHANICAL | B-105 (3) | 24X24X2 (4) | NA | 3 | 460 | 30 | Electric | 3 | NA | NA | \Classifications\Building System Class\D30-HVAC Systems\D3040 - Distribution SYS\Air Handling Unit - AHU | 1012904
19-AX2 | 19-AX2 Van Nuys Courthouse West | 19-AX2-D3041-110-AHU07 | AIR HANDLER UNIT #7 | TWIN CITY BLOWER CO | 87-60477-3-1 | BAF-DW | OM00033201 |  | MECHANICAL | B-62 | 24X24X2 (4) | NA | 3 | 460 | 30 | Electric | 3 | NA | NA | \Classifications\Building System Class\D30-HVAC Systems\D3040 - Distribution SYS\Air Handling Unit - AHU | 1012905
19-AX2 | 19-AX2 Van Nuys Courthouse West | 19-AX2-D3041-110-AHU08 | AIR HANDLER UNIT #31 (COLD DECK) | TWIN CITY BLOWER CO | 87-60477-6-1 | BAF-DW | OM00033198 |  | MECHANICAL | BX-103 (3) | 24X24X2 (4) | NA | 3 | 460 | 30 | Electric | 3 | NA | NA | \Classifications\Building System Class\D30-HVAC Systems\D3040 - Distribution SYS\Air Handling Unit - AHU | 1012906
19-AX2 | 19-AX2 Van Nuys Courthouse West | 19-AX2-D3041-110-AHU09 | AIR HANDLER UNIT #32 (HOT DECK) | TWIN CITY BLOWER CO | 87-60477-3-2 | BAF-DW | OM00033199 |  | MECHANICAL | B-62 (2) | 24X24X2 (4) | NA | 3 | 460 | 30 | Electric | 3 | NA | NA | \Classifications\Building System Class\D30-HVAC Systems\D3040 - Distribution SYS\Air Handling Unit - AHU | 1012907
19-AX2 | 19-AX2 Van Nuys Courthouse West | 19-AX2-D3041-110-AHU10 | AIR HANDLER UNIT #41 (COLD DECK) | TWIN CITY BLOWER CO | 87-60477-5-2 | BAF-DW | OM00033196 |  | MECHANICAL | BX-100 (3) | 24X24X2 (4) | NA | 3 | 460 | 30 | Electric | 3 | NA | NA | \Classifications\Building System Class\D30-HVAC Systems\D3040 - Distribution SYS\Air Handling Unit - AHU | 1012908
19-AX2 | 19-AX2 Van Nuys Courthouse West | 19-AX2-D3041-110-AHU11 | AIR HANDLER UNIT #42 (HOT DECK) | TWIN CITY BLOWER CO | 87-60477-3-3 | BAF-DW | OM00033197 |  | MECHANICAL | B-62 (2) | 24X24X2 (4) | NA | 30 | 460 | 30 | Electric | 3 | NA | NA | \Classifications\Building System Class\D30-HVAC Systems\D3040 - Distribution SYS\Air Handling Unit - AHU | 1012909
19-AX2 | 19-AX2 Van Nuys Courthouse West | 19-AX2-D3041-110-AHU12 | AIR HANDLER UNIT #51 (COLD DECK) | TWIN CITY BLOWER CO | 87-60477-5-3 | BAF-DW | OM00033194 |  | MECHANICAL | CX-96 (2) | 24X24X2 (3) | NA | 3 | 460 | 30 | Electric | 3 | NA | NA | \Classifications\Building System Class\D30-HVAC Systems\D3040 - Distribution SYS\Air Handling Unit - AHU | 1012910
19-AX2 | 19-AX2 Van Nuys Courthouse West | 19-AX2-D3041-110-AHU13 | AIR HANDLER UNIT #52 (HOT DECK) | TWIN CITY BLOWER CO | 87-60477-3-4 | BAF-DW | OM00033195 |  | MECHANICAL | B-62 (2) | 24X24X12 (4) | NA | 3 | 460 | 30 | Electric | 3 | NA | NA | \Classifications\Building System Class\D30-HVAC Systems\D3040 - Distribution SYS\Air Handling Unit - AHU | 1012911
19-AX2 | 19-AX2 Van Nuys Courthouse West | 19-AX2-D3041-110-AHU14 | AIR HANDLER UNIT #61 (COLD DECK) | TWIN CITY BLOWER CO | 87-60477-5-4 | BAF-DW | OM00033192 |  | MECHANICAL | CX-96 (2) | 24X24X2 (3) | NA | 3 | 460 | 30 | Electric | 3 | NA | NA | \Classifications\Building System Class\D30-HVAC Systems\D3040 - Distribution SYS\Air Handling Unit - AHU | 1012912
19-AX2 | 19-AX2 Van Nuys Courthouse West | 19-AX2-D3041-110-AHU15 | AIR HANDLER UNIT #62 (HOT DECK) | TWIN CITY BLOWER CO | 87-60477-3-5 | BAF-DW | OM00033193 |  | MECHANICAL | B-62 (2) | 24X24X2 (2) | NA | 3 | 460 | 30 | Electric | 3 | NA | NA | \Classifications\Building System Class\D30-HVAC Systems\D3040 - Distribution SYS\Air Handling Unit - AHU | 1012913
19-AX2 | 19-AX2 Van Nuys Courthouse West | 19-AX2-D3041-110-AHU16 | AIR HANDLER UNIT #71 (COLD DECK) | TWIN CITY BLOWER CO | 87-60477-5-5 | BAF-DW | OM00033190 |  | MECHANICAL | CX-96 | 24X24X2 (4) | NA | 3 | 460 | 30 | Electric | 3 | NA | NA | \Classifications\Building System Class\D30-HVAC Systems\D3040 - Distribution SYS\Air Handling Unit - AHU | 1012914
19-AX2 | 19-AX2 Van Nuys Courthouse West | 19-AX2-D3041-110-AHU17 | AIR HANDLER UNIT #72 (HOT DECK) | TWIN CITY BLOWER CO | 87-60477-3-6 | BAF-DW | OM00033191 |  | MECHANICAL ROOM | B-62 (2) | 24X24X2 (4) | NA | 3 | 460 | 30 | Electric | 3 | NA | NA | \Classifications\Building System Class\D30-HVAC Systems\D3040 - Distribution SYS\Air Handling Unit - AHU | 1012915
19-AX2 | 19-AX2 Van Nuys Courthouse West | 19-AX2-D3041-110-AHU18 | AIR HANDLER UNIT #81 (COLD DECK) | TWIN CITY BLOWER CO | 87-60477-5-6 | BAF-DW | OM00033188 |  | MECHANICAL ROOM | CX-96 (2) | 24X24X2 (4) | NA | 3 | 460 | 30 | Electric | 3 | NA | NA | \Classifications\Building System Class\D30-HVAC Systems\D3040 - Distribution SYS\Air Handling Unit - AHU | 1012916
19-AX2 | 19-AX2 Van Nuys Courthouse West | 19-AX2-D3041-110-AHU19 | AIR HANDLER UNIT #82 (HOT DECK) | TWIN CITY BLOWER CO | 87-60477-3-7 | BAF-DW | OM00033189 |  | MECHANICAL ROOM | B-62 | 24X24X2 (4) | NA | 3 | 460 | 30 | Electric | 3 | NA | NA | \Classifications\Building System Class\D30-HVAC Systems\D3040 - Distribution SYS\Air Handling Unit - AHU | 1012917
19-AX2 | 19-AX2 Van Nuys Courthouse West | 19-AX2-D3041-110-AHU20 | AIR HANDLER UNIT (COLD DECK) | TWIN CITY BLOWER CO | 87-60477-5-7 | BAF-DW | OM00033186 |  | MECHANICAL ROOM | CX-96 (2) | 24X24X2 (4) | NA | 3 | 460 | 30 | Electric | 3 | NA | NA | \Classifications\Building System Class\D30-HVAC Systems\D3040 - Distribution SYS\Air Handling Unit - AHU | 1012918
19-AX2 | 19-AX2 Van Nuys Courthouse West | 19-AX2-D3041-110-AHU21 | AIR HANDLER UNIT (HOT DECK) | TWIN CITY BLOWER CO | 87-60477-3-8 | BAF-DW | OM00033187 |  | MECHANICAL ROOM | B62 (2) | 24X24X12 (4) | NA | 3 | 460 | 30 | Electric | 3 | NA | NA | \Classifications\Building System Class\D30-HVAC Systems\D3040 - Distribution SYS\Air Handling Unit - AHU | 1012919
19-AX2 | 19-AX2 Van Nuys Courthouse West | 19-AX2-D3041-110-AHU22 | AIR HANDLER UNIT #22 (FILE ROOM) | PACO | NA | NA | OM00033311 |  | PENTHOUSE, MUNICIPAL COURT STORAGE | 3L420 | 24X24X2 | NA | DNA | DNA | DNA | Electric | DNA | NA | NA | \Classifications\Building System Class\D30-HVAC Systems\D3040 - Distribution SYS\Air Handling Unit - AHU | 1012920
19-AX2 | 19-AX2 Van Nuys Courthouse West | 19-AX2-D3041-110-AHU23 | AIR HANDLER UNIT #23 (FILE ROOM) | PACO | NA | NA | OM00033312 |  | PENTHOUSE FILE ROOM | 3L350 | 24X24X2 | NA | DNA | DNA | DNA | Electric | DNA | NA | NA | \Classifications\Building System Class\D30-HVAC Systems\D3040 - Distribution SYS\Air Handling Unit - AHU | 1012921
19-AX2 | 19-AX2 Van Nuys Courthouse West | 19-AX2-D3041-110-AHU24 | AIR HANDLER UNIT #24 (FILE ROOM) | PACO | NA | NA | OM00033217 |  | PENTHOUSE FILE ROOM | 3L320 | 24X24X2 | NA | DNA | DNA | DNA | Electric | DNA | NA | NA | \Classifications\Building System Class\D30-HVAC Systems\D3040 - Distribution SYS\Air Handling Unit - AHU | 1012922
19-AX2 | 19-AX2 Van Nuys Courthouse West | 19-AX2-D3041-110-AHU25 | AIR HANDLER UNIT #25 (COLD DECK) | TWIN CITY BLOWER CO | 87-60477-4-2 | BAF-DW | OM00033183 |  | PENTHOUSE | BX-90 | 24X24X2 | NA | 20 | 230 | DNA | Electric | 3 | NA | NA | \Classifications\Building System Class\D30-HVAC Systems\D3040 - Distribution SYS\Air Handling Unit - AHU | 1012923
19-AX2 | 19-AX2 Van Nuys Courthouse West | 19-AX2-D3041-110-AHU26 | AIR HANDLER UNIT #26 (HOT DECK) (CHILLED WATER) | TWIN CITY BLOWER CO | 176047725 | BAB-DW | OM00033184 |  | PENTHOUSE | BX62 (2) | 24X24X2 (2) & 12X24X2 (2) | NA | 7.5 | 460 | 30 | Electric | 3 | NA | NA | \Classifications\Building System Class\D30-HVAC Systems\D3040 - Distribution SYS\Air Handling Unit - AHU | 1012924
19-AX2 | 19-AX2 Van Nuys Courthouse West | 19-AX2-D3041-110-AHU27 | AIR HANDLER UNIT #111 | TWIN CITY BLOWER CO | 86-8571-1 | ODP | OM00033185 |  | PENTHOUSE NEAR ELEVATOR ROOM | B54 | 16X20X2 (4) | NA | 3 | 460 | 20 | Electric | 3 | NA | NA | \Classifications\Building System Class\D30-HVAC Systems\D3040 - Distribution SYS\Air Handling Unit - AHU | 1012925
19-AX2 | 19-AX2 Van Nuys Courthouse West | 19-AX2-D3041-110-AHU28 | AIR HANDLER UNIT #112 | TWIN CITY BLOWER CO | 86-8571-2 | SCF-2 | OM00033181 |  | NEAR ELEVATORS 5 & 6 | A44 | 12X24X2 & 14X24X2 | NA | 1.5 | 230/460 | DNA | Electric | 3 | NA | NA | \Classifications\Building System Class\D30-HVAC Systems\D3040 - Distribution SYS\Air Handling Unit - AHU | 1012926
19-AX2 | 19-AX2 Van Nuys Courthouse West | 19-AX2-D3041-110-AHU29 | AIR HANDLER UNIT #113 | TWIN CITY BLOWER CO | NA | NA | OM00033182 |  | ROOF NEAR ELEVATOR ROOM | AX44 | 16X25X2 & 20X25X2 | NA | 1.5 | 230/460 | DNA | Electric | 3 | NA | NA | \Classifications\Building System Class\D30-HVAC Systems\D3040 - Distribution SYS\Air Handling Unit - AHU | 1012927
19-AX2 | 19-AX2 Van Nuys Courthouse West | 19-AX2-D3042-220-EFN01 | EXHAUST FAN #5 (BELT DRIVEN) | BARRY BLOWERS | 86-5031 | 38491-0-6 | OM00033230 |  | ABOVE PENTHOUSE LEVEL | 4L-270 | NA | NA | 1/2 | 208/230 | 13.8 | Electric | 3 | NA | NA | \Classifications\Building System Class\D30-HVAC Systems\D3040 - Distribution SYS\Supply/Exhaust/Return fans- FAN | 1012928
19-AX2 | 19-AX2 Van Nuys Courthouse West | 19-AX2-D3042-220-EFN02 | EXHAUST FAN #6 (BELT DRIVEN) | BARRY BLOWER | 86-5030 | 38491-0-7 | OM00033229 |  | ABOVE PENTHOUSE LEVEL | 4L-270 | NA | NA | 1/2 | 208/230 | 13.8 | Electric | 3 | NA | NA | \Classifications\Building System Class\D30-HVAC Systems\D3040 - Distribution SYS\Supply/Exhaust/Return fans- FAN | 1012929
19-AX2 | 19-AX2 Van Nuys Courthouse West | 19-AX2-D3042-220-EFN03 | EXHAUST FAN (BELT DRIVEN) | BARRY BLOWER | 86-5027 | 38491-0-4 | OM00033228 |  | ABOVE PENTHOUSE LEVEL | A-87 | NA | NA | 1/2 | 208/230 | 13.8 | Electric | 3 | NA | NA | \Classifications\Building System Class\D30-HVAC Systems\D3040 - Distribution SYS\Supply/Exhaust/Return fans- FAN | 1012930
19-AX2 | 19-AX2 Van Nuys Courthouse West | 19-AX2-D3042-220-EFN04 | EXHAUST FAN #8 (BELT DRIVEN) | BARRY BLOWER | 86-5026 | 38491-0-3 | OM00033227 |  | ABOVE PENTHOUSE LEVEL | A-85 | NA | NA | 1/2 | 208/230 | 13.8 | Electric | 3 | NA | NA | \Classifications\Building System Class\D30-HVAC Systems\D3040 - Distribution SYS\Supply/Exhaust/Return fans- FAN | 1012931
19-AX2 | 19-AX2 Van Nuys Courthouse West | 19-AX2-D3042-220-EFN06 | EXHAUST FAN #6 (BELT DRIVEN) | GREENHECK | 86-103927 | BSQ-18-10 | OM00037753 |  | ABOVE PENTHOUSE LEVEL | A-33 | NA | NA | 1/2 | 208/230 | 13.8 | Electric | 3 | NA | NA | \Classifications\Building System Class\D30-HVAC Systems\D3040 - Distribution SYS\Supply/Exhaust/Return fans- FAN | 1012933
19-AX2 | 19-AX2 Van Nuys Courthouse West | 19-AX2-D3042-220-EFN07 | EXHAUST FAN #14 (BELT DRIVEN) | GREENHECK | 86-03937 | BSQ-24-50 | OM00033207 |  | PENTHOUSE CHILLER ROOM | A-74 | NA | NA | 1/2 | 208/230 | 13.8 | Electric | 3 | NA | NA | \Classifications\Building System Class\D30-HVAC Systems\D3040 - Distribution SYS\Supply/Exhaust/Return fans- FAN | 1012934
19-AX2 | 19-AX2 Van Nuys Courthouse West | 19-AX2-D3042-220-EFN08 | EXHAUST FAN #8 (BELT DRIVEN) | GREENHECK | 861-03930 | BSQ-10-4 | OM00033297 |  | PENTHOUSE MICROWAVE ROOM | DNA | NA | NA | DNA | DNA | DNA | Electric | DNA | NA | NA | \Classifications\Building System Class\D30-HVAC Systems\D3040 - Distribution SYS\Supply/Exhaust/Return fans- FAN | 1012935
19-AX2 | 19-AX2 Van Nuys Courthouse West | 19-AX2-G3063-100-DAT01 | Diesel Fuel Day Tank #1 (25 Gallon) | PRYCO | 0175928 | PY-25UL CLA | OM00033349 |  | FIRE PUMP ROOM | NA | NA | NA | 1/3 | 115 | 6.6 | Diesel | 1 | NA | NA | \Classifications\Building System Class\G30-Site Mechanical Utilities\G3060 - Fuel Distribution\Tank, Fuel Storage Day - DAT | 1012936
19-AX2 | 19-AX2 Van Nuys Courthouse West | 19-AX2-G3063-100-DAT02 | Diesel Fuel Day Tank #2 (25 Gallon) | PRYCO | NA | NA | OM00033350 |  | FIRE PUMP ROOM | NA | NA | NA | 1/3 | 115 | 6.6 | Diesel | 1 | NA | NA | \Classifications\Building System Class\G30-Site Mechanical Utilities\G3060 - Fuel Distribution\Tank, Fuel Storage Day - DAT | 1012937
19-AX2 | 19-AX2 Van Nuys Courthouse West | 19-AX2-G3063-100-DAT03 | Diesel Fuel Day Tank #3 (25 Gallon) | PRYCO | NA | NA | OM00033351 |  | FIRE PUMP ROOM | NA | NA | NA | 1/3 | 115 | 6.6 | Diesel | 1 | NA | NA | \Classifications\Building System Class\G30-Site Mechanical Utilities\G3060 - Fuel Distribution\Tank, Fuel Storage Day - DAT | 1012938
19-AX2 | 19-AX2 Van Nuys Courthouse West | 19-AX2-G3063-100-DAT04 | Diesel Fuel Day Tank (25 Gallon) | PRYCO | 0564782 | PY-50 CLA | OM00033343 |  | GENERATOR ROOM | NA | NA | NA | 1/3 | 115 | 6.6 | Diesel | 1 | NA | NA | \Classifications\Building System Class\G30-Site Mechanical Utilities\G3060 - Fuel Distribution\Tank, Fuel Storage Day - DAT | 1012939
19-AX2 | 19-AX2 Van Nuys Courthouse West | 19-AX2-D3090-114-CMP01 | Compressor, Control Air (Room 106) | INGERSOL RAND | 7061786 | 15TA15 | OM00033216 |  | PENTHOUSE CHILLER ROOM | C-96 | DNA | NA | 15 | 230/460 | 37.4/18.7 | Electric | 3 | NA | NA | \Classifications\Building System Class\D30-HVAC Systems\D3090 - Other HVAC Systems and Equipment\Air Compressor - CMP | 1012941
19-AX2 | 19-AX2 Van Nuys Courthouse West | 19-AX2-D3090-114-CMP02 | Compressor, Control Air (Room 106) | INGERSOLL RAND | 30T605634 | NA | OM00033305 |  | PENTHOUSE CHILLER ROOM | C-96 | DNA | NA | 15 | 230/460 | 37.4/18.7 | Electric | 3 | NA | NA | \Classifications\Building System Class\D30-HVAC Systems\D3090 - Other HVAC Systems and Equipment\Air Compressor - CMP | 1012942
19-AX2 | 19-AX2 Van Nuys Courthouse West | 19-AX2-D4010-150-FMS01 | FIRE SYSTEM STAND PIPE #1 | NA | NA | NA | OM00033327 |  | EAST OF BUILDING CURB SIDE | NA | NA | NA | NA | NA | NA | NA | NA | NA | NA | \Classifications\Building System Class\D40-Fire Protection SYS\D4010 - Sprinkler SYS\Fire Systems, stand pipes - FMS | 1012943
19-AX2 | 19-AX2 Van Nuys Courthouse West | 19-AX2-D2023-100-BFP01 | BACKFLOW PREVENTER, Chiller #1 | FEBCO | H02077 | 825-Y 1" | OM00036691 | OW0209916-FA0234843-BD0002763-02077-FEBRUARY | PENTHOUSE CHILLER ROOM, Cooling Water (LAPHD FORM REQUIRED) | NA | NA | NA | NA | NA | NA | NA | NA | NA | NA | \Classifications\Building System Class\D20-Plumbing\D2020 - Domestic Water\Backflow Preventer - BFP | 1012944
19-AX2 | 19-AX2 Van Nuys Courthouse West | 19-AX2-D2023-100-BFP02 | BACKFLOW PREVENTER #2 (MAKEUP H2O COOLING TWR 4") | FEBCO | 110110748 | 860 | OM00033224 |  | PENTHOUSE BESIDE COOLING TOWERS | NA | NA | NA | NA | NA | NA | NA | NA | NA | NA | \Classifications\Building System Class\D20-Plumbing\D2020 - Domestic Water\Backflow Preventer - BFP | 1012945
19-AX2 | 19-AX2 Van Nuys Courthouse West | 19-AX2-D2023-100-BFP04 | BACKFLOW PREVENTER, Irrigation #4 (1.5 INCH) | FEBCO | R2455 | 825Y | OM00033329 | 29457-23903-NEW Blank FORM 6/2015 | EAST IN FRONT OF SHERRIFF BUILDING, Planer Between old and new courthouse (LAPHD FORM REQUIRED) | NA | NA | NA | NA | NA | NA | NA | NA | NA | NA | \Classifications\Building System Class\D20-Plumbing\D2020 - Domestic Water\Backflow Preventer - BFP | 1012947
19-AX2 | 19-AX2 Van Nuys Courthouse West | 19-AX2-D2023-100-BFP07 | BACKFLOW PREVENTER #7 (8 INCH) | WATTS | 624878 | 909M1 | OM00033788 |  | EAST OF BUILDING IN FRONT OF SHERRIFFS BUILDING | NA | NA | NA | NA | NA | NA | NA | NA | NA | NA | \Classifications\Building System Class\D20-Plumbing\D2020 - Domestic Water\Backflow Preventer - BFP | 1012950
19-AX2 | 19-AX2 Van Nuys Courthouse West | 19-AX2-D4022-210-JPM01 | JOCKEY FIRE PUMP | JOCKEY PUMP CONTROLLER | EJ-875863 | M10A-5-460 | OM00033252 |  | FIRE PUMP ROOM | NA | NA | NA | 1/2 | 208/230 | 14 | Electric | 3 | NA | NA | \Classifications\Building System Class\D40-Fire Protection SYS\D4020 - Stand Pipe\Jockey Pump - JPM | 1012953
19-AX2 | 19-AX2 Van Nuys Courthouse West | 19-AX2-D4022-250-PFD01 | PUMP, FIRE ENGINE DRIVEN #1 | METRON/DETROIT DIESEL | 44542 | JB | OM00033863 | Permit # G35263 A/N 570940¦16VF006793 | BASEMENT | DNA | BF 592 | NA | 1094 | 120 | DNA | Diesel | DNA | NA | NA | \Classifications\Building System Class\D40-Fire Protection SYS\D4020 - Stand Pipe\Pump,Fire,Diesel Engine Driven - PFD | 1012954
19-AX2 | 19-AX2 Van Nuys Courthouse West | 19-AX2-D4022-250-PFD02 | PUMP, FIRE ENGINE DRIVEN #2 | METRON/DETROIT DEISEL | 44542A | JB | OM00033864 | Permit # G35264 A/N 574011 | FIRE PUMP ROOM | DNA | BF 592 | NA | 1093 | 120 | DNA | Diesel | DNA | NA | NA | \Classifications\Building System Class\D40-Fire Protection SYS\D4020 - Stand Pipe\Pump,Fire,Diesel Engine Driven - PFD | 1012955
19-AX2 | 19-AX2 Van Nuys Courthouse West | 19-AX2-D4031-100-FEX150 | FIRE EXTINGUISHERS (150) | NA | NA | NA | OM00033259 |  | THROUGHOUT BUILDING | NA | NA | NA | NA | NA | NA | NA | NA | NA | NA | \Classifications\Building System Class\D40-Fire Protection SYS\D4030 - FIRE SPEC\Fire Extinguisher - FEX | 1012956
19-AX2 | 19-AX2 Van Nuys Courthouse West | 19-AX2-D5010-200-ESD01 | MAIN ELECTRICAL PANEL | RSE-SIERRA | NA | NA | OM00033250 |  | ELECTRICAL ROOM | NA | NA | NA | NA | 4160 | 600 | Electric | 3 | NA | NA | \Classifications\Building System Class\D50-Electrical SYS\D5010 - Elec Service & Dist\Electical Service and Distribution - ESD | 1012957
19-AX2 | 19-AX2 Van Nuys Courthouse West | 19-AX2-D5010-200-ESD02 | MAIN ELECTRICAL PANEL | RES-SIERRA | NA | NA | OM00033298 |  | ELECTRICAL ROOM | NA | NA | NA | NA | 480 | 800 | Electric | 3 | NA | NA | \Classifications\Building System Class\D50-Electrical SYS\D5010 - Elec Service & Dist\Electical Service and Distribution - ESD | 1012958
19-AX2 | 19-AX2 Van Nuys Courthouse West | 19-AX2-D5010-200-ESD07 | MAIN ELECTRICAL SWITCHGEAR (OVER 500 VOLTS) | RSE-SIERRA | 49400 | NA | OM00033249 |  | ELECTRICAL ROOM | NA | NA | NA | NA | 277/480 | 1600 | Electric | 3 | NA | NA | \Classifications\Building System Class\D50-Electrical SYS\D5010 - Elec Service & Dist\Electical Service and Distribution - ESD | 1012959
19-AX2 | 19-AX2 Van Nuys Courthouse West | 19-AX2-D5010-234-ATS01 | ELECTRICAL, AUTOMATIC TRANSFER SWITCH | RSE-SIERRA | 10-13-86C | 4810-12 | OM00033299 |  | ELECTRICAL ROOM | NA | NA | NA | NA | 480 | 1200 | Electric | 3 | NA | NA | \Classifications\Building System Class\D50-Electrical SYS\D5010 - Elec Service & Dist\Automatic Transfer Switch - ATS | 1012960
19-AX2 | 19-AX2 Van Nuys Courthouse West | 19-AX2-D5010-200-ESD05 | ELECTRICAL SWITCHBOARD #1 (UNDER 560 VOLTS) | RSE-SIERRA | 4810-11 | 10-13-86C | OM00033245 |  | ELECTRICAL ROOM | NA | NA | NA | NA | 208/120 | 800 | Electric | 3 | NA | NA | \Classifications\Building System Class\D50-Electrical SYS\D5010 - Elec Service & Dist\Electical Service and Distribution - ESD | 1012961
19-AX2 | 19-AX2 Van Nuys Courthouse West | 19-AX2-D5010-200-ESD06 | ELECTRICAL SWITCHBOARD #2 (UNDER 560 VOLTS) | RSE-SIERRA | 1810-17 | 10-27-86-C | OM00033246 |  | ELECTRICAL ROOM | NA | NA | NA | NA | 208/120 | 800 | Electric | 3 | NA | NA | \Classifications\Building System Class\D50-Electrical SYS\D5010 - Elec Service & Dist\Electical Service and Distribution - ESD | 1012962
19-AX2 | 19-AX2 Van Nuys Courthouse West | 19-AX2-D5011-240-TRN01 | ELECTRIC TRANSFORMER #1 | MGM TRANSFORMER CO | 8603-225Y-600-2 | HT225A3B2 | OM00033243 |  | ELECTRICAL ROOM | NA | NA | NA | NA | 480 | 225 | Electric | 3 | NA | NA | \Classifications\Building System Class\D50-Electrical SYS\D5010 - Elec Service & Dist\Transformer - TRN | 1012963
19-AX2 | 19-AX2 Van Nuys Courthouse West | 19-AX2-D5011-240-TRN02 | ELECTRICAL TRANSFORMER #2 | MGM TRANSFORMER CO | 8603-225Y-600-1 | HT225A3B2 | OM00033244 |  | ELECTRICAL ROOM | NA | NA | NA | NA | 480 | 225 | Electric | 3 | NA | NA | \Classifications\Building System Class\D50-Electrical SYS\D5010 - Elec Service & Dist\Transformer - TRN | 1012964
19-AX2 | 19-AX2 Van Nuys Courthouse West | 19-AX2-D5036-200-CSY01 | CLOCK SYSTEMS | SIMPLEX | NA | 2350 | OM00033248 |  | ELECTRICAL ROOM | NA | NA | NA | NA | 110 | DNA | Electric | NA | NA | NA | \Classifications\Building System Class\D50-Electrical SYS\D5030 - Comm & Security\Clock Systems - CSY | 1012965
19-AX2 | 19-AX2 Van Nuys Courthouse West | 19-AX2-D5092-210-GEN01 | GENERATOR, EMERGENCY | DETROIT DIESEL | 6H05713 | 81637405 | OM00033341 | Permit # G35262 A/N 570939 | GENERATOR ROOM | NA | NA | NA | 1094 | 480 | 1127.6 | Diesel | 3 | NA | NA | \Classifications\Building System Class\D50-Electrical SYS\D5090 - Elec SYS\Emergency Generator - GEN | 1012967
19-AX2 | 19-AX2 Van Nuys Courthouse West | 19-AX2-D5092-250-EML120 | EMERGENCY LIGHTING (45) & EXIT (75) | NA | NA | NA | OM00033255 |  | THROUGHOUT BUILDING | NA | NA | NA | NA | 110 | NA | Electric | NA | NA | NA | \Classifications\Building System Class\D50-Electrical SYS\D5090 - Elec SYS\Emergency And Exit Lighting - EML | 1012969
19-AX2 | 19-AX2 Van Nuys Courthouse West | 19-AX2-E1033-310-DLR01 | DOCK LEVELER #1 | KELLEY | A030058 | M608W | OM00033480 |  | LOADING DOCK | NA | NA | NA | DNA | DNA | DNA | Electric | DNA | NA | NA | \Classifications\Building System Class\E10-Equipment\E1030 - Vehicular Equipment\Loading Dock Equipment - DLR | 1012970
19-AX2 | 19-AX2 Van Nuys Courthouse West | 19-AX2-E1033-310-DLR02 | DOCK LEVELER #2 | KELLEY | A030057 | M608W | OM00033787 |  | LOADING DOCK | NA | NA | NA | DNA | DNA | DNA | DNA | DNA |  | NA | \Classifications\Building System Class\E10-Equipment\E1030 - Vehicular Equipment\Loading Dock Equipment - DLR | 1012971
19-AX2 | 19-AX2 Van Nuys Courthouse West | 19-AX2-G3010-210-PWT01 | TANK, POTABLE WATER STORAGE #1 | WESSES TANK COMPANY | 218106 | NA | OM00033307 |  | PENTHOUSE CHILLER ROOM | NA | NA | NA | NA | NA | NA | NA | NA | NA | NA | \Classifications\Building System Class\G30-Site Mechanical Utilities\G3010 - Water Supply\Potable Water Storage Tank - PWT | 1012972
19-AX2 | 19-AX2 Van Nuys Courthouse West | 19-AX2-G3010-210-PWT02 | TANK, POTABLE WATER STORAGE #2 | NA | NA | NA | OM00033310 |  | PENTHOUSE CHILLER ROOM | NA | NA | NA | NA | NA | NA | NA | NA | NA | NA | \Classifications\Building System Class\G30-Site Mechanical Utilities\G3010 - Water Supply\Potable Water Storage Tank - PWT | 1012973
19-AX2 | 19-AX2 Van Nuys Courthouse West | 19-AX2-G2050-200-LSC01 | LANDSCAPING | NA | NA | NA | OM00033254 |  | GROUNDS | NA | NA | NA | NA | NA | NA | NA | NA | NA | NA | \Classifications\Building System Class\G20-Other Systems\G2050 - Landscaping\Landscaping - LSC | 1012975
19-AX2 | 19-AX2 Van Nuys Courthouse West | 19-AX2-D5092-250-ELT40 | LIGHTING, EXTERIOR (40) | NA | NA | NA | OM00033256 |  | EXTERIOR AROUND BUILDING | NA | NA | NA | NA | 220-277 | DNA | Electric | DNA | NA | NA | \Classifications\Building System Class\D50-Electrical SYS\D5090 - Elec SYS\Exterior Lighting - ELT | 1012976
19-AX2 | 19-AX2 Van Nuys Courthouse West | 19-AX2-G2049-300-HSC01 | HARDSCAPE | NA | NA | NA | OM00033257 |  | GROUNDS | NA | NA | NA | NA | NA | NA | NA | NA | NA | NA | \Classifications\Building System Class\G20-Other Systems\G2040 - Site Development\Hardscape - HSC | 1012977
19-AX2 | 19-AX2 Van Nuys Courthouse West | 19-AX2-D5037-710-FAP01 | Fire Alarm Panel | PYROTRONICS | NA | XL3 | OM00036445 |  | West side | NA | NA | NA | NA | DNA | DNA | Electric | DNA | NA | NA | \Classifications\Building System Class\D50-Electrical SYS\D5030 - Comm & Security\Fire Alarm Panel - FAP | 1012978
19-AX2 | 19-AX2 Van Nuys Courthouse West | 19-AX2-D2017-100-SHW01 | EYE WASH STATION | HAWS | NA | 8300 | OM00033205 |  | PENTHOUSE ROOM P106 | NA | NA | NA | NA | NA | NA | NA | NA | NA | NA | \Classifications\Building System Class\D20-Plumbing\D2010 - Plumb Fix\Showers - SHW | 1015297
19-AX2 | 19-AX2 Van Nuys Courthouse West | 19-AX2-D2023-310-HWP01 | PUMP, DOMESTIC HOT WATER CIRCULATING #1 | GRUNDFOS | NA | NA | OM00033236 |  | PENTHOUSE BOILER ROOM | NA | NA | NA | 1/2 | 115 | 1.7 | Electric | 1 | NA | NA | \Classifications\Building System Class\D20-Plumbing\D2020 - Domestic Water\Domestic Hot Water Circulating Pump - HWP | 1015486
19-AX2 | 19-AX2 Van Nuys Courthouse West | 19-AX2-D2023-310-HWP02 | PUMP, DOMESTIC HOT WATER CIRCULATING #2 | BELL & GOSSETT | 106513/G30 | LR158 | OM00033240 |  | PENTHOUSE WATER HEATER ROOM | NA | NA | NA | 1/2 | 115 | 1.7 | Electric | 1 | NA | NA | \Classifications\Building System Class\D20-Plumbing\D2020 - Domestic Water\Domestic Hot Water Circulating Pump - HWP | 1015487
19-AX2 | 19-AX2 Van Nuys Courthouse West | 19-AX2-D2023-310-WBS01 | PUMP, DOMESTIC WATER BOOSTER SYSTEM #1 | NIBCO | NA | B584-844 | OM00033354 |  | WATER PUMP ROOM, Basement | NA | NA | NA | 1/2 | 208/230 | 13.2 | Electric | 3 | NA | NA | \Classifications\Building System Class\D20-Plumbing\D2020 - Domestic Water\Domestic Water Booster System - WBS | 1015488
19-AX2 | 19-AX2 Van Nuys Courthouse West | 19-AX2-D2023-310-WBS02 | PUMP, DOMESTIC WATER BOOSTER SYSTEM #2 | NIBCO | NA | B584-844 | OM00033355 |  | WATER PUMP ROOM, Basement | NA | NA | NA | 1/2 | 208/230 | 13.2 | Electric | 3 | NA | NA | \Classifications\Building System Class\D20-Plumbing\D2020 - Domestic Water\Domestic Water Booster System - WBS | 1015489
19-AX2 | 19-AX2 Van Nuys Courthouse West | 19-AX2-D2023-310-WBS03 | PUMP, DOMESTIC WATER BOOSTER SYSTEM #3 | GOULD PUMPS | NA | ISVBK3 (CATALOG#) | OM00033356 |  | WATER PUMP ROOM, Basement | NA | NA | NA | 1 | 208/230 | 3.4 | Electric | 3 | NA | NA | \Classifications\Building System Class\D20-Plumbing\D2020 - Domestic Water\Domestic Water Booster System - WBS | 1015490
19-AX2 | 19-AX2 Van Nuys Courthouse West | 19-AX2-D3020-100-HET01 | HEATER WATER EXPANSION TANK #1 (DEARATOR, 23 GALLONS) | TEEL | NA | 3GVU1 | OM00033231 |  | PENTHOUSE BOILER ROOM | NA | NA | NA | NA | NA | NA | NA | NA | NA | NA | \Classifications\Building System Class\D30-HVAC Systems\D3020 - Heat SYS\Heater Water Expansion Tank - HET | 1015491
19-AX2 | 19-AX2 Van Nuys Courthouse West | 19-AX2-D3020-100-HET02 | HEATER WATER EXPANSION TANK #2 | SANTA FE TANK HEAT CO | NA | NA | OM00033232 |  | PENTHOUSE BOILER ROOM | NA | NA | NA | NA | NA | NA | NA | NA | NA | NA | \Classifications\Building System Class\D30-HVAC Systems\D3020 - Heat SYS\Heater Water Expansion Tank - HET | 1015492
19-AX2 | 19-AX2 Van Nuys Courthouse West | 19-AX2-D3020-100-HET03 | HEATER WATER EXPANSION TANK #3 | NA | NA | NA | OM00033289 |  | BOILER ROOM | NA | NA | NA | NA | NA | NA | NA | NA | NA | NA | \Classifications\Building System Class\D30-HVAC Systems\D3020 - Heat SYS\Heater Water Expansion Tank - HET | 1015493
19-AX2 | 19-AX2 Van Nuys Courthouse West | 19-AX2-D3031-130-CLR02 | CHILLER, WATER COOLED #2 | TRANE | L86J40873 | CVHE-071NAL-2TB2525EDEMC11CEC000041U000 | OM00033309 |  | PENTHOUSE | NA | NA | R-11 | DNA | 480 | 60 | Electric | 3 | DNA | DNA | \Classifications\Building System Class\D30-HVAC Systems\D3030 - Cooling SYS\Chiller, Water Cooled - CLR | 1015600
19-AX2 | 19-AX2 Van Nuys Courthouse West | 19-AX2-D4094-450-SFM01 | HALON FIRE EXTINGUISHING SYSTEM #1 (1301) | ANSUL FIRE MANUFACTURING | NA | 2000 | OM00036687 |  | EXIBIT ROOM, WEST SIDE | NA | NA | NA | NA | NA | NA | DNA | NA | DNA | DNA | \Classifications\Building System Class\D40-Fire Protection SYS\D4090 - Other Fire Protection Systems\Fire Suppression, Gaseous - SFM | 1015647
19-AX2 | 19-AX2 Van Nuys Courthouse West | 19-AX2-D4094-450-SFM02 | HALON FIRE EXTINGUISHING SYSTEM #2 (1301) | ANSUL FIRE MANUFACTURING | 49511 | 1301 | OM00036690 |  | PENTHOUSE MICROWAVE ROOM | NA | NA | NA | NA | NA | NA | DNA | NA | DNA | DNA | \Classifications\Building System Class\D40-Fire Protection SYS\D4090 - Other Fire Protection Systems\Fire Suppression, Gaseous - SFM | 1015648
19-AX2 | 19-AX2 Van Nuys Courthouse West | 19-AX2-D4094-450-SFM03 | HALON FIRE EXTINGUISHING SYSTEM #3 (1301) | ANSUL FIRE MANUFACTURING | NA | 2000 | OM00036689 |  | GROUND FLOOR MAIN COMMUNITCATION ROOM | NA | NA | NA | NA | NA | NA | DNA | NA | DNA | DNA | \Classifications\Building System Class\D40-Fire Protection SYS\D4090 - Other Fire Protection Systems\Fire Suppression, Gaseous - SFM | 1015649
19-AX2 | 19-AX2 Van Nuys Courthouse West | 19-AX2-D2040-100-PSU01 | PUMP, SUMP #1 | WELL PUMP CO | 277-344 | 4-220614-7-1/2 | OM00033352 |  | WEST END OF BASEMENT, NEXT TO WOMAN'S LOCKER | NA | NA | NA | 5 | 480 | 6.5 | Electric | 3 | NA | NA | \Classifications\Building System Class\D20-Plumbing\D2040 - Rain Drain\Sump Pump - PSU | 1015695
19-AX2 | 19-AX2 Van Nuys Courthouse West | 19-AX2-D2040-100-PSU02 | PUMP, SUMP #2 | WELL PUMP CO | 299-300 | 4-2207145-5 | OM00033353 |  | WEST END OF BASEMENT, NEXT TO WOMAN'S LOCKER | NA | NA | NA | 5 | 480 | 6.5 | Electric | 3 | NA | NA | \Classifications\Building System Class\D20-Plumbing\D2040 - Rain Drain\Sump Pump - PSU | 1015696
19-AX2 | 19-AX2 Van Nuys Courthouse West | 19-AX2-D2030-410-PMS01 | SEWAGE EJECTOR PUMP | NA | NA | NA | OM00033477 |  | WEST END OF BASEMENT, NEXT TO WOMAN'S LOCKER | NA | NA | NA | 5 | 480 | 6.5 | Electric | 3 | NA | NA | \Classifications\Building System Class\D20-Plumbing\D2030 - Sani Waste\Sewage Ejector Pump - PMS | 1015697
19-AX2 | 19-AX2 Van Nuys Courthouse West | 19-AX2-D2030-410-PMS02 | SEWAGE EJECTOR PUMP | NA | NA | NA | OM00037803 |  | WEST END OF BASEMENT, NEXT TO WOMAN'S LOCKER | NA | NA | NA | 5 | 480 | 6.5 | Electric | 3 | NA | NA | \Classifications\Building System Class\D20-Plumbing\D2030 - Sani Waste\Sewage Ejector Pump - PMS | 1015698
19-AX2 | 19-AX2 Van Nuys Courthouse West | 19-AX2-D2023-100-BFP10 | Backflow Preventer, Boiler ByPass | Watts | 3421 | 009 1" | Dummy Asset Created via Notice | 13737-23903-13858 | Boiler By Pas Card #3 (LAPHD FORM REQUIRED) | [10 empty] | \Classifications\Building System Class\D20-Plumbing\D2020 - Domestic Water\Backflow Preventer - BFP | 1015906
19-AX2 | 19-AX2 Van Nuys Courthouse West | 19-AX2-D2023-100-BFP12 | Backflow Preventer, Humidifer BFP12 | Febco | L1097 | 825-Y 3/4" | OM00036853 | OW0209916-FA0234843-BD0040252-L-1097-FEBRUARY | Fan Room P-111, Humidifier Backflow (LAPHD FORM REQUIRED) | [10 empty] | \Classifications\Building System Class\D20-Plumbing\D2020 - Domestic Water\Backflow Preventer - BFP | 1015908
19-AX2 | 19-AX2 Van Nuys Courthouse West | 19-AX2-D2023-100-BFP17 | BACKLFOW PREVENTER #17 (COMPUTER RM) | FEBCO | K9158 | 825Y | OM00036855 |  | 1st Floor, COMPUTER ROOM | NA | NA | NA | NA | NA | NA | NA | NA | NA | NA | \Classifications\Building System Class\D20-Plumbing\D2020 - Domestic Water\Backflow Preventer - BFP | 1016024
19-AX2 | 19-AX2 Van Nuys Courthouse West | 19-AX2-D3041-230-RFN01 | FAN, RETURN #1 (BASEMENT MECH RM) | BARRY BLOWER | 865C32 | 38491-0-8 | OM00035833 |  | BASEMENT MECH ROOM | AMERICAN PWR (2) | NA | NA | 3 | 480 | 4.5 | ELECTRIC | 3 | NA | NA | \Classifications\Building System Class\D30-HVAC Systems\D3040 - Distribution SYS\Supply/Exhaust/Return fans- FAN | 1016148
19-AX2 | 19-AX2 Van Nuys Courthouse West | 19-AX2-D3041-230-RFN02 | RETURN FAN #21 | BARRY BLOWER | 86-5034 | 38491-0-11 | OM00035829 |  | 2ND FLOOR MECH ROOM 221 | A83 (2) | NA | NA | 10 | 480 | 13.5 | ELECTRIC | 3 | NA | NA | \Classifications\Building System Class\D30-HVAC Systems\D3040 - Distribution SYS\Supply/Exhaust/Return fans- FAN | 1016149
19-AX2 | 19-AX2 Van Nuys Courthouse West | 19-AX2-D3041-230-RFN03 | RETURN FAN #11 | BARRY BLOWER | 86-5033 | 38491-0-10 | OM00035830 |  | 2ND FLOOR MECH ROOM 226 | BP78 (2) | NA | NA | 7.5 | 480 | 10.8 | ELECTRIC | 3 | NA | NA | \Classifications\Building System Class\D30-HVAC Systems\D3040 - Distribution SYS\Supply/Exhaust/Return fans- FAN | 1016150
19-AX2 | 19-AX2 Van Nuys Courthouse West | 19-AX2-D3041-230-RFN04 | FAN, RETURN #4 (RM 326) | BARRY BLOWER | 86-5035 | 330AFCCW | OM00035828 |  | 3RD FLOOR ROOM 326 | A83 (2) | NA | NA | 10 | 480 | 13.5 | ELECTRIC | 3 | NA | NA | \Classifications\Building System Class\D30-HVAC Systems\D3040 - Distribution SYS\Supply/Exhaust/Return fans- FAN | 1016151
19-AX2 | 19-AX2 Van Nuys Courthouse West | 19-AX2-D3041-230-RFN05 | RETURN FAN #41 | BARRY BLOWER | 86-5036 | 38491-0-13 | OM00035827 |  | 4TH FLOOR ROOM 426 | A83 (2) | NA | NA | 7.5 | 480 | 10.8 | ELECTRIC | 3 | NA | NA | \Classifications\Building System Class\D30-HVAC Systems\D3040 - Distribution SYS\Supply/Exhaust/Return fans- FAN | 1016152
19-AX2 | 19-AX2 Van Nuys Courthouse West | 19-AX2-D3041-230-RFN06 | RETURN FAN #51 | BARRY BLOWER | 86-5037 | 38491-0-14 | OM00035826 |  | 5TH FLOOR ROOM 528 | A83 (2) | NA | NA | 10 | 480 | 13.5 | ELECTRIC | 3 | NA | NA | \Classifications\Building System Class\D30-HVAC Systems\D3040 - Distribution SYS\Supply/Exhaust/Return fans- FAN | 1016153
19-AX2 | 19-AX2 Van Nuys Courthouse West | 19-AX2-D3041-230-RFN07 | RETURN FAN #61 | BARRY BLOWER | 86-5038 | 38491-0-14 | OM00035825 |  | 6TH FLOOR ROOM 628 | A83 (2) | NA | NA | 10 | 480 | 13.5 | ELECTRIC | 3 | NA | NA | \Classifications\Building System Class\D30-HVAC Systems\D3040 - Distribution SYS\Supply/Exhaust/Return fans- FAN | 1016154
19-AX2 | 19-AX2 Van Nuys Courthouse West | 19-AX2-D3041-230-RFN08 | RETURN FAN #71 | BARRY BLOWER | 86-5039 | 38491-0-14 | OM00035824 |  | 7TH FLOOR ROOM 728 | A83 (2) | NA | NA | 10 | 480 | 13.5 | ELECTRIC | 3 | NA | NA | \Classifications\Building System Class\D30-HVAC Systems\D3040 - Distribution SYS\Supply/Exhaust/Return fans- FAN | 1016155
19-AX2 | 19-AX2 Van Nuys Courthouse West | 19-AX2-D3041-230-RFN09 | RETURN FAN #81 | BARRY BLOWER | 86-5040 | 38491-0-14 | OM00035823 |  | 8TH FLOOR ROOM 828 | A83 (2) | NA | NA | 10 | 480 | 13.5 | ELECTRIC | 3 | NA | NA | \Classifications\Building System Class\D30-HVAC Systems\D3040 - Distribution SYS\Supply/Exhaust/Return fans- FAN | 1016156
19-AX2 | 19-AX2 Van Nuys Courthouse West | 19-AX2-D3041-230-RFN10 | RETURN FAN #91 | BARRY BLOWER | 86-5041 | 38491-0-14 | OM00035822 |  | 9TH FLOOR ROOM 928 | A83 (2) | NA | NA | 10 | 480 | 13.5 | ELECTRIC | 3 | NA | NA | \Classifications\Building System Class\D30-HVAC Systems\D3040 - Distribution SYS\Supply/Exhaust/Return fans- FAN | 1016157
19-AX2 | 19-AX2 Van Nuys Courthouse West | 19-AX2-D3041-230-RFN11 | RETURN FAN #11 | BARRY BLOWER | 86-5042 | 38491-0-15 | OM00035821 |  | PENTHOUSE RM P116 | AMERICAN PWR (2) | NA | NA | 7.5 | 480 | 10.8 | ELECTRIC | 3 | NA | NA | \Classifications\Building System Class\D30-HVAC Systems\D3040 - Distribution SYS\Supply/Exhaust/Return fans- FAN | 1016158
19-AX2 | 19-AX2 Van Nuys Courthouse West | 19-AX2-D3050-250-ACU02 | AIR CONDITIONING #2 (PENTHOUSE P-111) | POMONA AIR | 3865380 | WC200-404-6 | OM00035653 |  | PENTHOUSE RM P111 | NA | NA | R-22 | DNA | 480 | 13.4 | ELECTRIC | 3 | NA | NA | \Classifications\Building System Class\D30-HVAC Systems\D3050 - Package SYS\Air Conditioning,Split System - ACU | 1016159
19-AX2 | 19-AX2 Van Nuys Courthouse West | 19-AX2-D3042-220-EFN09 | EXHAUST FAN #9 | GREEN HECK | 86L03935 | BSQ-8-4 | OM00053823 |  | ROOF | 4L420 (1) | NA | NA | 1/4 | 110 | DNA | ELECTRIC | 1 | NA | NA | \Classifications\Building System Class\D30-HVAC Systems\D3040 - Distribution SYS\Supply/Exhaust/Return fans- FAN | 1016171
19-AX2 | 19-AX2 Van Nuys Courthouse West | 19-AX2-C1020-110-FRD01 | DOOR, ROLLUP #4 (BASEMENT CAFETERIA) | MCKEEN DOOR CO | 1-25130 | KINNEAR FIRE DOOR | OM00035670 |  | BASEMENT CAFETERIA | NA | NA | NA | 1/2 | 240 | 2.4 | ELECTRIC | 3 | NA | NA | \Classifications\Building System Class\C10-General Building Interior\C1020 - Fire Doors\Fire Doors - FRD | 1016172
19-AX2 | 19-AX2 Van Nuys Courthouse West | 19-AX2-B2034-400-DOH05 | DOOR, ROLLUP #5, BUS BAY WEST (EXIT) | LAWRENCE ROLLUP DOORS INC | 103584 | GH1023L4 | OM00033332 |  | BUS BAY | NA | NA | NA | DNA | 240 | 3 | ELECTRIC | 3 | NA | NA | \Classifications\Building System Class\B20-General Building Exterior\B2030 - Exterior Doors\Door,Overhead-Shutter,Manual,Elec,Roll-up - DOH | 1016174
19-AX2 | 19-AX2 Van Nuys Courthouse West | 19-AX2-D3042-220-EFN10 | EXHAUST FAN #16 (2ND FLOOR) | GREEN HECK | 86L03931 | BSQ-14-10 | OM00035831 |  | MECH ROOM RETURN FAN ROOM | 4L510 (1) | NA | NA | 1 | 480 | DNA | ELECTRIC | 3 | NA | NA | \Classifications\Building System Class\D30-HVAC Systems\D3040 - Distribution SYS\Supply/Exhaust/Return fans- FAN | 1016176
19-AX2 | 19-AX2 Van Nuys Courthouse West | 19-AX2-D5010-234-ATS02 | ELECTRICAL, TRANSFER SWITCH #2 (ROOF COOLING TWR) | RSE SIERRA | 10-13-86C | 4810-16 | OM00035659 |  | ROOF NEAR COOLING TOWERS | NA | NA | NA | NA | 240 | 600 | ELECTRIC | 3 | NA | NA | \Classifications\Building System Class\D50-Electrical SYS\D5010 - Elec Service & Dist\Automatic Transfer Switch - ATS | 1016177
19-AX2 | 19-AX2 Van Nuys Courthouse West | 19-AX2-D3041-210-SFN01 | FAN, SUPPLY #6 | BARRY BLOWER | 86-5C25 | 365TUB8FCW | OM00035669 |  | BASEMENT ROOM B-144A | NA | NA | NA | 15 | 480 | 19.4 | ELECTRIC | 3 | NA | NA | \Classifications\Building System Class\D30-HVAC Systems\D3040 - Distribution SYS\Supply/Exhaust/Return fans- FAN | 1016178
19-AX2 | 19-AX2 Van Nuys Courthouse West | 19-AX2-G3010-210-FWT01 | TANK, FIRE WATER STORAGE | DNA | NA | NA | OM00036692 |  | SOUTHWEST CORNER UNDERGROUND | NA | NA | NA | NA | NA | NA | NA |  | NA | NA | \Classifications\Building System Class\G30-Site Mechanical Utilities\G3010 - Water Supply\Fire Water Tank - FWT | 1016191
19-AX2 | 19-AX2 Van Nuys Courthouse West | 19-AX2-D4095-230-HBL01 | VENT HOOD (KITCHEN) | ANSUL | 105627 | NA | OM00035893 |  | KITCHEN | NA | NA | NA | NA | DNA | DNA | ELECTRIC | NA | NA | NA | \Classifications\Building System Class\D40-Fire Protection SYS\D4090 - Other Fire Protection Systems\Hood and Blower - HBL | 1016209
19-AX2 | 19-AX2 Van Nuys Courthouse West | 19-AX2-D4095-230-HBL02 | VENT HOOD (KITCHEN) | ANSUL | 105583 | NA | OM00035894 |  | KITCHEN | NA | NA | NA | NA | DNA | DNA | ELECTRIC | DNA | NA | NA | \Classifications\Building System Class\D40-Fire Protection SYS\D4090 - Other Fire Protection Systems\Hood and Blower - HBL | 1016210
19-AX2 | 19-AX2 Van Nuys Courthouse West | 19-AX2-D5011-240-TRN03 | ELECTRICAL, TRANSFORMER #3 (ROOF COOLING TWR) | MGM TRANSFORMER CO | 8603-300Y-006-3 | HT300A3B2 | OM00035658 |  | ON ROOF IN ROOM BY COOLING TOWER | NA | NA | NA | NA | 480 | 300 | ELECTRIC | 3 | NA | NA | \Classifications\Building System Class\D50-Electrical SYS\D5010 - Elec Service & Dist\Transformer - TRN | 1016212
19-AX2 | 19-AX2 Van Nuys Courthouse West | 19-AX2-D5011-240-TRN04 | ELECTRICAL, TRANSFORMER #4 (ROOF COOLING TWR) | MGM TRANSFORMER CO | 8603-150Y-008-2 | HT150A3B2 | OM00035657 |  | ON ROOF IN ROOM BY COOLING TOWER | NA | NA | NA | NA | 480 | 300 | ELECTRIC | 3 | NA | NA | \Classifications\Building System Class\D50-Electrical SYS\D5010 - Elec Service & Dist\Transformer - TRN | 1016213
19-AX2 | 19-AX2 Van Nuys Courthouse West | 19-AX2-D2090-670-WLR01 | WATER TREATMENT #1 (ROOF) | LAKEWOOD INSTRUMENTS | 1029420126 | 140 | OM00035656 |  | ROOF | NA | NA | NA | NA | 110 | 12 | ELECTRIC | 1 | NA | NA | \Classifications\Building System Class\D20-Plumbing\D2090 - Other Plumbing SYS\Water Treatment,Chlorine - WLR | 1016214
19-AX2 | 19-AX2 Van Nuys Courthouse West | 19-AX2-D3050-250-ACU03 | AIR CONDITIONING SYSTEM #3 (ROOM 221) | LIEBERT | 65439 | MME036E-P00 | OM00035665 |  | 2ND FLOOR ROOM 221 | NA | NA | R-22 | NA | 240 | 20 | ELECTRIC | 1 | NA | NA | \Classifications\Building System Class\D30-HVAC Systems\D3050 - Package SYS\Air Conditioning,Split System - ACU | 1016215
19-AX2 | 19-AX2 Van Nuys Courthouse West | 19-AX2-E1097-100-WDO01 | WINDOW WASHER UNIT #1 (LOWER ROOF) | SKY CLIMBER | 906757 | MODEL 21 | OM00035654 |  | LOWER ROOF | NA | NA | NA | 1.4 | 240 | 9 | ELECTRIC | 1 | NA | NA | \Classifications\Building System Class\E10-Equipment\E1090 - Other Equipment\Window Washing Unit - WDO | 1016216
19-AX2 | 19-AX2 Van Nuys Courthouse West | 19-AX2-E1097-100-WDO02 | WINDOW WASHER UNIT #1 (UPPER ROOF HELIPAD) | SKY CLIMBER | 906753 | MODEL 21 | OM00035655 |  | UPPER ROOF HELIPAD | NA | NA | NA | 1.4 | 240 | 9 | ELECTRIC | 1 | NA | NA | \Classifications\Building System Class\E10-Equipment\E1090 - Other Equipment\Window Washing Unit - WDO | 1016217
19-AX2 | 19-AX2 Van Nuys Courthouse West | 19-AX2-D3040-120-FCU07 | FAN COIL UNIT #7 (11TH FLOOR ROOM 111) | PACE | 86-51412-05 | SCF97A-U8M1 | OM00035664 | OM00033664 | 11TH FLOOR IN MAINT TECH OFFICE ROOM 111 | NA | NA | NA | NA | DNA | NA | ELECTRIC |  | NA | NA | \Classifications\Building System Class\D30-HVAC Systems\D3040 - Distribution SYS\Fan Coil Unit - FCU | 1016218
19-AX2 | 19-AX2 Van Nuys Courthouse West | 19-AX2-D3040-120-FCU06 | FAN COIL UNIT #6 (RM 127) | BROD & MCCLUNG PACE CO | 86-51412-01 | SCF-79A/U8M | OM00035663 |  | PENTHOUSE ROOM P127 | NA | NA | NA | NA | DNA | NA | ELECTRIC |  | NA | NA | \Classifications\Building System Class\D30-HVAC Systems\D3040 - Distribution SYS\Fan Coil Unit - FCU | 1016219
19-AX2 | 19-AX2 Van Nuys Courthouse West | 19-AX2-D3040-120-FCU05 | FAN COIL UNIT #5 (RM 119) | BROD & MCCLUNG PACE CO | 86-51412-04 | SCF-79A/U8M | OM00035662 |  | PENTHOUSE ROOM P119 | NA | NA | NA | NA | DNA | NA | ELECTRIC |  | NA | NA | \Classifications\Building System Class\D30-HVAC Systems\D3040 - Distribution SYS\Fan Coil Unit - FCU | 1016220
19-AX2 | 19-AX2 Van Nuys Courthouse West | 19-AX2-D3040-120-FCU03 | FAN COIL UNIT #3 (RM 107) | BROD & MCCLUNG PACE CO | 86-51412-02 | SCF-63A/U6M1 | OM00035661 |  | IN SECURED HALLWAY ON 1ST FLOOR IN ROOM 107 | NA | NA | NA | NA | DNA | NA | ELECTRIC |  | NA | NA | \Classifications\Building System Class\D30-HVAC Systems\D3040 - Distribution SYS\Fan Coil Unit - FCU | 1016221
19-AX2 | 19-AX2 Van Nuys Courthouse West | 19-AX2-D5010-234-ATS03 | ELECTRICAL, TRANSFER SWITCH #3 (ROOF COOLING TWR) | RSE SIERRA | 4810-15 | 10-13-86C | OM00035660 |  | PENTHOUSE ROOF BY COOLING TOWER | NA | NA | NA | NA | 240 | 600 | ELECTRIC | 3 | NA | NA | \Classifications\Building System Class\D50-Electrical SYS\D5010 - Elec Service & Dist\Automatic Transfer Switch - ATS | 1016222
19-AX2 | 19-AX2 Van Nuys Courthouse West | 19-AX2-D3041-210-SFN02 | FAN, SUPPLY #5 | BARRY BLOWER | 86-5024 | 38491-0-1 | OM00035668 |  | BASEMENT IN FIRE PUMP ROOM | BX-96 (3) | NA | NA | 15/3.7 | 480 | 19.4/7.2 | Electric | 3 |  |  | \Classifications\Building System Class\D30-HVAC Systems\D3040 - Distribution SYS\Supply/Exhaust/Return fans- FAN | 1016235
19-AX2 | 19-AX2 Van Nuys Courthouse West | 19-AX2-D2023-100-BFP18 | BACKFLOW PREVENTER #3 (CHILLER MAKE UP 2.5") | WILKINS | L83601 | 375 (2.5") | OM00036694 | OW0209916-FA0234843-BD0040254-FEBRUARY | PENTHOUSE ROOF NEXT TO COOLING TOWERS (LAPHD FORM REQUIRED) | NA | NA | NA | NA | NA | NA | NA | NA | NA | NA | \Classifications\Building System Class\D20-Plumbing\D2020 - Domestic Water\Backflow Preventer - BFP | 1016245
19-AX2 | 19-AX2 Van Nuys Courthouse West | 19-AX2-D2023-100-BFP19 | BACKFLOW PREVENTER #9 (SUMP PUMP RM 1") | WILKINS | A270331 | 375RP (1") | OM00036693 | OW0209916-FA0234843-BD0040253-FEBRUARY | BASEMENT SUMP PUMP ROOM (LAPHD FORM REQUIRED) | NA | NA | NA | NA | NA | NA | NA | NA | NA | NA | \Classifications\Building System Class\D20-Plumbing\D2020 - Domestic Water\Backflow Preventer - BFP | 1016246
19-AX2 | 19-AX2 Van Nuys Courthouse West | 19-AX2-D3042-220-EFN11 | EXHAUST FAN #11 (BELT DRIVEN) (RM P116) | GREENHECK | 86L03926 | BSO-7-3 | OM00037754 |  | PENTHOUSE ABOVE CEILING 10 FOOT ROOM P116 | VFGFHP (1) | NA | NA | .33 | 110 | 6.6 | Electric | 1 | NA | NA | \Classifications\Building System Class\D30-HVAC Systems\D3040 - Distribution SYS\Supply/Exhaust/Return fans- FAN | 1016890
19-AX2 | 19-AX2 Van Nuys Courthouse West | 19-AX2-D3042-210-FAN19 | EXHAUST FAN #19 (RM B142) | GREENHECK | 13049 | SP-60 | OM00037802 |  | BASEMENT ROOM B142 | NA | NA | NA | .166 | 110 | 5.3 | Electric | 3 | NA | NA | \Classifications\Building System Class\D30-HVAC Systems\D3040 - Distribution SYS\Fan,Axial - FAN | 1016892
19-AX2 | 19-AX2 Van Nuys Courthouse West | 19-AX2-C1020-110-FRD09 | WON FIRE DOOR, SLIDING | WON DOOR CORP | 00289 | 1865 | OM00037815 |  | 9TH FLOOR ELEVATOR LOBBY | NA | NA | NA | NA | NA | NA | DNA | NA | NA | NA | \Classifications\Building System Class\C10-General Building Interior\C1020 - Fire Doors\Fire Doors - FRD | 1016895
19-AX2 | 19-AX2 Van Nuys Courthouse West | 19-AX2-C1020-110-FRD11 | WON FIRE DOOR, SLIDING | WON DOOR CORP | 00295 | 1865 | OM00037795 |  | 3RD FLOOR ELEVATOR LOBBY | NA | NA | NA | NA | NA | NA | DNA | NA | NA | NA | \Classifications\Building System Class\C10-General Building Interior\C1020 - Fire Doors\Fire Doors - FRD | 1016896
19-AX2 | 19-AX2 Van Nuys Courthouse West | 19-AX2-C1020-110-FRD12 | WON FIRE DOOR, SLIDING | WON DOOR CORP | 00294 | 1865 | OM00037798 |  | 4TH FLOOR ELEVATOR LOBBY | NA | NA | NA | NA | NA | NA | DNA | NA | NA | NA | \Classifications\Building System Class\C10-General Building Interior\C1020 - Fire Doors\Fire Doors - FRD | 1016897
19-AX2 | 19-AX2 Van Nuys Courthouse West | 19-AX2-C1020-110-FRD05 | WON FIRE DOOR, SLIDING | WON DOOR CORP | 00233 | 1865 | OM00037799 |  | 5TH FLOOR ELEVATOR LOBBY | NA | NA | NA | NA | NA | NA | DNA | NA | NA | NA | \Classifications\Building System Class\C10-General Building Interior\C1020 - Fire Doors\Fire Doors - FRD | 1016898
19-AX2 | 19-AX2 Van Nuys Courthouse West | 19-AX2-C1020-110-FRD08 | WON FIRE DOOR, SLIDING | WON DOOR CORP | 00290 | 1865 | OM00037814 |  | 8TH FLOOR ELEVATOR LOBBY | NA | NA | NA | NA | NA | NA | DNA | NA | NA | NA | \Classifications\Building System Class\C10-General Building Interior\C1020 - Fire Doors\Fire Doors - FRD | 1016902
19-AX2 | 19-AX2 Van Nuys Courthouse West | 19-AX2-C1020-110-FRD04 | FIRE DOOR, OVERHEAD | NA | NA | NA | OM00035835 |  | GROUND FLOOR LOADING DOCK | NA | NA | NA | NA | NA | NA | DNA | NA | NA | NA | \Classifications\Building System Class\C10-General Building Interior\C1020 - Fire Doors\Fire Doors - FRD | 1016901
19-AX2 | 19-AX2 Van Nuys Courthouse West | 19-AX2-C1020-110-FRD10 | WON FIRE DOOR, SLIDING | KINNEAR DOOR INC | 46-5707-1 | NA | OM00037817 |  | BASEMENT NEXT TO ROOM B106 | NA | NA | NA | NA | NA | NA | DNA | NA | NA | NA | \Classifications\Building System Class\C10-General Building Interior\C1020 - Fire Doors\Fire Doors - FRD | 1016906
19-AX2 | 19-AX2 Van Nuys Courthouse West | 19-AX2-D5010-110-MCC04 | MOTOR CONTROL CENTER (RM 426) | KLOCKNER-MOELLER | NA | SERIES 200 | OM00037791 |  | 4TH FLOOR MECH ROOM 426 | NA | NA | NA | NA | DNA | DNA | Electric | DNA | NA | NA | \Classifications\Building System Class\D50-Electrical SYS\D5010 - Elec Service & Dist\Chiller Room Electrical Panel - MCC | 1016911
19-AX2 | 19-AX2 Van Nuys Courthouse West | 19-AX2-D5010-110-MCC07 | MOTOR CONTROL CENTER (RM 728) | KLOCKNER-MOELLER | NA | SERIES 200 | OM00037782 |  | 7TH FLOOR MECH ROOM 728 | NA | NA | NA | NA | DNA | DNA | Electric | DNA | NA | NA | \Classifications\Building System Class\D50-Electrical SYS\D5010 - Elec Service & Dist\Chiller Room Electrical Panel - MCC | 1016914
19-AX2 | 19-AX2 Van Nuys Courthouse West | 19-AX2-D5010-110-MCC10 | CHILLER MOTOR CONTROL CENTER (RM P106) | FEDERAL PACIFIC | NA | NA | OM00037762 |  | PENTHOUSE ROOM P106 | NA | NA | NA | NA | 5000 | 600 | Electric | DNA | NA | NA | \Classifications\Building System Class\D50-Electrical SYS\D5010 - Elec Service & Dist\Chiller Room Electrical Panel - MCC | 1016917
19-AX2 | 19-AX2 Van Nuys Courthouse West | 19-AX2-D5010-110-MCC11 | CHILLER MOTOR CONTROL CENTER (RM P106) | FEDERAL PACIFIC | NA | NA | OM00037761 |  | PENTHOUSE ROOM P106 | NA | NA | NA | NA | 5000 | 600 | Electric | DNA | NA | NA | \Classifications\Building System Class\D50-Electrical SYS\D5010 - Elec Service & Dist\Chiller Room Electrical Panel - MCC | 1016918
19-AX2 | 19-AX2 Van Nuys Courthouse West | 19-AX2-D3050-210-PKU01 | AIR CONDITIONING, SPLIT SYSTEM (RM 151) | POMONA AIR | 3865379 | WC800/800-404-66 | OM00035667 |  | 1ST FLOOR COMMUNICATION RM 151 | NA | NA | R-22 | NA | DNA | DNA | Electric | DNA | NA | NA | \Classifications\Building System Class\D30-HVAC Systems\D3050 - Package SYS\Package Unit - PKU | 1016881
19-AX2 | 19-AX2 Van Nuys Courthouse West | 19-AX2-D3090-220-CMD03 | COMPRESSOR, AIR DRYER (RM P106) | ZEKS | NA | NA | OM00037759 |  | PENTHOUSE CHILLER RM 106 | NA | NA | R-134a | NA | 110 | 35.4 | Electric | DNA | NA | NA | \Classifications\Building System Class\D30-HVAC Systems\D3090 - Other HVAC Systems and Equipment\Compressed Air Dryer - CMD | 1016884
19-AX2 | 19-AX2 Van Nuys Courthouse West | 19-AX2-D3090-220-CMD04 | COMPRESSOR, AIR DRYER (RM P106) | ZEKS | NA | NA | OM00037760 |  | PENTHOUSE CHILLER RM 106 | NA | NA | R-134a | NA | 110 | 35.4 | Electric | DNA | NA | NA | \Classifications\Building System Class\D30-HVAC Systems\D3090 - Other HVAC Systems and Equipment\Compressed Air Dryer - CMD | 1016883
19-AX2 | 19-AX2 Van Nuys Courthouse West | 19-AX2-D3042-210-FAN01 | EXHAUST FAN #1 (DIRECT DRIVE) (RM B144) | GREENHECK | 88E00801 | DS0-100-A | OM00037801 |  | BASEMENT AIR HANDLER RM B144 | NA | NA | NA | .25 | 110 | 3.1 | Electric | 1 | NA | NA | \Classifications\Building System Class\D30-HVAC Systems\D3040 - Distribution SYS\Fan,Axial - FAN | 1016886
19-AX2 | 19-AX2 Van Nuys Courthouse West | 19-AX2-D3042-220-EFN13 | EXHAUST FAN #2 (BELT DRIVEN) (RM 226) | GREENHECK | 86L03935 | BS0-8-4 | OM00035832 |  | 2ND FLOOR AIR HANDLER RM 226 | 4L-420 (1) | NA | NA | .25 | 110 | 5.6 | Electric | 1 | NA | NA | \Classifications\Building System Class\D30-HVAC Systems\D3040 - Distribution SYS\Supply/Exhaust/Return fans- FAN | 1016885
19-AX2 | 19-AX2 Van Nuys Courthouse West | 19-AX2-D3042-220-EFN14 | EXHAUST FAN #3 (BELT DRIVEN) (RM 531) | GREENHECK | 86L03936 | BSQ-8-4 | OM00037779 |  | 5TH FLOOR ELECTRICAL RM 531 | 4L-380 (1) | NA | NA | .25 | 110 | 5.6 | Electric | 1 | NA | NA | \Classifications\Building System Class\D30-HVAC Systems\D3040 - Distribution SYS\Supply/Exhaust/Return fans- FAN | 1016888
19-AX2 | 19-AX2 Van Nuys Courthouse West | 19-AX2-D3042-210-FAN04 | EXHAUST FAN #4 (DIRECT DRIVE) | GREENHECK | 86L03940 | GW-140-BX | OM00037785 |  | PENTHOUSE BY COOLING TOWERS | NA | NA | NA | .166 | 110 | 2.2 | Electric | 1 | NA | NA | \Classifications\Building System Class\D30-HVAC Systems\D3040 - Distribution SYS\Fan,Axial - FAN | 1016887
19-AX2 | 19-AX2 Van Nuys Courthouse West | 19-AX2-D3042-220-EFN16 | EXHAUST FAN #5 (DIRECT DRIVE) | GREENHECK | 86L03941 | GWB-18-7X | OM00037786 |  | PENTHOUSE BY COOLING TOWERS | DNA | NA | NA | .75 | 480 | 1.5 | Electric | 3 | NA | NA | \Classifications\Building System Class\D30-HVAC Systems\D3040 - Distribution SYS\Supply/Exhaust/Return fans- FAN | 1016889
19-AX2 | 19-AX2 Van Nuys Courthouse West | 19-AX2-D3042-220-EFN17 | EXHAUST FAN #17 (BELT DRIVEN) (RM 221) | GREENHECK | 86L03929 | BSQ-14-7 | OM00037809 |  | 2ND FLOOR AIR HANDLER ROOM 221 | VFGFHP (1) | NA | NA | .75 | 480 | 2.9-3.0-1.5 | Electric | 3 | NA | NA | \Classifications\Building System Class\D30-HVAC Systems\D3040 - Distribution SYS\Supply/Exhaust/Return fans- FAN | 1016891
19-AX2 | 19-AX2 Van Nuys Courthouse West | 19-AX2-D3040-120-FCU04 | FAN COIL UNIT #4 (RM P110) | BROD & MCCLUNG PACE CO | NA | SCF-79A/U-8M1 | OM00037816 |  | PENTHOUSE ROOM P110 | NA | NA | NA | DNA | DNA | DNA | Electric | DNA | NA | NA | \Classifications\Building System Class\D30-HVAC Systems\D3040 - Distribution SYS\Fan Coil Unit - FCU | 1016894
19-AX2 | 19-AX2 Van Nuys Courthouse West | 19-AX2-D3040-120-FCU08 | FAN COIL UNIT #8 (RM P127) | NA | NA | NA | OM00037755 |  | PENTHOUSE OUTSIDE OF RM P127 | NA | NA | NA | DNA | DNA | DNA | Electric | DNA | NA | NA | \Classifications\Building System Class\D30-HVAC Systems\D3040 - Distribution SYS\Fan Coil Unit - FCU | 1016893
19-AX2 | 19-AX2 Van Nuys Courthouse West | 19-AX2-C1020-110-FRD06 | WON FIRE DOOR, SLIDING | WON DOOR CORP | 00292 | 1865 | OM00037800 |  | 6TH FLOOR ELEVATOR LOBBY | NA | NA | NA | NA | NA | NA | DNA | NA | NA | NA | \Classifications\Building System Class\C10-General Building Interior\C1020 - Fire Doors\Fire Doors - FRD | 1016899
19-AX2 | 19-AX2 Van Nuys Courthouse West | 19-AX2-C1020-110-FRD07 | WON FIRE DOOR, SLIDING | WON DOOR CORP | 00291 | 1865 | OM00037813 |  | 7TH FLOOR ELEVATOR LOBBY | NA | NA | NA | NA | NA | NA | DNA | NA | NA | NA | \Classifications\Building System Class\C10-General Building Interior\C1020 - Fire Doors\Fire Doors - FRD | 1016900
19-AX2 | 19-AX2 Van Nuys Courthouse West | 19-AX2-C1020-110-FRD02 | FIRE DOOR, OVERHEAD | NA | NA | NA | OM00037797 |  | 2ND FLOOR LOBBY BY ELEVATOR | NA | NA | NA | NA | NA | NA | DNA | NA | NA | NA | \Classifications\Building System Class\C10-General Building Interior\C1020 - Fire Doors\Fire Doors - FRD | 1016903
19-AX2 | 19-AX2 Van Nuys Courthouse West | 19-AX2-C1020-110-FRD03 | FIRE DOOR, OVERHEAD | CORNELL IRON WORKS INC | NA | M58A | OM00037796 |  | 3RD FLOOR LOBBY | NA | NA | NA | NA | NA | NA | DNA | NA | NA | NA | \Classifications\Building System Class\C10-General Building Interior\C1020 - Fire Doors\Fire Doors - FRD | 1016904
19-AX2 | 19-AX2 Van Nuys Courthouse West | 19-AX2-D3012-120-GMR01 | GAS METER READINGS | ROOTS METER | 0854421 | 15C175 | OM00037758 |  | GROUNDS SOUTHEAST CORNER OF BUILDING | NA | NA | NA | NA | NA | NA | NA | NA | NA | NA | \Classifications\Building System Class\D30-HVAC Systems\D3010 - Energy Supply\Gas Meter Readings - GMR | 1016905
19-AX2 | 19-AX2 Van Nuys Courthouse West | 19-AX2-D5010-200-ESD03 | ELECTRICAL SWITCHBOARD, UNDER 560 VOLTS (RM 229) | RSE-SIERRA | 4810-13 | 10-13-86C | OM00037806 |  | 2ND FLOOR ELECTRICAL ROOM 229 | NA | NA | NA | NA | 240 | 600 | Electric | 3 | NA | NA | \Classifications\Building System Class\D50-Electrical SYS\D5010 - Elec Service & Dist\Electical Service and Distribution - ESD | 1016907
19-AX2 | 19-AX2 Van Nuys Courthouse West | 19-AX2-D5010-200-ESD04 | ELECTRICAL SWITCHBOARD, UNDER 560 VOLTS (RM 531) | RSE-SIERRA | 4810-14 | 10-13-86C | OM00037780 |  | 5TH FLOOR ELECTRICAL RM 531 | NA | NA | NA | NA | DNA | DNA | Electric | DNA | NA | NA | \Classifications\Building System Class\D50-Electrical SYS\D5010 - Elec Service & Dist\Electical Service and Distribution - ESD | 1016908
19-AX2 | 19-AX2 Van Nuys Courthouse West | 19-AX2-D5010-110-MCC02 | MOTOR CONTROL CENTER (RM 226) | KLOCKNER-MOELLER | NA | SERIES 200 | OM00037807 |  | 2ND FLOOR ELECTRICAL ROOM 226 | NA | NA | NA | NA | 480 | DNA | Electric | 3 | NA | NA | \Classifications\Building System Class\D50-Electrical SYS\D5010 - Elec Service & Dist\Chiller Room Electrical Panel - MCC | 1016910
19-AX2 | 19-AX2 Van Nuys Courthouse West | 19-AX2-D5010-110-MCC03 | MOTOR CONTROL CENTER (RM 326) | KLOCKNER-MOELLER | NA | SERIES 200 | OM00037790 |  | 3RD FLOOR MECH ROOM 326 | NA | NA | NA | NA | DNA | DNA | Electric | DNA | NA | NA | \Classifications\Building System Class\D50-Electrical SYS\D5010 - Elec Service & Dist\Chiller Room Electrical Panel - MCC | 1016909
19-AX2 | 19-AX2 Van Nuys Courthouse West | 19-AX2-D5010-110-MCC05 | MOTOR CONTROL CENTER (RM 528) | KLOCKNER-MOELLER | NA | SERIES 200 | OM00037777 |  | 5TH FLOOR MECH ROOM 528 | NA | NA | NA | NA | DNA | DNA | Electric | DNA | NA | NA | \Classifications\Building System Class\D50-Electrical SYS\D5010 - Elec Service & Dist\Chiller Room Electrical Panel - MCC | 1016912
19-AX2 | 19-AX2 Van Nuys Courthouse West | 19-AX2-D5010-110-MCC06 | MOTOR CONTROL CENTER (RM 628) | KLOCKNER-MOELLER | NA | SERIES 200 | OM00037781 |  | 6TH FLOOR MECH ROOM 628 | NA | NA | NA | NA | DNA | DNA | Electric | DNA | NA | NA | \Classifications\Building System Class\D50-Electrical SYS\D5010 - Elec Service & Dist\Chiller Room Electrical Panel - MCC | 1016913
19-AX2 | 19-AX2 Van Nuys Courthouse West | 19-AX2-D5010-110-MCC08 | MOTOR CONTROL CENTER (RM 828) | KLOCKNER-MOELLER | NA | SERIES 200 | OM00037783 |  | 8TH FLOOR MECH ROOM 828 | NA | NA | NA | NA | DNA | DNA | Electric | DNA | NA | NA | \Classifications\Building System Class\D50-Electrical SYS\D5010 - Elec Service & Dist\Chiller Room Electrical Panel - MCC | 1016915
19-AX2 | 19-AX2 Van Nuys Courthouse West | 19-AX2-D5010-110-MCC09 | MOTOR CONTROL CENTER (RM 928) | KLOCKNER-MOELLER | NA | SERIES 200 | OM00037784 |  | 9TH FLOOR MECH ROOM 928 | NA | NA | NA | NA | DNA | DNA | Electric | DNA | NA | NA | \Classifications\Building System Class\D50-Electrical SYS\D5010 - Elec Service & Dist\Chiller Room Electrical Panel - MCC | 1016916
19-AX2 | 19-AX2 Van Nuys Courthouse West | 19-AX2-D5010-110-MCC12 | MOTOR CONTROL CENTER, CHILLER #1 & #2 | KLOCKNER-MOELLER | NA | SERIES 200 | OM00037793 |  | PENTHOUSE CHILLER RM 106 | NA | NA | NA | NA | DNA | DNA | Electric | DNA | NA | NA | \Classifications\Building System Class\D50-Electrical SYS\D5010 - Elec Service & Dist\Chiller Room Electrical Panel - MCC | 1016919
19-AX2 | 19-AX2 Van Nuys Courthouse West | 19-AX2-D5010-110-MCC13 | MOTOR CONTROL CENTER, WATER PUMPS #1 & #2 | KLOCKNER-MOELLER | NA | SERIES 200 | OM00037794 |  | PENTHOUSE CHILLER RM 106 | NA | NA | NA | NA | DNA | DNA | Electric | DNA | NA | NA | \Classifications\Building System Class\D50-Electrical SYS\D5010 - Elec Service & Dist\Chiller Room Electrical Panel - MCC | 1016920
19-AX2 | 19-AX2 Van Nuys Courthouse West | 19-AX2-D5010-110-MCC14 | MOTOR CONTROL CENTER (RM B141) | KLOCKNER-MOELLER | NA | SERIES 200 | OM00037812 |  | BASEMENT MECH ROOM B141 | NA | NA | NA | NA | DNA | DNA | Electric | DNA | NA | NA | \Classifications\Building System Class\D50-Electrical SYS\D5010 - Elec Service & Dist\Chiller Room Electrical Panel - MCC | 1016921
19-AX2 | 19-AX2 Van Nuys Courthouse West | 19-AX2-D5010-110-MCC15 | MOTOR CONTROL CENTER (RM 221) | KLOCKNER-MOELLER | C427591 | SERIES 200 | OM00037811 |  | 2ND FLOOR AIR HANDLER RM 221 | NA | NA | NA | NA | DNA | DNA | Electric | DNA | NA | NA | \Classifications\Building System Class\D50-Electrical SYS\D5010 - Elec Service & Dist\Chiller Room Electrical Panel - MCC | 1016922
19-AX2 | 19-AX2 Van Nuys Courthouse West | 19-AX2-D3041-210-SFN07 | SUPPLY FAN #7 (RM B107) | GREENHECK | 86L03934 | SERIES 200 | OM00037764 |  | BASEMENT AIR HANDLER RM B107 | DNA | NA | NA | .33 | 110 | 6.6 | Electric | DNA | NA | NA | \Classifications\Building System Class\D30-HVAC Systems\D3040 - Distribution SYS\Supply/Exhaust/Return fans- FAN | 1016923
19-AX2 | 19-AX2 Van Nuys Courthouse West | 19-AX2-D3041-170-SPF02 | FAN STAIRWELL PRESSURIZATION (STAIRWELL #2) | GREENHECK | 88F07135 | BSQ-30-75 | OM00037789 |  | 1ST FLOOR EAST STAIRWELL #2 | DNA | NA | NA | 7.5 | 480 | 24-21.6-10.8 | Electric | 3 | NA | NA | \Classifications\Building System Class\D30-HVAC Systems\D3040 - Distribution SYS\Stairwell Pressurization Fan - SPF | 1016925
19-AX2 | 19-AX2 Van Nuys Courthouse West | 19-AX2-D3041-170-SPF03 | FAN STAIRWELL PRESSURIZATION (STAIRWELL #3) | GREENHECK | 88F07136 | BSQ-30-75 | OM00037787 |  | 1ST FLOOR WEST STAIRWELL #3 | DNA | NA | NA | 7.5 | 480 | 24-21.6-10.8 | Electric | 3 | NA | NA | \Classifications\Building System Class\D30-HVAC Systems\D3040 - Distribution SYS\Stairwell Pressurization Fan - SPF | 1016926
19-AX2 | 19-AX2 Van Nuys Courthouse West | 19-AX2-D3041-170-SPF04 | FAN STAIRWELL PRESSURIZATION (STAIRWELL #4) | GREENHECK | 88F07137 | BSQ-30-75 | OM00037788 |  | 1ST FLOOR WEST STAIRWELL #4 | DNA | NA | NA | 7.5 | 480 | 24-21.6-10.8 | Electric | 3 | NA | NA | \Classifications\Building System Class\D30-HVAC Systems\D3040 - Distribution SYS\Stairwell Pressurization Fan - SPF | 1016927
19-AX2 | 19-AX2 Van Nuys Courthouse West | 19-AX2-D5011-240-TRN05 | ELECTRICAL TRANSFORMER (RM 531) | MGM TRANSFORMER | 8603-150Y-006-4 | HT150A3B2 (CAT#) | OM00037778 |  | 5TH FLOOR ELECTRICAL RM 531 | NA | NA | NA | NA | DNA | DNA | Electric | DNA | NA | NA | \Classifications\Building System Class\D50-Electrical SYS\D5010 - Elec Service & Dist\Transformer - TRN | 1016928
19-AX2 | 19-AX2 Van Nuys Courthouse West | 19-AX2-D3042-220-EFN12 | EXHAUST FAN #24 (RM B107) | GREENHECK | 86L03933 | BSO-7-5 | OM00037763 |  | BASEMENT AIR HANDLER RM B107 | 4L-420 (1) | NA | NA | 0.5 | 110 | 7.2 | Electric | 1 | NA | NA | \Classifications\Building System Class\D30-HVAC Systems\D3040 - Distribution SYS\Supply/Exhaust/Return fans- FAN | 1016932
19-AX2 | 19-AX2 Van Nuys Courthouse West | 19-AX2-D3042-220-EFN26 | EXHAUST FAN #26 (BELT DRIVEN) (RM 221) | GREENHECK | 86L03932 | BSO-7-3 | OM00037808 |  | 2ND FLOOR AIR HANDLER RM 221 | 4L-430 (1) | NA | NA | .33 | 110 | 6.6 | Electric | 1 | NA | NA | \Classifications\Building System Class\D30-HVAC Systems\D3040 - Distribution SYS\Supply/Exhaust/Return fans- FAN | 1016933
19-AX2 | 19-AX2 Van Nuys Courthouse West | 19-AX2-D3042-210-FAN27 | EXHAUST FAN #27 (DIRECT DRIVE)(RM 115) | GREENHECK | 20977 | SP-50 | OM00037804 |  | GROUND FLOOR LOADING DOCK RM 115 | NA | NA | NA | DNA | 110 | DNA | Electric | DNA | NA | NA | \Classifications\Building System Class\D30-HVAC Systems\D3040 - Distribution SYS\Fan,Axial - FAN | 1016934
19-AX2 | 19-AX2 Van Nuys Courthouse West | 19-AX2-D3042-220-EFN25 | EXHAUST FAN #25 (BELT DRIVEN) (RM 221) | GREENHECK | 86L03938 | BSQ-24-50 | OM00037810 |  | 2ND FLOOR AIR HANDLER RM 221 | A74 (2) | NA | NA | 5 | 480 | 6.6 | Electric | 3 | NA | NA | \Classifications\Building System Class\D30-HVAC Systems\D3040 - Distribution SYS\Supply/Exhaust/Return fans- FAN | 1016935
19-AX2 | 19-AX2 Van Nuys Courthouse West | 19-AX2-D3041-170-SPF01 | FAN STAIRWELL PRESSURIZATION (STAIRWELL #1) | GREENHECK | 88F07134 | BSQ-30-75 | OM00037792 |  | 1ST FLOOR EAST STAIRWELL #1 | DNA | NA | NA | 7.5 | 480 | 24-21.6 | Electric | 3 | NA | NA | \Classifications\Building System Class\D30-HVAC Systems\D3040 - Distribution SYS\Stairwell Pressurization Fan - SPF | 1016924
19-AX2 | 19-AX2 Van Nuys Courthouse West | 19-AX2-D5011-240-TRN06 | ELECTRICAL TRANSFORMER (RM 229) | MGM TRANSFORMER | 8603-150Y-006-5 | HT150A3B2 (CAT#) | OM00037805 |  | 2ND FLOOR ELECTRICAL RM 229 | NA | NA | NA | NA | 480-240-110 | DNA | Electric | 3 | NA | NA | \Classifications\Building System Class\D50-Electrical SYS\D5010 - Elec Service & Dist\Transformer - TRN | 1016929
19-AX2 | 19-AX2 Van Nuys Courthouse West | 19-AX2-G3063-100-AST01 | Fuel Storage Tank Above Ground (SW Corner) 1000 Gallons | Modern Welding Co | D835450 | MWCFG | OM00025861 |  | Sourthwest Corner of Building | NA | NA | NA | NA | NA | NA | Diesel | NA | NA | NA | \Classifications\Building System Class\G30-Site Mechanical Utilities\G3060 - Fuel Distribution\Tank, Fuel Storage, Above Ground - AST | 1018939
19-AX2 | 19-AX2 Van Nuys Courthouse West | 19-AX2-D2023-100-BFP20 | BACKFLOW PREVENTER, Irrigation Card #1 (BFP20) 4" | Wilkens | 2855G | 375ASTR | OM00040753 | OW0209881-FA0204784-BD0013922 | EAST OF COURT IN FRONT OF SHERRIFFS BUILDING, Sprinkler Card #1 (LAPHD FORM REQUIRED) | NA | NA | NA | NA | NA | NA | NA | NA | NA | NA | \Classifications\Building System Class\D20-Plumbing\D2020 - Domestic Water\Backflow Preventer - BFP | 1021650
19-AX2 | 19-AX2 Van Nuys Courthouse West | 19-AX2-D2023-100-BFP21 | BACKFLOW PREVENTER, (BFP21) 4" | Wilkens | 2856G | 375ASTR | OM00040754 |  | East Of Building In Front Of Sheriffs Dept. | NA | NA | NA | NA | NA | NA | NA | NA | NA | NA | \Classifications\Building System Class\D20-Plumbing\D2020 - Domestic Water\Backflow Preventer - BFP | 1021651
19-AX2 | 38-A1 Civic Center Courthouse | 19-AX2-D3021-130-BLR04 | BOILER #4, HOT WATER OIL/GAS/COMBO | RAYPAK | 1712456545 | WHI-HD401 | OM00025860 |  | Boiler Room | NA | NA | NA | DNA | DNA | DNA | Gas | DNA | 399,000 | 315,800 | \Classifications\Building System Class\D30-HVAC Systems\D3020 - Heat SYS\Boiler,Hot Water,Oil/Gas/Comb. - BLR | 1022880
19-AX2 | 19-AX2 Van Nuys Courthouse West | 19-AX2-D3040-120-FCU10 | FAN COIL UNIT #10 | BERRY BLOWER | DNA | NA | OM00033226 |  | NA | NA | NA | NA | NA | NA | NA | NA | NA | NA | NA | \Classifications\Building System Class\D30-HVAC Systems\D3040 - Distribution SYS\Fan Coil Unit - FCU | 1022881
19-AX2 | 19-AX2 Van Nuys Courthouse West | 19-AX2-B2034-400-DOH04 | ROLL UP DOOR (SALLY PORT) #1 | LIFTMASTER | DNA | DNA | OM00035838 |  | Rear of Court | NA | NA | NA | NA | NA | NA | NA | NA | NA | NA | \Classifications\Building System Class\B20-General Building Exterior\B2030 - Exterior Doors\Door,Overhead-Shutter,Manual,Elec,Roll-up - DOH | 1022882
19-AX6 | 19-AX6 Parking Structure Lot 48 Van Nuys Court Complex | 19-AX6-D5092-250-EML25 | LIGHTING, EMERGENCY & EXIT (25) | NA | NA | NA | OM00035671 |  | THROUGHOUT BUILDING | NA | NA | NA | NA | DNA | DNA | Electric | DNA | NA | NA | \Classifications\Building System Class\D50-Electrical SYS\D5090 - Elec SYS\Emergency And Exit Lighting - EML | 1016048
19-AX6 | 19-AX6 Parking Structure Lot 48 Van Nuys Court Complex | 19-AX6-D4031-100-FEX59 | FIRE EXTINGUISHERS (59) | NA | NA | NA | OM00035672 |  | THROUGHOUT BUILDING | NA | NA | NA | NA | NA | NA | NA | NA | NA | NA | \Classifications\Building System Class\D40-Fire Protection SYS\D4030 - FIRE SPEC\Fire Extinguisher - FEX | 1016049
19-AX6 | 19-AX6 Parking Structure Lot 48 Van Nuys Court Complex | 19-AX6-D4010-150-FMS01 | DRY STANDPIPE #1 (CALVERT ST 4") | POWHATAN | NA | 21-132-175 | OM00035806 |  | CALVERT ST | NA | NA | NA | NA | NA | NA | NA | NA | NA | NA | \Classifications\Building System Class\D40-Fire Protection SYS\D4010 - Sprinkler SYS\Fire Systems, stand pipes - FMS | 1016050
19-AX6 | 19-AX6 Parking Structure Lot 48 Van Nuys Court Complex | 19-AX6-B2010-100-BLD01 | BUILDING | NA | NA | NA | OM00035807 |  | ENTIRE BUILDING | NA | NA | NA | NA | NA | NA | NA | NA | NA | NA | \Classifications\Building System Class\B20-General Building Exterior\B2010 - Exterior Walls\Building - BLD | 1016054
19-AX6 | 19-AX6 Parking Structure Lot 48 Van Nuys Court Complex | 19-AX6-G2050-200-LSC01 | LANDSCAPING | NA | NA | NA | OM00035808 |  | ENTIRE BUILDING GROUNDS | NA | NA | NA | NA | NA | NA | NA | NA | NA | NA | \Classifications\Building System Class\G20-Other Systems\G2050 - Landscaping\Landscaping - LSC | 1016055
19-AX6 | 19-AX6 Parking Structure Lot 48 Van Nuys Court Complex | 19-AX6-G2049-300-HSC01 | HARDSCAPE | NA | NA | NA | OM00035673 |  | Grounds, Hardscape | NA | NA | NA | NA | NA | NA | NA | NA | NA | NA | \Classifications\Building System Class\G20-Other Systems\G2040 - Site Development\Hardscape - HSC | 1016056
19-AX6 | 19-AX6 Parking Structure Lot 48 Van Nuys Court Complex | 19-AX6-D5092-250-ELT03 | LIGHTING, EXTERIOR (3) | NA | NA | NA | OM00035674 |  | AROUND BUILDING | NA | NA | NA | NA | DNA | DNA | Electric | DNA | NA | NA | \Classifications\Building System Class\D50-Electrical SYS\D5090 - Elec SYS\Exterior Lighting - ELT | 1016057
19-AX6 | 19-AX6 Parking Structure Lot 48 Van Nuys Court Complex | 19-AX6-B2034-400-DOH01 | DOOR, OVERHEAD #1 (ROLLUP, DELANO ST) | LIFT MASTER | 140-A0-33600 | GH7543M | OM00035809 |  | DELANO ST | NA | NA | NA | 3/4 | 480 | 2.7-2.8/1.4 | Electric | 3 | NA | NA | \Classifications\Building System Class\B20-General Building Exterior\B2030 - Exterior Doors\Door,Overhead-Shutter,Manual,Elec,Roll-up - DOH | 1016058
19-AX6 | 19-AX6 Parking Structure Lot 48 Van Nuys Court Complex | 19-AX6-B2034-400-DOH02 | DOOR, OVERHEAD #2 (ROLLUP, DELANO ST) | LIFT MASTER | 060-AO-0019749 | GH7543M | OM00035810 |  | DELANO ST | NA | NA | NA | 3/4 | 480 | 2.7-2.8/1.4 | Electric | 3 | NA | NA | \Classifications\Building System Class\B20-General Building Exterior\B2030 - Exterior Doors\Door,Overhead-Shutter,Manual,Elec,Roll-up - DOH | 1016059
19-AX6 | 19-AX6 Parking Structure Lot 48 Van Nuys Court Complex | 19-AX6-B2034-400-DOH03 | DOOR, OVERHEAD #3 (ROLLUP, CALVERT ST) | LIFT MASTER | 060-AO-0019739 | GH7543M | OM00035811 |  | CULVERT ST | NA | NA | NA | 3/4 | 480 | 2.7-2.8/1.4 | NA | 3 | NA | NA | \Classifications\Building System Class\B20-General Building Exterior\B2030 - Exterior Doors\Door,Overhead-Shutter,Manual,Elec,Roll-up - DOH | 1016060
19-AX6 | 19-AX6 Parking Structure Lot 48 Van Nuys Court Complex | 19-AX6-B2034-400-DOH04 | DOOR, OVERHEAD #4 (ROLLUP, CALVERT ST) | POWER MASTER | HAE531475 | H-74 | OM00035812 |  | CULVERT ST | NA | NA | NA | 3/4 | 480 | 3.4/1.7 | Electric | 3 | NA | NA | \Classifications\Building System Class\B20-General Building Exterior\B2030 - Exterior Doors\Door,Overhead-Shutter,Manual,Elec,Roll-up - DOH | 1016061
19-AX6 | 19-AX6 Parking Structure Lot 48 Van Nuys Court Complex | 19-AX6-B2034-400-DOH05 | DOOR, OVERHEAD #5 (ROLLUP, SYLMAR ST) | LIFT MASTER | 060-A0-0019759 | GH7543M | OM00035797 |  | SYLMAR ST | NA | NA | NA | DNA | DNA | 2.7-2.8/1.4 | Electric | DNA | NA | NA | \Classifications\Building System Class\B20-General Building Exterior\B2030 - Exterior Doors\Door,Overhead-Shutter,Manual,Elec,Roll-up - DOH | 1016062
19-AX6 | 19-AX6 Parking Structure Lot 48 Van Nuys Court Complex | 19-AX6-B2034-400-DOH06 | DOOR, OVERHEAD #6 (ROLLUP, SYLMAR ST) | LIFT MASTER | 110-AO-00027643 | GH7543M | OM00035798 |  | SYLMAR ST NEAR DELANO ST, WEST SIDE | NA | NA | NA | 3/4 | 240/480 | 2.7-2.8-1.4 | Electric | 3 | NA | NA | \Classifications\Building System Class\B20-General Building Exterior\B2030 - Exterior Doors\Door,Overhead-Shutter,Manual,Elec,Roll-up - DOH | 1016063
19-AX6 | 19-AX6 Parking Structure Lot 48 Van Nuys Court Complex | 19-AX6-B2034-400-DOH07 | DOOR, OVERHEAD #7 (ROLLUP, SYLMAR ST) | LIFT MASTER | 060-A0-0019769 | GH7543M | OM00035799 |  | SYLMAR ST NEAR CULVERT ST, WEST SIDE | NA | NA | NA | 3/4 | 240/480 | 2.7-2.8-1.4 | Electric | 3 | NA | NA | \Classifications\Building System Class\B20-General Building Exterior\B2030 - Exterior Doors\Door,Overhead-Shutter,Manual,Elec,Roll-up - DOH | 1016064
19-AX6 | 19-AX6 Parking Structure Lot 48 Van Nuys Court Complex | 19-AX6-B2034-400-DOH08 | DOOR, OVERHEAD #8 (ROLLUP, SYLMAR ST) | LIFT MASTER | 020-A0-00012001 | GH7543M | OM00035800 |  | SYLMAR ST NEAR CULVERT ST, WEST SIDE | NA | NA | NA | 3/4 | 240/480 | 2.7-2.8-1.4 | Electric | 3 | NA | NA | \Classifications\Building System Class\B20-General Building Exterior\B2030 - Exterior Doors\Door,Overhead-Shutter,Manual,Elec,Roll-up - DOH | 1016065
19-AX6 | 19-AX6 Parking Structure Lot 48 Van Nuys Court Complex | 19-AX6-D2040-100-PSU01 | PUMP, SUMP #1 (CALVERT ST SIDE SUMP PUMP RM) | WEIL PUMP | 173136A | TYPE BRC | OM00035814 | NA | SUMP PUMP RM ON CALVERT ST SIDE | NA | NA | NA | 1/2 | 240 | 4.3 | Electric | DNA |  | NA | \Classifications\Building System Class\D20-Plumbing\D2040 - Rain Drain\Sump Pump - PSU | 1016066
19-AX6 | 19-AX6 Parking Structure Lot 48 Van Nuys Court Complex | 19-AX6-D2040-100-PSU03 | PUMP, SUMP #3 (DELANO ST SIDE SUMP PUMP RM) | WEIL PUMP | 169654B | TYPE BRC | OM00035816 |  | SUMP PUMP RM ON DELANO ST SIDE | NA | NA | NA | 1/2 | 240 | 7.2/3.6 | Electric | 1 | NA | NA | \Classifications\Building System Class\D20-Plumbing\D2040 - Rain Drain\Sump Pump - PSU | 1016067
19-AX6 | 19-AX6 Parking Structure Lot 48 Van Nuys Court Complex | 19-AX6-D5011-240-TRN01 | ELECTRICAL, TRANSFORMER #1 | GE | CC | 9T21A9110 | OM00035804 | NA | STORAGE ROOM | NA | NA | NA | NA | DNA | DNA | Electric | DNA |  | NA | \Classifications\Building System Class\D50-Electrical SYS\D5010 - Elec Service & Dist\Transformer - TRN | 1016068
19-AX6 | 19-AX6 Parking Structure Lot 48 Van Nuys Court Complex | 19-AX6-D5011-240-TRN02 | ELECTRICAL, TRANSFORMER #2 | ZINSCO | 258-415-2H | HW | OM00035818 |  | First Floor, STORAGE ROOM | NA | NA | NA | NA | 480 | DNA | Electric | 3 | NA | NA | \Classifications\Building System Class\D50-Electrical SYS\D5010 - Elec Service & Dist\Transformer - TRN | 1016069
19-AX6 | 19-AX6 Parking Structure Lot 48 Van Nuys Court Complex | 19-AX6-D3055-260-WAC01 | AIR CONDITIONER, WINDOW #1 (SHACK) | KENMORE | JK92823498 | 25370055992 | OM00035801 |  | SHACK | NA | NA | R-22 | DNA | 110 | 5.2 | Electric | 1 | NA | NA | \Classifications\Building System Class\D30-HVAC Systems\D3050 - Package SYS\Window Air Conditioner- WAC | 1016070
19-AX6 | 19-AX6 Parking Structure Lot 48 Van Nuys Court Complex | 19-AX6-D3055-260-WAC02 | AIR CONDITIONER, WINDOW #2 (GUARD SHACK) | GE | D5228765 | AJC06LSL2 | OM00035803 |  | GUARD SHACK | NA | NA | R-22 | DNA | 110 | 6 | Electric | 1 | NA | NA | \Classifications\Building System Class\D30-HVAC Systems\D3050 - Package SYS\Window Air Conditioner- WAC | 1016071
19-AX6 | 19-AX6 Parking Structure Lot 48 Van Nuys Court Complex | 19-AX6-D4024-100-FHS36 | FIRE, HOSES (36) | NA | NA | NA | OM00035675 |  | THROUGHOUT STRUCTURE | NA | NA | NA | NA | NA | NA | NA | NA | NA | NA | \Classifications\Building System Class\D40-Fire Protection SYS\D4020 - Stand Pipe\Other Stand Pipe Hose Systems - FHS | 1016088
19-AX6 | 19-AX6 Parking Structure Lot 48 Van Nuys Court Complex | 19-AX6-D5010-200-ESD01 | ELECTRICAL, MAIN ELECTRICAL PANEL | GE ELECTRIC | NA | DNA | OM00035819 |  | 1ST FLOOR STORAGE ROOM | NA | NA | NA | NA | DNA | 175 | Electric | DNA | NA | NA | \Classifications\Building System Class\D50-Electrical SYS\D5010 - Elec Service & Dist\Electical Service and Distribution - ESD | 1016091
19-AX6 | 19-AX6 Parking Structure Lot 48 Van Nuys Court Complex | 19-AX6-D2040-100-PSU02 | PUMP, SUMP #2 (CALVERT ST SIDE SUMP PUMP RM) | WEIL PUMP | 173136B | TYPE BRC | OM00035815 | NA | SUMP PUMP RM ON CALVERT ST SIDE | NA | NA | NA | 1/2 | 240 | 9.0/4.5 | ELECTRIC |  | NA | NA | \Classifications\Building System Class\D20-Plumbing\D2040 - Rain Drain\Sump Pump - PSU | 1016092
19-AX6 | 19-AX6 Parking Structure Lot 48 Van Nuys Court Complex | 19-AX6-D2040-100-PSU04 | PUMP, SUMP #4 (DELANO ST SIDE SUMP PUMP RM) | WEIL PUMP | 169654A | TYPE BRC | OM00035817 | NA | SUMP PUMP RM ON DELANO ST SIDE | NA | NA | NA | 1/2 | 240 | 7.2/3.6 | ELECTRIC | 1 | NA | NA | \Classifications\Building System Class\D20-Plumbing\D2040 - Rain Drain\Sump Pump - PSU | 1016093
19-AX6 | 19-AX6 Parking Structure Lot 48 Van Nuys Court Complex | 19-AX6-D3055-260-WAC03 | AIR CONDITIONER, WINDOW #1 (MAIN OFFICE) | LG | NA | NA | OM00035802 |  | 1ST FLOOR AC MAIN OFFICE | NA | NA | DNA | NA | DNA | DNA | ELECTRIC | NA | NA | NA | \Classifications\Building System Class\D30-HVAC Systems\D3050 - Package SYS\Window Air Conditioner- WAC | 1016227
19-AX6 | 19-AX6 Parking Structure Lot 48 Van Nuys Court Complex | 19-AX6-B2034-400-DOH09 | DOOR, OVERHEAD (ROLLUP) (2ND FLOOR) | POWER MASTER | HU303152 | MG | OM00037818 | NA | PARKING LOT, ON 2ND FLOOR | NA | NA | NA | 0.5 | 110 | DNA | Electric | 1 | NA | NA | \Classifications\Building System Class\B20-General Building Exterior\B2030 - Exterior Doors\Door,Overhead-Shutter,Manual,Elec,Roll-up - DOH | 1016936
19-AX6 | 19-AX6 Parking Structure Lot 48 Van Nuys Court Complex | 19-AX6-D2023-100-BFP03 | BACKFLOW PREVENTER (SPRINKLER SYSTEM 2") | WILKINS | 368860 | 720A 2" | OM00036722 | OW0226220-FA0221123-BD0056997 | PARKING LOT, ON SIDEWALK CALVER & SYLMAR (LAPHD FORM REQUIRED) | NA | NA | NA | NA | NA | NA |  | NA | NA | NA | \Classifications\Building System Class\D20-Plumbing\D2020 - Domestic Water\Backflow Preventer - BFP | 1017184
19-AX6 | 19-AX6 Parking Structure Lot 48 Van Nuys Court Complex | 19-AX6-D5092-100-UPS02 | DSPM UPS System UPS02 | Digital Signal Power Manufacturer, Inc. | 030615-3 | OEPLUS-3KW-277-120-90 | OM00036729 |  | 1st Floor Mechanical Room | NA | NA | NA | NA | NA | NA | Electric and lead-sulfuric acid | NA | NA | NA | \Classifications\Building System Class\D50-Electrical SYS\D5090 - Elec SYS\Uninterruptible Power System - UPS | 1019258
19-AX6 | 19-AX6 Parking Structure Lot 48 Van Nuys Court Complex | 19-AX6-D2023-100-BFP04 | BACKFLOW PREVENTER (FIRE 2.5") BFP 04 | FEBCO | N1404090711 | LF850, OC, 2.5" | OM00035813 |  | GROUNDS - INSIDE STRUCTURE BY CALVERT ST | NA | NA | NA | NA | NA | NA | NA | NA | NA | NA | \Classifications\Building System Class\D20-Plumbing\D2020 - Domestic Water\Backflow Preventer - BFP | 1020284
19-AX6 | 19-AX6 Parking Structure Lot 48 Van Nuys Court Complex | 19-AX6-B2034-400-DOH10 | DOOR OVERHEAD #10 (DELANO) | Lift Master | 4616N9278 | GH753L5 E79930 | OM00025862 |  | Delano | NA | NA | NA | NA | NA | NA | Electric | NA | NA | NA | \Classifications\Building System Class\B20-General Building Exterior\B2030 - Exterior Doors\Door,Overhead-Shutter,Manual,Elec,Roll-up - DOH | 1022883
19-AX6 | 19-AX6 Parking Structure Lot 48 Van Nuys Court Complex | 19-AX6-B2034-400-DOH11 | DOOR OVERHEAD #11 (CALVERT) | POWER MASTER | BA0A609416 | MG104 | OM00025863 |  | Calvert | NA | NA | NA | NA | NA | NA | Electric | NA | NA | NA | \Classifications\Building System Class\B20-General Building Exterior\B2030 - Exterior Doors\Door,Overhead-Shutter,Manual,Elec,Roll-up - DOH | 1022884
19-AX6 | 19-AX6 Parking Structure Lot 48 Van Nuys Court Complex | 19-AX6-D2023-100-BFP05 | Backflow #5 | NA | NA | 18200 | OM00036889 |  | Calvert Street Side | NA | NA | NA | NA | NA | NA | NA | NA | NA | NA | \Classifications\Building System Class\D20-Plumbing\D2020 - Domestic Water\Backflow Preventer - BFP | 1022885
19-AY1 | 19-AY1 Chatsworth Courthouse | 19-AY1-D1010-100-ELE01 | ELEVATOR 1 | MITSUBISHI | NA | CCP-GUL33 | OM00030924 | State ID# 117734 | ELEVATOR ROOM | NA | NA | NA | DNA | 300 | 55 | Hydraulic | 3 | NA | NA | \Classifications\Building System Class\D10-Conveyance Systems\D1010 - Elevator\Elevator,Hydraulic,Pass/Freight - ELE | 1011612
19-AY1 | 19-AY1 Chatsworth Courthouse | 19-AY1-D1010-100-ELE02 | ELEVATOR 2 | MITSUBISHI | NA | CCP-GUL33 | OM00030889 | State ID# 117735 | ELEVATOR ROOM | NA | NA | NA | DNA | 300 | 55 | Hydraulic | 3 | NA | NA | \Classifications\Building System Class\D10-Conveyance Systems\D1010 - Elevator\Elevator,Hydraulic,Pass/Freight - ELE | 1011613
19-AY1 | 19-AY1 Chatsworth Courthouse | 19-AY1-D1010-100-ELE03 | ELEVATOR 3 | MITSUBISHI | NA | CCP-GUL33 | OM00030892 | State ID# 117736 | ELEVATOR ROOM | NA | NA | NA | DNA | 300 | 55 | Hydraulic | 3 | NA | NA | \Classifications\Building System Class\D10-Conveyance Systems\D1010 - Elevator\Elevator,Hydraulic,Pass/Freight - ELE | 1011614
19-AY1 | 19-AY1 Chatsworth Courthouse | 19-AY1-D1010-100-ELE04 | ELEVATOR 4 | MITSUBISHI | NA | CCP-GUL33 | OM00030891 | State ID# 117737 | ELEVATOR ROOM | NA | NA | NA | DNA | 300 | 55 | Hydraulic | 3 | NA | NA | \Classifications\Building System Class\D10-Conveyance Systems\D1010 - Elevator\Elevator,Hydraulic,Pass/Freight - ELE | 1011615
19-AY1 | 19-AY1 Chatsworth Courthouse | 19-AY1-D1010-100-ELE05 | ELEVATOR 5 | MITSUBISHI | NA | CCP-GUL33 | OM00030890 | State ID# 117738 | ELEVATOR ROOM | NA | NA | NA | DNA | 300 | 55 | Hydraulic | 3 | NA | NA | \Classifications\Building System Class\D10-Conveyance Systems\D1010 - Elevator\Elevator,Hydraulic,Pass/Freight - ELE | 1011616
19-AY1 | 19-AY1 Chatsworth Courthouse | 19-AY1-D1010-100-ELE06 | ELEVATOR 6 | MITSUBISHI | NA | CCP-GUL33 | OM00030904 | State ID# 117739 | ELEVATOR ROOM | NA | NA | NA | DNA | 300 | 55 | Hydraulic | 3 | NA | NA | \Classifications\Building System Class\D10-Conveyance Systems\D1010 - Elevator\Elevator,Hydraulic,Pass/Freight - ELE | 1011617
19-AY1 | 19-AY1 Chatsworth Courthouse | 19-AY1-D1010-100-ELE07 | LIFT, ELEVATOR #7 (HYDRAULIC) | MITSUBISHI | 3013285 | HMC-1000-PHC | OM00036313 | State ID# 117811 | LOWER LEVEL ELEVATOR ROOM | NA | NA | NA | DNA | 460 | DNA | Hydraulic | 3 | NA | NA | \Classifications\Building System Class\D10-Conveyance Systems\D1010 - Elevator\Elevator,Hydraulic,Pass/Freight - ELE | 1011618
19-AY1 | 19-AY1 Chatsworth Courthouse | 19-AY1-D1010-100-ELE08 | LIFT, ELEVATOR #8 (HYDRAULIC) | Mitsubishi | 3013286 | HMC-1000-PHC | OM00030978 | State ID# 117812 | ELEVATOR ROOM | NA | NA | NA | 40 | 460 | DNA | Hydraulic | 3 | NA | NA | \Classifications\Building System Class\D10-Conveyance Systems\D1010 - Elevator\Elevator,Hydraulic,Pass/Freight - ELE | 1011619
19-AY1 | 19-AY1 Chatsworth Courthouse | 19-AY1-D1010-100-ELE09 | LIFT, ELEVATOR #9 (HYDRAULIC) | Mitsubishi | 3013284 | HMC-1000-PHC | OM00030980 | State ID# 117813 | LOWER LEVEL ELEVATOR ROOM | NA | NA | NA | 40 | 460 | DNA | Hydraulic | 3 | NA | NA | \Classifications\Building System Class\D10-Conveyance Systems\D1010 - Elevator\Elevator,Hydraulic,Pass/Freight - ELE | 1011620
19-AY1 | 19-AY1 Chatsworth Courthouse | 19-AY1-D1010-100-ELE11 | ELEVATOR 11 (Permit shows "Owner's ID #11") | MITSUBISHI | 7405185699 | HMC-1000-PHC | OM00036300 | State ID# 117547 | LOWER LEVEL ELEVATOR ROOM | NA | NA | NA | 40 | 480 | 94 | Hydraulic | 3 | NA | NA | \Classifications\Building System Class\D10-Conveyance Systems\D1010 - Elevator\Elevator,Hydraulic,Pass/Freight - ELE | 1011621
19-AY1 | 19-AY1 Chatsworth Courthouse | 19-AY1-D1010-100-ELE12 | LIFT, ELEVATOR #12 (HYDRAULIC) | Mitsubishi | 3013014 | 6581 | OM00030977 | State ID# 117814 | LOWER LEVEL ELEVATOR ROOM | NA | NA | NA | 40 | 460 | NA | Hydraulic | 3 | NA | NA | \Classifications\Building System Class\D10-Conveyance Systems\D1010 - Elevator\Elevator,Hydraulic,Pass/Freight - ELE | 1011622
19-AY1 | 19-AY1 Chatsworth Courthouse | 19-AY1-B3010-100-RUF01 | ROOF | NA | NA | NA | OM00033439 |  | TOP OF BUIDLING | NA | NA | NA | NA | NA | NA | NA | NA | NA | NA | \Classifications\Building System Class\B30-Roofing\B3010 - Roof Types\Roof - RUF | 1013791
19-AY1 | 19-AY1 Chatsworth Courthouse | 19-AY1-D1020-100-ESC01 | ESCALATOR 1 UP | NA | NA | NA | OM00030916 | State ID# 117743 | LOBBY | NA | NA | NA | DNA | 220 | DNA | Electric | 3 | NA | NA | \Classifications\Building System Class\D10-Conveyance Systems\D1020 - Escalator\Escalator,Electric - ESC | 1013793
19-AY1 | 19-AY1 Chatsworth Courthouse | 19-AY1-D1020-100-ESC02 | ESCALATOR 2 DOWN | NA | NA | NA | OM00030917 | State ID# 117744 | LOBBY | NA | NA | NA | DNA | 220 | DNA | Electric | 3 | DNA | NA | \Classifications\Building System Class\D10-Conveyance Systems\D1020 - Escalator\Escalator,Electric - ESC | 1013794
19-AY1 | 19-AY1 Chatsworth Courthouse | 19-AY1-D2017-100-SHW01 | EYE WASH & EMERGENCY SHOWERS | Haws | NA | 8200 | OM00033440 |  | Chiller Room | NA | NA | NA | NA | NA | NA | NA | NA | NA | NA | \Classifications\Building System Class\D20-Plumbing\D2010 - Plumb Fix\Showers - SHW | 1013795
19-AY1 | 19-AY1 Chatsworth Courthouse | 19-AY1-D2023-310-WBS01 | BOOSTER PUMP DOMESTIC WBS01 | Peerless Pump | 547857 | R415A | OM00030930 |  | JUDGES PARKING | NA | NA | NA | 10 | 240/480 | 29.0-26.4/13.2 | Electric | 3 | NA | NA | \Classifications\Building System Class\D20-Plumbing\D2020 - Domestic Water\Domestic Water Booster System - WBS | 1013796
19-AY1 | 19-AY1 Chatsworth Courthouse | 19-AY1-D2022-260-HWG01 | WATER HEATER DOMESTIC #1 | LOCHINVAR | H002750 | CFN401PM | OM00030942 |  | BOILER ROOM | NA | NA | NA | NA | 115 | DNA | Gas | 1 | 399,999 | DNA | \Classifications\Building System Class\D20-Plumbing\D2020 - Domestic Water\Domestic Water Heater, Gas - HWG | 1013797
19-AY1 | 19-AY1 Chatsworth Courthouse | 19-AY1-D2022-260-HWG02 | WATER HEATER DOMESTIC #2 | LOCHINVAR | H0002751 | CFN401PM | OM00030943 |  | BOILER ROOM | NA | NA | NA | NA | 115 | DNA | Gas | 1 | 399,999 | DNA | \Classifications\Building System Class\D20-Plumbing\D2020 - Domestic Water\Domestic Water Heater, Gas - HWG | 1013798
19-AY1 | 19-AY1 Chatsworth Courthouse | 19-AY1-D2040-100-PSU01 | SUMP PUMP PSU01 | WEIL | NA | 1603 | OM00030929 |  | JUDGES PARKING | NA | NA | NA | 7.5 | 460 | DNA | Electric | 3 | NA | NA | \Classifications\Building System Class\D20-Plumbing\D2040 - Rain Drain\Sump Pump - PSU | 1013799
19-AY1 | 19-AY1 Chatsworth Courthouse | 19-AY1-D3044-125-PHW01 | PUMP HOT WATER #1 | PACO | 00D0505205a | 11-25957-633L01-17242EEE | OM00030941 |  | BOILER | NA | NA | NA | 7.5 | 480 | 11 | Electric | 3 | NA | NA | \Classifications\Building System Class\D30-HVAC Systems\D3040 - Distribution SYS\Hot Water Pump - PHW | 1013800
19-AY1 | 19-AY1 Chatsworth Courthouse | 19-AY1-D3044-125-PHW02 | PUMP HOT WATER #2 | PACO | OOD0505205 A | 11-25957-633L01-1742EE | OM00030940 |  | BOILER ROOM | NA | NA | NA | 7.5 | 480 | 11 | Electric | 3 | NA | NA | \Classifications\Building System Class\D30-HVAC Systems\D3040 - Distribution SYS\Hot Water Pump - PHW | 1013801
19-AY1 | 19-AY1 Chatsworth Courthouse | 19-AY1-D3021-140-BLR01 | BOILER #1 GAS | LOCHINVAR | A001072 | CHN2070 | OM00030939 |  | BOILER ROOM | NA | NA | NA | DNA | 115 | DNA | Natural gas | 1 | 1,999,999 | 1,738,800 | \Classifications\Building System Class\D30-HVAC Systems\D3020 - Heat SYS\Boiler,Hot Water,Oil/Gas/Comb. - BLR | 1013802
19-AY1 | 19-AY1 Chatsworth Courthouse | 19-AY1-D3021-140-BLR02 | BOILER #2 GAS | LOCHINVAR | B003256 | CHN2070 | OM00030938 |  | BOILER ROOM | NA | NA | NA | DNA | 115 | DNA | Natural gas | 1 | 1,999,999 | 1,738,800 | \Classifications\Building System Class\D30-HVAC Systems\D3020 - Heat SYS\Boiler,Hot Water,Oil/Gas/Comb. - BLR | 1013803
19-AY1 | 19-AY1 Chatsworth Courthouse | 19-AY1-D3030-310-CTF01 | COOLING TOWER SAND FILTER 1 | PEP | 29981-A | SMF24 | OM00030893 |  | NEAR COOLING TOWER | NA | DNA | NA | 2 | 208 | 6 | Electric | 3 | NA | NA | \Classifications\Building System Class\D30-HVAC Systems\D3030 - Cooling SYS\Cooling Tower Filter - CTF | 1013804
19-AY1 | 19-AY1 Chatsworth Courthouse | 19-AY1-D3030-310-CTF02 | COOLING TOWER SAND FILTER 2 | PEP | 29981-B | SMF24 | OM00030894 |  | NEAR COOLING TOWER | NA | DNA | NA | 2 | 208 | 6 | Electric | 3 | NA | NA | \Classifications\Building System Class\D30-HVAC Systems\D3030 - Cooling SYS\Cooling Tower Filter - CTF | 1013805
19-AY1 | 19-AY1 Chatsworth Courthouse | 19-AY1-D3030-110-CTW01 | COOLING TOWER #1 | MARLEY | 159679-002 | NL62221G7-00 | OM00030969 |  | ROOF | DNA | NA | NA | 15 | 480 | 21 | Electric | 3 | NA | NA | \Classifications\Building System Class\D30-HVAC Systems\D3030 - Cooling SYS\Cooling Tower - CTW | 1013806
19-AY1 | 19-AY1 Chatsworth Courthouse | 19-AY1-D3030-110-CTW02 | COOLING TOWER #2 | MARLEY | 159679-001-A1 | NL62221G7-00 | OM00030970 |  | ROOF | DNA | NA | NA | 15 | 480 | 21 | Electric | 3 | NA | NA | \Classifications\Building System Class\D30-HVAC Systems\D3030 - Cooling SYS\Cooling Tower - CTW | 1013807
19-AY1 | 19-AY1 Chatsworth Courthouse | 19-AY1-D3031-130-CLR01 | Chiller Water Cooled #1 (4th Floor) | MCQUAY | STNU000500125 | WSC087-BAAA | OM00030965 |  | Chiller On Roof | NA | NA | R-134a | DNA | 480 | 408 | Electric | 3 | NA | NA | \Classifications\Building System Class\D30-HVAC Systems\D3030 - Cooling SYS\Chiller, Water Cooled - CLR | 1013808
19-AY1 | 19-AY1 Chatsworth Courthouse | 19-AY1-D3031-130-CLR02 | Chiller Water Cooled #2 (4th Floor) | MCQUAY | STNU000500088 | WSC087-BAAA | OM00030964 |  | Chiller On Roof | NA | NA | R-134a | DNA | 480 | 408 | Electric | 3 | NA | NA | \Classifications\Building System Class\D30-HVAC Systems\D3030 - Cooling SYS\Chiller, Water Cooled - CLR | 1013809
19-AY1 | 19-AY1 Chatsworth Courthouse | 19-AY1-D3031-100-PCH01 | PUMP CHILLED WATER #1 | PACO | 00D0505201A | 29-40128 | OM00030967 |  | CHILLER ROOM | NA | NA | NA | 30 | 240/480 | 70/35 | Electric | 3 | NA | NA | \Classifications\Building System Class\D30-HVAC Systems\D3030 - Cooling SYS\Chilled Water Pump - PCH | 1013810
19-AY1 | 19-AY1 Chatsworth Courthouse | 19-AY1-D3031-100-PCH02 | PUMP CHILLED WATER #2 | PACO | 00D0505201B | 29-40128 | OM00030966 |  | CHILLER ROOM | NA | NA | NA | 30 | 240/480 | 70/35 | Electric | 3 | NA | NA | \Classifications\Building System Class\D30-HVAC Systems\D3030 - Cooling SYS\Chilled Water Pump - PCH | 1013811
19-AY1 | 19-AY1 Chatsworth Courthouse | 19-AY1-D3031-100-PCH03 | CONDENSER WATER PUMP #1 PCH03 | PACO | 00D0505202A | 29-60124 | OM00030972 |  | COOLING TOWERS | NA | NA | NA | 50 | 240/480 | 118/59 | Electric | 3 | NA | NA | \Classifications\Building System Class\D30-HVAC Systems\D3030 - Cooling SYS\Chilled Water Pump - PCH | 1013812
19-AY1 | 19-AY1 Chatsworth Courthouse | 19-AY1-D3031-100-PCH04 | CONDENSER WATER PUMP #2 pCH04 | PACO | 00D0505202B | 29-60124 | OM00030971 |  | COOLING TOWERS | NA | NA | NA | 50 | 240/480 | 118/59 | Electric | 3 | NA | NA | \Classifications\Building System Class\D30-HVAC Systems\D3030 - Cooling SYS\Chilled Water Pump - PCH | 1013813
19-AY1 | 19-AY1 Chatsworth Courthouse | 19-AY1-D3041-110-AHU01 | AIR HANDLER UNIT #1 | TEMTROL | 78280 | WF-RDR140 | OM00030937 |  | ROOF | DNA | 24x24x2 (32), 12x24x2 (8) | NA | 125/50 | 230 | 156 | Electric | 3 | NA | NA | \Classifications\Building System Class\D30-HVAC Systems\D3040 - Distribution SYS\Air Handling Unit - AHU | 1013814
19-AY1 | 19-AY1 Chatsworth Courthouse | 19-AY1-D3041-110-AHU02 | AIR HANDLER UNIT #2 | TEMTROL | 78281 | WFRDR150 | OM00030945 |  | ROOF | DNA | 24x24x2 (40) | NA | 125/50 | 240/480 | 114/57, 14.3 | Electric | 3 | NA | NA | \Classifications\Building System Class\D30-HVAC Systems\D3040 - Distribution SYS\Air Handling Unit - AHU | 1013815
19-AY1 | 19-AY1 Chatsworth Courthouse | 19-AY1-D3041-110-AHU03 | AIR HANDLER UNIT #3 | TEMTROL | 78282 | WFRDR84 | OM00030947 |  | ROOF | DNA | 24x24x2 (20), 12x24x2 (5) | NA | 60/15 | 240/480 | 35.4/17.7, 14.0 | Electric | 3 | NA | NA | \Classifications\Building System Class\D30-HVAC Systems\D3040 - Distribution SYS\Air Handling Unit - AHU | 1013816
19-AY1 | 19-AY1 Chatsworth Courthouse | 19-AY1-D3041-110-AHU04 | AIR HANDLER UNIT #4 | TEMTROL | 78283 | WF-RDS50 | OM00030946 |  | ROOF | DNA | 24x24x2 (12), 12x24x2 (4) | NA | 40 | 240/480 | 92/46 | Electric | 3 | NA | NA | \Classifications\Building System Class\D30-HVAC Systems\D3040 - Distribution SYS\Air Handling Unit - AHU | 1013817
19-AY1 | 19-AY1 Chatsworth Courthouse | 19-AY1-D3041-110-AHU05 | AIR HANDLER UNIT #5 | Temtrol | 78284 | WF-RDR40 | OM00030944 |  | ROOF | DNA | 24X24X2 (12), 12X24X2 (4) | NA | 30 | 240/480 | 125 | Electric | 3 | NA | NA | \Classifications\Building System Class\D30-HVAC Systems\D3040 - Distribution SYS\Air Handling Unit - AHU | 1013818
19-AY1 | 19-AY1 Chatsworth Courthouse | 19-AY1-D3040-120-FCU01 | FAN COIL UNIT 1 | CARRIER | 2300A58509 | FB4ANF018 | OM00036444 |  | Bas Room on Roof next to Chiller Room | DNA | 12x24x2 (1) | DNA | DNA | 208 | 11.29 | Electric | 3 | NA | NA | \Classifications\Building System Class\D30-HVAC Systems\D3040 - Distribution SYS\Fan Coil Unit - FCU | 1013819
19-AY1 | 19-AY1 Chatsworth Courthouse | 19-AY1-D3041-210-SFN01 | Supply Fan #1 (Rm L-208) (Belt Driven) | GREENHECK | D03033 | VABS-48F21-I-A30 | OM00030963 |  | MECH ROOM | 5VX1030 (3) | NA | NA | 30 | 480 | 3.8 | Electric | 3 | DNA | NA | \Classifications\Building System Class\D30-HVAC Systems\D3040 - Distribution SYS\Supply/Exhaust/Return fans- FAN | 1013820
19-AY1 | 19-AY1 Chatsworth Courthouse | 19-AY1-D3041-210-SFN02 | Supply Fan #2 (Rm L-208) (Belt Driven) | GREENHECK | D03434 | VABS-48F21-I-A30 | OM00030962 |  | MECH. ROOM | 5VX1030 (3) | NA | NA | 30 | 480 | 38 | Electric | 3 | NA | NA | \Classifications\Building System Class\D30-HVAC Systems\D3040 - Distribution SYS\Supply/Exhaust/Return fans- FAN | 1013821
19-AY1 | 19-AY1 Chatsworth Courthouse | 19-AY1-D3041-210-SFN03 | Supply Fan #3 (Judges Parking) (Belt Driven) | GREENHECK | D04287 | VABS-48F21-5-A30 | OM00030974 |  | JUDGES PARKING | 5VX1030 (3) | NA | NA | 30 | 480 | 38 | Electric | 3 | NA | NA | \Classifications\Building System Class\D30-HVAC Systems\D3040 - Distribution SYS\Supply/Exhaust/Return fans- FAN | 1013822
19-AY1 | 19-AY1 Chatsworth Courthouse | 19-AY1-D3041-210-SFN04 | Supply Fan #4 (Outside Fire Panel Rm) (Belt Driven) | Greenheck Fan | D00023 | VABS-36F11-A20 | OM00030983 |  | Above the ceiling | 5VX1030 (3) | NA | NA | 20 | 480 | 26 | Electric | 3 | NA | NA | \Classifications\Building System Class\D30-HVAC Systems\D3040 - Distribution SYS\Supply/Exhaust/Return fans- FAN | 1013823
19-AY1 | 19-AY1 Chatsworth Courthouse | 19-AY1-D3041-210-SFN05 | Supply Fan #5 (Custodian Closet) (Belt Driven) | Greenheck Fan | D00832 | VABS-30F14-A15 | OM00030984 |  | MEN'S ROOM CUSTODIAN CLOSET | 3VX750 (3) | NA | NA | 15 | 480 | 19.2 | Electric | 3 | NA | NA | \Classifications\Building System Class\D30-HVAC Systems\D3040 - Distribution SYS\Supply/Exhaust/Return fans- FAN | 1013824
19-AY1 | 19-AY1 Chatsworth Courthouse | 19-AY1-D3042-220-EFN01 | Exhaust Fan #1 (Penthouse "A") (Belt Driven) | GREENHECK | C18516 | GB-1805X | OM00033636 |  | PENTHOUSE A | A-26 (1) | NA | NA | 1.5 | 240/480 | 5.3-3.6/1.9 | Electric | 3 | DNA | DNA | \Classifications\Building System Class\D30-HVAC Systems\D3040 - Distribution SYS\Supply/Exhaust/Return fans- FAN | 1013825
19-AY1 | 19-AY1 Chatsworth Courthouse | 19-AY1-D3042-220-EFN02 | Exhaust Fan #2 (Penthouse "A") (Belt Driven) | GREENHECK | C15649 | SWB-20-10 | OM00033637 |  | PENTHOUSE A | A-43 (2) | NA | NA | 1 | 240/480 | 5.3-3.6/1.9 | Electric | 3 | NA | NA | \Classifications\Building System Class\D30-HVAC Systems\D3040 - Distribution SYS\Supply/Exhaust/Return fans- FAN | 1013826
19-AY1 | 19-AY1 Chatsworth Courthouse | 19-AY1-D3042-220-EFN03 | EXHAUST FAN 3 | GREENHECK | 16470 | SWB-24-15 | OM00033634 |  | PENTHOUSE B | AX61 (2) | NA | NA | 1.5 | 240/480 | 5.3-3.6/1.9 | Electric | 3 | NA | NA | \Classifications\Building System Class\D30-HVAC Systems\D3040 - Distribution SYS\Supply/Exhaust/Return fans- FAN | 1013827
19-AY1 | 19-AY1 Chatsworth Courthouse | 19-AY1-D3042-220-EFN04 | Exhaust Fan #4 (Penthouse "A") (Belt Driven) | GREENHECK | C18494 | GB-160-7-X | OM00033635 |  | PENTHOUSE A | A24 (1) | NA | NA | 3/4 | 240/480 | 5.3-3.6/1.9 | Electric | 3 | NA | NA | \Classifications\Building System Class\D30-HVAC Systems\D3040 - Distribution SYS\Supply/Exhaust/Return fans- FAN | 1013828
19-AY1 | 19-AY1 Chatsworth Courthouse | 19-AY1-D3042-220-EFN05 | Exhaust Fan #5 (Penthouse "B") (Belt Driven) | GREENHECK | C18495 | GB-160-7 | OM00033639 |  | PENTHOUSE B | A24 (1) | NA | NA | 3/4 | 240/480 | DNA | Electric | 3 | NA | NA | \Classifications\Building System Class\D30-HVAC Systems\D3040 - Distribution SYS\Supply/Exhaust/Return fans- FAN | 1013829
19-AY1 | 19-AY1 Chatsworth Courthouse | 19-AY1-D3042-220-EFN06 | Exhaust Fan #6 (Penthouse "A") (Belt Driven) | GREENHECK | C15467 | SWB-20-7 | OM00033628 |  | PENTHOUSE A | A-48 (1) | NA | NA | 3/4 | 240/480 | 2.7-2.8/1.4 | Electric | 3 | NA | NA | \Classifications\Building System Class\D30-HVAC Systems\D3040 - Distribution SYS\Supply/Exhaust/Return fans- FAN | 1013830
19-AY1 | 19-AY1 Chatsworth Courthouse | 19-AY1-D3042-220-EFN07 | Exhaust Fan #7 (Penthouse "B") (Belt Driven) | GREENHECK | C18485 | GB-140-HB-3-X | OM00033647 |  | PENTHOUSE B | 3L180 (1) | NA | NA | 1/3 | 110 | 5.5 | Electric | 1 | NA | NA | \Classifications\Building System Class\D30-HVAC Systems\D3040 - Distribution SYS\Supply/Exhaust/Return fans- FAN | 1013831
19-AY1 | 19-AY1 Chatsworth Courthouse | 19-AY1-D3042-220-EFN08 | Exhaust Fan #8 (Penthouse "B") (Belt Driven) | GREENHECK | C15615 | SWB-27-30 | OM00033641 |  | PENTHOUSE B | AX61 (2) | NA | NA | 3 | 240/480 | 8.8-8.4/4.2 | Electric | 3 | NA | NA | \Classifications\Building System Class\D30-HVAC Systems\D3040 - Distribution SYS\Supply/Exhaust/Return fans- FAN | 1013832
19-AY1 | 19-AY1 Chatsworth Courthouse | 19-AY1-D3042-220-EFN09 | Exhaust Fan #9 (Penthouse "B") (Belt Driven) | GREENHECK | C18496 | GB-160-7X | OM00033646 |  | PENTHOUSE B | AX24 (1) | NA | NA | 3/4 | 240/480 | 2.7-2.85/1.4 | Electric | 3 | NA | NA | \Classifications\Building System Class\D30-HVAC Systems\D3040 - Distribution SYS\Supply/Exhaust/Return fans- FAN | 1013833
19-AY1 | 19-AY1 Chatsworth Courthouse | 19-AY1-D3042-220-EFN10 | Exhaust Fan #10 (Penthouse "A") (Belt Driven) | GREENHECK | C18493 | GB-160-7X | OM00033648 |  | PENTHOUSE A | AX24 (1) | NA | NA | 3/4 | 240/480 | 2.7-2.8/1.6 | Electric | 3 | NA | NA | \Classifications\Building System Class\D30-HVAC Systems\D3040 - Distribution SYS\Supply/Exhaust/Return fans- FAN | 1013834
19-AY1 | 19-AY1 Chatsworth Courthouse | 19-AY1-D3042-220-EFN11 | Exhaust Fan #11 (Penthouse "B") (Belt Driven) | GREENHECK | C15281 | SWB-24-15 | OM00033644 |  | PENTHOUSE B | AX62 (2) | NA | NA | 1.5 | 240/480 | 4.6-4.4/2.2 | Electric | 3 | NA | NA | \Classifications\Building System Class\D30-HVAC Systems\D3040 - Distribution SYS\Supply/Exhaust/Return fans- FAN | 1013835
19-AY1 | 19-AY1 Chatsworth Courthouse | 19-AY1-D3042-220-EFN12 | Exhaust Fan #12 (Penthouse "B") (Belt Driven) | GREENHECK | E17825 | 66-B1SW-21-1 | OM00033625 |  | PENTHOUSE B | B-124 (6) | NA | NA | 50 | 240/480 | 115/57.5 | Electric | 3 | NA | NA | \Classifications\Building System Class\D30-HVAC Systems\D3040 - Distribution SYS\Supply/Exhaust/Return fans- FAN | 1013836
19-AY1 | 19-AY1 Chatsworth Courthouse | 19-AY1-D3042-220-EFN13 | Exhaust Fan #13 (Penthouse "B") (Belt Driven) | GREENHECK | E17826 | 66-B1SW-21-1 | OM00033626 |  | PENTHOUSE B | B-124 (6) | NA | NA | 50 | 240/480 | 115/57.5 | Electric | 3 | NA | NA | \Classifications\Building System Class\D30-HVAC Systems\D3040 - Distribution SYS\Supply/Exhaust/Return fans- FAN | 1013837
19-AY1 | 19-AY1 Chatsworth Courthouse | 19-AY1-D3042-220-EFN14 | Exhaust Fan #14 (Penthouse "A") (Belt Driven) | GREENHECK | D07607 | 44-B1SW-21-1 | OM00033630 |  | PENTHOUSE A | 5VX780 (3) | NA | NA | 25 | 240/480 | 115/51.5 | NA | 3 | NA | NA | \Classifications\Building System Class\D30-HVAC Systems\D3040 - Distribution SYS\Supply/Exhaust/Return fans- FAN | 1013838
19-AY1 | 19-AY1 Chatsworth Courthouse | 19-AY1-D3042-220-EFN15 | Exhaust Fan #15 (Penthouse "A") (Belt Driven) | GREENHECK | D07609 | 44-B1SW-21-1 | OM00033631 |  | PENTHOUSE A | 5VX780 (3) | NA | NA | 25 | 240/480 | 115/51.5 | Electric | 3 | NA | NA | \Classifications\Building System Class\D30-HVAC Systems\D3040 - Distribution SYS\Supply/Exhaust/Return fans- FAN | 1013839
19-AY1 | 19-AY1 Chatsworth Courthouse | 19-AY1-D3042-220-EFN16 | Exhaust Fan #16 (Penthouse "A") (Belt Driven) | GREENHECK | D07610 | 44-B1SW-21-1 | OM00033632 |  | PENTHOUSE A | 5VX780 (3) | NA | NA | 25 | 240/480 | 66-60/30 | Electric | 3 | NA | NA | \Classifications\Building System Class\D30-HVAC Systems\D3040 - Distribution SYS\Supply/Exhaust/Return fans- FAN | 1013840
19-AY1 | 19-AY1 Chatsworth Courthouse | 19-AY1-D3042-220-EFN17 | Exhaust Fan #17 (Penthouse "A") (Belt Driven) | GREENHECK | D07608 | 44-B1SW-21-1 | OM00033633 |  | PENTHOUSE A | 5VX780 (3) | NA | NA | 25 | 240/480 | 66-60/30 | Electric | 3 | NA | NA | \Classifications\Building System Class\D30-HVAC Systems\D3040 - Distribution SYS\Supply/Exhaust/Return fans- FAN | 1013841
19-AY1 | 19-AY1 Chatsworth Courthouse | 19-AY1-D3042-220-EFN18 | Exhaust Fan #18 (Penthouse "B") (Belt Driven) | GREENHECK | E19151 | 66-B1SW-21-1 | OM00033643 |  | PENTHOUSE B | B-124 (6) | NA | NA | 50 | 240/480 | 115/57.1 | Electric | 3 | NA | NA | \Classifications\Building System Class\D30-HVAC Systems\D3040 - Distribution SYS\Supply/Exhaust/Return fans- FAN | 1013842
19-AY1 | 19-AY1 Chatsworth Courthouse | 19-AY1-D3042-220-EFN19 | Exhaust Fan #19 (Penthouse "B") (Belt Driven) | GREENHECK | E19152 | 66-B1SW-21-1 | OM00033642 |  | PENTHOUSE B | B-124 (6) | NA | NA | 50 | 240/480 | 115/57.5 | Electric | 3 | NA | NA | \Classifications\Building System Class\D30-HVAC Systems\D3040 - Distribution SYS\Supply/Exhaust/Return fans- FAN | 1013843
19-AY1 | 19-AY1 Chatsworth Courthouse | 19-AY1-D3042-220-EFN20 | Exhaust Fan #20 (Penthouse "A") (Belt Driven) | GREENHECK | C15394 | SBCE-3H30 | OM00030985 |  | CHILLER ROOM | AX35 (2) | NA | NA | 1.5 | 240/480 | 4.6-4.4/2.3 | Electric | 3 | NA | NA | \Classifications\Building System Class\D30-HVAC Systems\D3040 - Distribution SYS\Supply/Exhaust/Return fans- FAN | 1013844
19-AY1 | 19-AY1 Chatsworth Courthouse | 19-AY1-D3042-220-EFN21 | Exhaust Fan #21 (Parking Garage) (Belt Driven) | GREENHECK | D00001 | VABS-36F17-1-10 | OM00030975 |  | PARKING SOUTH | 3VX750 (3) | NA | NA | 10 | 240/480 | 26.8/13.4 | Electric | 3 | NA | NA | \Classifications\Building System Class\D30-HVAC Systems\D3040 - Distribution SYS\Supply/Exhaust/Return fans- FAN | 1013845
19-AY1 | 19-AY1 Chatsworth Courthouse | 19-AY1-D3042-220-EFN22 | Exhaust Fan #22 (Penthouse "A") (Belt Driven) | GREENHECK | C15645 | SWB-13-5-CW | OM00033627 |  | SOUTH WEST PENTHOUSE A | A26 (1) | NA | NA | 1/2 | 110/240 | 8.6/4.3 | Electric | 1 | NA | NA | \Classifications\Building System Class\D30-HVAC Systems\D3040 - Distribution SYS\Supply/Exhaust/Return fans- FAN | 1013846
19-AY1 | 19-AY1 Chatsworth Courthouse | 19-AY1-D3042-220-EFN23 | Exhaust Fan #23 (Penthouse "A") (Belt Driven) | GREENHECK | C15640 | SWB-10-4 | OM00033638 |  | PENTHOUSE A S.W. | 3L260 (1) | NA | NA | 1/4 | 110 | 12 | Electric | 1 | NA | NA | \Classifications\Building System Class\D30-HVAC Systems\D3040 - Distribution SYS\Supply/Exhaust/Return fans- FAN | 1013847
19-AY1 | 19-AY1 Chatsworth Courthouse | 19-AY1-D3042-220-EFN24 | Exhaust Fan #24 (Penthouse "A") (Belt Driven) | GREENHECK | C18526 | GB-240-15-X | OM00033629 |  | PENTHOUSE S.W. A | A39 (1) | NA | NA | 1.5 | 240/480 | 4.6-4.4/2.2 | Electric | 3 | NA | NA | \Classifications\Building System Class\D30-HVAC Systems\D3040 - Distribution SYS\Supply/Exhaust/Return fans- FAN | 1013848
19-AY1 | 19-AY1 Chatsworth Courthouse | 19-AY1-D3042-220-EFN25 | Exhaust Fan (Judges' Parking) (Direct Drive) EF25 | NA | NA | NA | OM00030901 |  | ROOF. EXTERIOR | AX30 (2) | NA | NA | 1/2 | 110/240 | 8.6/4.3 | Electric | 3 | NA | NA | \Classifications\Building System Class\D30-HVAC Systems\D3040 - Distribution SYS\Supply/Exhaust/Return fans- FAN | 1013849
19-AY1 | 19-AY1 Chatsworth Courthouse | 19-AY1-D3042-220-EFN28 | Exhaust Fan #28 (Penthouse "B") (Belt Driven) | GREENHECK | C16466 | SWB-13-4 | OM00033640 |  | PENTHOUSE A N.W. | 3L300 (1) | NA | NA | 1/4 | 110 | 4.6 | Electric | 1 | NA | NA | \Classifications\Building System Class\D30-HVAC Systems\D3040 - Distribution SYS\Supply/Exhaust/Return fans- FAN | 1013850
19-AY1 | 19-AY1 Chatsworth Courthouse | 19-AY1-D3042-220-EFN29 | Exhaust Fan #29 (Penthouse "B") (Belt Driven) | GREENHECK | C15395 | SBCE-3H30-15X | OM00030986 |  | Chiller room next to pumps | A35 (2) | NA | NA | 1.5 | 240/480 | 4.6-4.4/2.2 | Electric | 3 | NA | NA | \Classifications\Building System Class\D30-HVAC Systems\D3040 - Distribution SYS\Supply/Exhaust/Return fans- FAN | 1013851
19-AY1 | 19-AY1 Chatsworth Courthouse | 19-AY1-D3042-220-EFN32 | Exhaust Fan #32 (Roof Near AC#4) (Belt Driven) | GREENHECK | C161469 | SWB-24-15-CW | OM00033645 |  | EXTERIOR ROOF NEAR AC#4 | A53 (1) | NA | NA | 3/4 | 240/480 | 2.7-2.8/1.4 | Electric | 3 | NA | NA | \Classifications\Building System Class\D30-HVAC Systems\D3040 - Distribution SYS\Supply/Exhaust/Return fans- FAN | 1013852
19-AY1 | 19-AY1 Chatsworth Courthouse | 19-AY1-D3042-220-EFN33 | Exhaust Fan #33 (Penthouse "B") (Belt Driven) | GREENHECK | C18493 | GB-180-7 | OM00030973 |  | PENTHOUSE B S.E. | 4L300 (1) | NA | NA | 3/4 | 240/480 | 2.7-2.8/1.4 | Electric | 3 | NA | NA | \Classifications\Building System Class\D30-HVAC Systems\D3040 - Distribution SYS\Supply/Exhaust/Return fans- FAN | 1013853
19-AY1 | 19-AY1 Chatsworth Courthouse | 19-AY1-D3042-220-EFN34 | Exhaust Fan #34 (Roof) (Belt Driven) | GREENHECK | C18948 | CUBE-180HP-15-G | OM00030895 |  | EXTERIOR ROOF | 4L420 (1) | NA | NA | 1.5 | 240/480 | 4.6-4.4/2.2 | Electric | 3 | NA | NA | \Classifications\Building System Class\D30-HVAC Systems\D3040 - Distribution SYS\Supply/Exhaust/Return fans- FAN | 1013854
19-AY1 | 19-AY1 Chatsworth Courthouse | 19-AY1-D3042-220-EFN37 | Exhaust Fan #37 (Roof) (Belt Driven) | GREENHECK | C18917 | CUBE-140-5EX | OM00030898 |  | Chiller room next to pumps | 4L420 | NA | NA | 3 | 240/480 | 8.4-7.3/3.9 | Electric | 3 | NA | NA | \Classifications\Building System Class\D30-HVAC Systems\D3040 - Distribution SYS\Supply/Exhaust/Return fans- FAN | 1013855
19-AY1 | 19-AY1 Chatsworth Courthouse | 19-AY1-D3042-220-EFN38 | Exhaust Fan #38 (Main Roof) (Belt Driven) | GREENHECK | OOC18929 | CUBE-160-5X | OM00030897 |  | MAIN ROOF | AX21 (1) | NA | NA | 1/2 | 240/480 | 2.1-2.0/1.1 | Electric | 3 | NA | NA | \Classifications\Building System Class\D30-HVAC Systems\D3040 - Distribution SYS\Supply/Exhaust/Return fans- FAN | 1013856
19-AY1 | 19-AY1 Chatsworth Courthouse | 19-AY1-D3042-220-EFN39 | Exhaust Fan #39 (Main Roof) (Belt Driven) | GREENHECK | OOC18962 | NA | OM00030896 |  | MAIN ROOF | A32 (2) | NA | NA | 1.5 | 240/480 | 4.6-4.4/2.2 | Electric | 3 | NA | NA | \Classifications\Building System Class\D30-HVAC Systems\D3040 - Distribution SYS\Supply/Exhaust/Return fans- FAN | 1013857
19-AY1 | 19-AY1 Chatsworth Courthouse | 19-AY1-D3042-220-EFN40 | Exhaust Fan #40 (Roof) (Belt Driven) | GREENHECK | C18956 | CUBE-200-20 | OM00030900 |  | EXTERIRO ROOF | A25 (2) | NA | NA | 2 | 240/480 | 6.2-5.8/2.9 | Electric | 3 | NA | NA | \Classifications\Building System Class\D30-HVAC Systems\D3040 - Distribution SYS\Supply/Exhaust/Return fans- FAN | 1013858
19-AY1 | 19-AY1 Chatsworth Courthouse | 19-AY1-D3042-220-EFN41 | Exhaust Fan #40 (Roof) (Belt Driven) | GREENHECK | C18926 | CUBE-140HP-4X | OM00030899 |  | EXTERIOR ROOF | 3L200 (1) | NA | NA | 1/4 | 110 | 5.0 | Electric | 1 | NA | NA | \Classifications\Building System Class\D30-HVAC Systems\D3040 - Distribution SYS\Supply/Exhaust/Return fans- FAN | 1013859
19-AY1 | 19-AY1 Chatsworth Courthouse | 19-AY1-D3050-250-ACU02 | Air Conditioning, Split System in the Ceiling | LIEBERT | 5C212115 | M-MC024EX | OM00030982 |  | IN CEILING ABOVE FILES | 2x12x24 (1) | DNA | R-22 | 1/2 EVAP. 1/3 COND. | DNA | DNA | Electric | DNA | DNA | DNA | \Classifications\Building System Class\D30-HVAC Systems\D3050 - Package SYS\Air Conditioning,Split System - ACU | 1013860
19-AY1 | 19-AY1 Chatsworth Courthouse | 19-AY1-D3050-250-ACU01 | AIR CONDITIONING SPLIT SYSTEM 1 | LIEBERT | 0629N131508 | PFH027APH3 | OM00030928 |  | ROOF | NA | DNA | R-22 | DNA | 208 | 11.4 | Electric | 1 | NA | NA | \Classifications\Building System Class\D30-HVAC Systems\D3050 - Package SYS\Air Conditioning,Split System - ACU | 1013861
19-AY1 | 19-AY1 Chatsworth Courthouse | 19-AY1-D3050-250-ACU03 | AIR CONDITIONING SPLIT SYSTEM 3 | HEATCRAFT | T01M-00801 | MOHOO8D72CFT | OM00030922 |  | 1ST FLOOR ROOF | NA | DNA | R-22 | 15-Jan | 208 | 5.4 | Electric | 3 | NA | NA | \Classifications\Building System Class\D30-HVAC Systems\D3050 - Package SYS\Air Conditioning,Split System - ACU | 1013862
19-AY1 | 19-AY1 Chatsworth Courthouse | 19-AY1-D3050-250-ACU04 | AIR CONDITIONING SPLIT SYSTEM 4 | HEATCRAFT | T01L-02928 | MOHO25L62CF | OM00030903 |  | ROOF | NA | DNA | R-404A | 15-Jan | 208 | 15 | Electric | 3 | NA | NA | \Classifications\Building System Class\D30-HVAC Systems\D3050 - Package SYS\Air Conditioning,Split System - ACU | 1013863
19-AY1 | 19-AY1 Chatsworth Courthouse | 19-AY1-D3050-310-HPU01 | HEAT PUMP #1 | CARRIER | 2100G20026 | 5OTJQ005-611GA | OM00030927 |  | NEXT TO ELEVATOR ROOM | 1 AX36 | DNA | R-22 | DNA | 460 | 8.4 | Electric | 3 | NA | NA | \Classifications\Building System Class\D30-HVAC Systems\D3050 - Package SYS\Heat Pump,Air Cooled - HPU | 1013864
19-AY1 | 19-AY1 Chatsworth Courthouse | 19-AY1-D3050-310-HPU02 | HEAT PUMP #2 | CARRIER | 2000G24642 | 50TJQ05-611-GA | OM00030948 |  | NEXT TO ELEVATOR ROOM | AX36 | DNA | R-22 | DNA | 460 | 8.4 | Electric | 3 | NA | NA | \Classifications\Building System Class\D30-HVAC Systems\D3050 - Package SYS\Heat Pump,Air Cooled - HPU | 1013865
19-AY1 | 19-AY1 Chatsworth Courthouse | 19-AY1-D3050-310-HPU03 | HEAT PUMP AIR COOLED #3 | CARRIER | 1700G33254 | 50TJQ008-601-GA | OM00030925 |  | NEXT TO ELEVATOR ROOM | AX48 | DNA | R-22 | DNA | 460 | 6.7 | Electric | 3 | NA | NA | \Classifications\Building System Class\D30-HVAC Systems\D3050 - Package SYS\Heat Pump,Air Cooled - HPU | 1013866
19-AY1 | 19-AY1 Chatsworth Courthouse | 19-AY1-D3050-310-HPU04 | HEAT PUMP AIR COOLED 4 | CARRIER | 1600G3087 | 5OTJQ008-601-GA | OM00030926 |  | NEXT TO ELEVATOR ROOM | AX48 | DNA | R-22 | DNA | 460 | 6.7 | Electric | 3 | NA | NA | \Classifications\Building System Class\D30-HVAC Systems\D3050 - Package SYS\Heat Pump,Air Cooled - HPU | 1013867
19-AY1 | 19-AY1 Chatsworth Courthouse | 19-AY1-D3068-100-BAS01 | BUILDING AUTOMATION SYSTEM | ANDOVER CONTROLS | NA | PS 120/240 AC 50-U | OM00030968 |  | CHILLER ROOM | NA | NA | NA | NA | 115 | DNA | Electric | 1 | NA | NA | \Classifications\Building System Class\D30-HVAC Systems\D3060 - Control & Inst Air\Building Automation System - BAS | 1013868
19-AY1 | 19-AY1 Chatsworth Courthouse | 19-AY1-D4013-200-PRE03 | Preaction System #3 | SYSTEM SENSOR | S635 | PDRP-1001 | OM00030921 |  | SECURITY OFFICE | NA | NA | NA | 3-Jan | 115 | 7.2 | Electric | 1 | NA | NA | \Classifications\Building System Class\D40-Fire Protection SYS\D4010 - Sprinkler SYS\Fire Systems, Preaction System - PRE | 1013869
19-AY1 | 19-AY1 Chatsworth Courthouse | 19-AY1-D4013-200-PRE04 | Preaction System #4 | SYSTEM SENSOR | S635 | PDRP-1001 | OM00030910 | A0467 | CLERK'S OFFICE NEXT TO STAIRWELL | NA | NA | NA | 3-Jan | 115 | 7.2 | Electric | 1 | NA | NA | \Classifications\Building System Class\D40-Fire Protection SYS\D4010 - Sprinkler SYS\Fire Systems, Preaction System - PRE | 1013870
19-AY1 | 19-AY1 Chatsworth Courthouse | 19-AY1-D4013-200-PRE02 | Preaction System #1 | SYSTEM SENSOR | S635 | PDRP-1001 | OM00030911 |  | JANITORIAL CLOSET | NA | NA | NA | 3-Jan | 115 | 7.2 | Electric | 1 | NA | NA | \Classifications\Building System Class\D40-Fire Protection SYS\D4010 - Sprinkler SYS\Fire Systems, Preaction System - PRE | 1013871
19-AY1 | 19-AY1 Chatsworth Courthouse | 19-AY1-D4013-200-PRE05 | Preaction System #5 | SYSTEM SENSOR | S635 | PDRP-1001 | OM00030923 |  | NEAR ELEV. | NA | NA | NA | DNA | 115 | 3.9 | Electric | 1 | NA | NA | \Classifications\Building System Class\D40-Fire Protection SYS\D4010 - Sprinkler SYS\Fire Systems, Preaction System - PRE | 1013872
19-AY1 | 19-AY1 Chatsworth Courthouse | 19-AY1-D4013-200-PRE01 | PREACTION SYSTEM NO 2 | VICTUALIC | NA | NA | OM00026872 |  | LOWER LEVEL CONTROL ROOM | NA | NA | NA | NA | NA | NA | NA | NA | NA | NA | \Classifications\Building System Class\D40-Fire Protection SYS\D4010 - Sprinkler SYS\Fire Systems, Preaction System - PRE | 1013874
19-AY1 | 19-AY1 Chatsworth Courthouse | 19-AY1-D2023-100-BFP02 | BACK FLOW MAIN | WILKINS ZURN | B32718 | 975 6" | OM00040395 | 558789-90129911-41719 | EXTERIOR SOUTH | NA | NA | NA | NA | NA | NA | NA | NA | NA | NA | \Classifications\Building System Class\D20-Plumbing\D2020 - Domestic Water\Backflow Preventer - BFP | 1013876
19-AY1 | 19-AY1 Chatsworth Courthouse | 19-AY1-D2023-100-BFP03 | BACKFLOW PREVENTER #3 (IRRIGATION WATER) | WILKINS ZURN | 901379 | 975XL (1 1/2") | OM00040396 | OW0209916-FA0234833-BD0003395 | IRRIGATION FRONT BY STEPS, SOUTH EAST (LAPHD FORM REQUIRED) | NA | NA | NA | NA | NA | NA | NA | NA | NA | NA | \Classifications\Building System Class\D20-Plumbing\D2020 - Domestic Water\Backflow Preventer - BFP | 1013877
19-AY1 | 19-AY1 Chatsworth Courthouse | 19-AY1-D4031-100-FEX116 | FIRE EXTINGUISHERS (116) | AMEREX | NA | NA | OM00030988 |  | ENTIRE BUILDING/ROOF | NA | NA | NA | NA | NA | NA | NA | NA | NA | NA | \Classifications\Building System Class\D40-Fire Protection SYS\D4030 - FIRE SPEC\Fire Extinguisher - FEX | 1013878
19-AY1 | 19-AY1 Chatsworth Courthouse | 19-AY1-D5010-234-ATS01 | AUTOMATIC TRANSFER SWITCH 1 | SPECTRUM | K0673126 | ZCD 366641-1600 | OM00030934 |  | LOVER LEVEL SOUTH | NA | NA | NA | NA | 480 | 1600 | Electric | 3 | NA | NA | \Classifications\Building System Class\D50-Electrical SYS\D5010 - Elec Service & Dist\Automatic Transfer Switch - ATS | 1013879
19-AY1 | 19-AY1 Chatsworth Courthouse | 19-AY1-D5010-234-ATS02 | AUTOMATIC TRANSFER SWITCH 2 | SPECTRUM | K0673127 | ZCD 366641-800 | OM00030935 |  | LOWER LEVER SOUTH | NA | NA | NA | NA | 480 | 800 | Electric | 3 | NA | NA | \Classifications\Building System Class\D50-Electrical SYS\D5010 - Elec Service & Dist\Automatic Transfer Switch - ATS | 1013880
19-AY1 | 19-AY1 Chatsworth Courthouse | 19-AY1-D5010-200-ESD01 | ELECTRICAL SWITCHBOARD MSA | SQUARE D | D-918250 | 12341455 | OM00030936 |  | LOWER LEVEL SOUTH | NA | NA | NA | NA | 460 | 3000 | Electric | 3 | NA | NA | \Classifications\Building System Class\D50-Electrical SYS\D5010 - Elec Service & Dist\Electical Service and Distribution - ESD | 1013881
19-AY1 | 19-AY1 Chatsworth Courthouse | 19-AY1-D5010-200-ESD02 | ELECTRICAL SWITCHBOARD MSB SBR02 | SQUARE D | D-918247 | 12341455 | OM00030933 |  | LOWER LEVEL SOUTH | NA | NA | NA | NA | 460 | 3000 | Electric | 3 | NA | NA | \Classifications\Building System Class\D50-Electrical SYS\D5010 - Elec Service & Dist\Electical Service and Distribution - ESD | 1013882
19-AY1 | 19-AY1 Chatsworth Courthouse | 19-AY1-D5011-240-TRN01 | MAIN TRANSFORMER | HOWARD IND | 2767872599 | 9196-435187-017 | OM00030905 |  | NEAR EMERGENCY GENERATOR | NA | NA | NA | NA | DNA | DNA | Electric | 3 | NA | NA | \Classifications\Building System Class\D50-Electrical SYS\D5010 - Elec Service & Dist\Transformer - TRN | 1013883
19-AY1 | 19-AY1 Chatsworth Courthouse | 19-AY1-D5037-710-FAP01 | FIRE CONTROL PANEL | NOTIFIER- A PITTWAY CO | NA | NA | OM00026871 |  | MAIN LOBBY | NA | NA | NA | NA | DNA | DNA | Electric | DNA | NA | NA | \Classifications\Building System Class\D50-Electrical SYS\D5030 - Comm & Security\Fire Alarm Panel - FAP | 1013884
19-AY1 | 19-AY1 Chatsworth Courthouse | 19-AY1-D5092-100-UPS02 | UNINTERRUPTIBLE POWER SYSTEM 2 | DSPM | 083109-2B | ETERNALIGHT | OM00030913 |  | LOWER LEVEL SOUTH | NA | NA | NA | NA | 277 | DNA | Electric and lead-sulfuric acid | 3 | NA | NA | \Classifications\Building System Class\D50-Electrical SYS\D5090 - Elec SYS\Uninterruptible Power System - UPS | 1013885
19-AY1 | 19-AY1 Chatsworth Courthouse | 19-AY1-D5092-100-UPS03 | UNINTERRUPTUBLE POWER SYSTEM 3 | DSPM | 083109-2A | ETERNALIGHT | OM00030914 |  | LOWERL LEVEL SOUTH | NA | NA | NA | NA | 277 | DNA | Electric and lead-sulfuric acid | 3 | NA | NA | \Classifications\Building System Class\D50-Electrical SYS\D5090 - Elec SYS\Uninterruptible Power System - UPS | 1013886
19-AY1 | 19-AY1 Chatsworth Courthouse | 19-AY1-D5092-210-GEN01 | EMERGENCY GENERATOR | DETROIT DIESEL | 0674175 | 1500DS4 | OM00030909 |  | EXTERIOR | NA | NA | NA | 2200 | NA | NA | Diesel | 3 | NA | NA | \Classifications\Building System Class\D50-Electrical SYS\D5090 - Elec SYS\Emergency Generator - GEN | 1013887
19-AY1 | 19-AY1 Chatsworth Courthouse | 19-AY1-D2030-410-PMS02 | SEWAGE EJECTOR PUMP #2 | WEIL | NA | 2533 | OM00030931 |  | JUDGES PARKING SOUTH | NA | NA | NA | 2 | 460 | DNA | Electric | 3 | NA | NA | \Classifications\Building System Class\D20-Plumbing\D2030 - Sani Waste\Sewage Ejector Pump - PMS | 1013888
19-AY1 | 19-AY1 Chatsworth Courthouse | 19-AY1-D2030-410-PMS03 | SEWER EJECTOR PUMP #3 | WEIL | NA | 2533 | OM00030932 |  | OUTSIDE LOCKUP IN HALLWAY | NA | NA | NA | 5 | 460 | DNA | Electric | 3 | NA | NA | \Classifications\Building System Class\D20-Plumbing\D2030 - Sani Waste\Sewage Ejector Pump - PMS | 1013889
19-AY1 | 19-AY1 Chatsworth Courthouse | 19-AY1-D2030-410-PMS04 | SEWER EJECTOR PUMP #4 | WEIL | NA | 2533 | OM00030979 |  | OUTSIDE LOCKUP NEAR ELEVATOR MECHANICAL ROOM #9 | NA | NA | NA | 5 | 460 | DNA | Electric | 3 | NA | NA | \Classifications\Building System Class\D20-Plumbing\D2030 - Sani Waste\Sewage Ejector Pump - PMS | 1013890
19-AY1 | 19-AY1 Chatsworth Courthouse | 19-AY1-G3063-100-DAT01 | DAY TANK #1 | PRYCO | 30326544 | PYISOULDW | OM00030907 |  | EXTERIOR NEAR GENERATOR | NA | NA | NA | 2-Jan | 115 | 9.2 | Diesel | 1 | NA | NA | \Classifications\Building System Class\G30-Site Mechanical Utilities\G3060 - Fuel Distribution\Tank, Fuel Storage Day - DAT | 1013891
19-AY1 | 19-AY1 Chatsworth Courthouse | 19-AY1-G3063-100-DAT02 | DAY TANK #2 | Pryco | 3032653 | PY100ULDW | OM00030908 |  | EXTERIOR NEAR GENERATOR | NA | NA | NA | 2-Jan | 115 | 9.2 | Diesel | 1 | NA | NA | \Classifications\Building System Class\G30-Site Mechanical Utilities\G3060 - Fuel Distribution\Tank, Fuel Storage Day - DAT | 1013892
19-AY1 | 19-AY1 Chatsworth Courthouse | 19-AY1-G3063-100-AST01 | TANK FUEL STORAGE ABOVE GROUND (2000 Gallon) | Containment Solution | NA | 59477 | OM00030906 |  | NEXT TO GENERATOR | NA | NA | NA | NA | NA | NA | Diesel | NA | NA | NA | \Classifications\Building System Class\G30-Site Mechanical Utilities\G3060 - Fuel Distribution\Tank, Fuel Storage, Above Ground - AST | 1013893
19-AY1 | 19-AY1 Chatsworth Courthouse | 19-AY1-G2050-200-LSC01 | LANDSCAPING | NA | NA | NA | OM00033437 |  | OUTSIDE OF BUILDING | NA | NA | NA | NA | NA | NA | NA | NA | NA | NA | \Classifications\Building System Class\G20-Other Systems\G2050 - Landscaping\Landscaping - LSC | 1013894
19-AY1 | 19-AY1 Chatsworth Courthouse | 19-AY1-D5092-250-ELT163 | LIGHTING, EXTERIOR | M1010-250-ELT | NA | NA | OM00033438 |  | OUTSIDE OF BUILDING | NA | NA | NA | NA | 277 | NA | Electric | 1 | NA | NA | \Classifications\Building System Class\D50-Electrical SYS\D5090 - Elec SYS\Exterior Lighting - ELT | 1013895
19-AY1 | 19-AY1 Chatsworth Courthouse | 19-AY1-G2049-300-HSC01 | HARDSCAPE | NA | NA | NA | OM00033436 |  | OUTSIDE OF BUILDING | NA | NA | NA | NA | NA | NA | NA | NA | NA | NA | \Classifications\Building System Class\G20-Other Systems\G2040 - Site Development\Hardscape - HSC | 1013896
19-AY1 | 19-AY1 Chatsworth Courthouse | 19-AY1-D4095-230-HBL01 | Vent Hood and Blower #1 for Kitchen | Captive Aire | NA | 5124no | OM00035322 |  | Cafeteria | NA | NA | NA | NA | 120 | 15 | Electric | NA | NA | NA | \Classifications\Building System Class\D40-Fire Protection SYS\D4090 - Other Fire Protection Systems\Hood and Blower - HBL | 1014653
19-AY1 | 19-AY1 Chatsworth Courthouse | 19-AY1-D2023-100-BFP04 | BACKFLOW PREVENTER #4 (BOILER ROOM) | WATTS | 344828 | (1 1/2") | OM00036737 | OW0209916-FA0234833-BD0003397-344826 | INSIDE BOILER ROOM ON ROOF (LAPHD FORM REQUIRED) | NA | NA | NA | NA | NA | NA | NA | NA | NA | NA | \Classifications\Building System Class\D20-Plumbing\D2020 - Domestic Water\Backflow Preventer - BFP | 1015443
19-AY1 | 19-AY1 Chatsworth Courthouse | 19-AY1-D2023-100-BFP05 | BACKFLOW PREVENTER #5 (KITCHEN EQUIP RM) | WATTS | 196923 | 909RP (4") | OM00036733 | 558790-90015255-41720 | KITCHEN EQUIPMENT ROOM L741 | NA | NA | NA | NA | NA | NA | NA | NA | NA | NA | \Classifications\Building System Class\D20-Plumbing\D2020 - Domestic Water\Backflow Preventer - BFP | 1015444
19-AY1 | 19-AY1 Chatsworth Courthouse | 19-AY1-B2034-400-DOH01 | HOLDING CELL:DOOR, OVERHEAD #1 (ROLL-UP) | Milcor Door | 210843B | NA | OM00036682 |  | HOLDING CELL: SOUTH EAST SALLY PORT ENTRANCE ON LOWER LEVEL | NA | NA | NA | DNA | DNA | DNA | Electric | DNA | NA | NA | \Classifications\Building System Class\B20-General Building Exterior\B2030 - Exterior Doors\Door,Overhead-Shutter,Manual,Elec,Roll-up - DOH | 1015498
19-AY1 | 19-AY1 Chatsworth Courthouse | 19-AY1-B2034-400-DOH02 | Door, Overhead #2 (Sally Port) (Roll-Up) | Milcor Door | 210843A | NA | OM00036683 |  | HOLDING CELL: SOUTH WEST SALLY PORT EXIT ON LOWER LEVEL | NA | NA | NA | DNA | DNA | DNA | Electric | DNA | NA | NA | \Classifications\Building System Class\B20-General Building Exterior\B2030 - Exterior Doors\Door,Overhead-Shutter,Manual,Elec,Roll-up - DOH | 1015499
19-AY1 | 19-AY1 Chatsworth Courthouse | 19-AY1-B2034-400-DOH03 | DOOR, OVERHEAD #3 (ROLL-UP JUDGES) | LIFTMASTER | 03-M1111-11 | PRO-64 | OM00036684 |  | LOWER LEVEL JUDGES' PARKING | NA | NA | NA | 1 | 240 | 1.7 | Electric | 3 | NA | NA | \Classifications\Building System Class\B20-General Building Exterior\B2030 - Exterior Doors\Door,Overhead-Shutter,Manual,Elec,Roll-up - DOH | 1015500
19-AY1 | 19-AY1 Chatsworth Courthouse | 19-AY1-B2034-400-DOH04 | DOOR, OVERHEAD #4 (ROLL-UP) | Cookson Co | 8-1765 | PRO-GH | OM00036681 |  | LOADING DOCK AREA | NA | NA | NA | 1 | 240/480 | 3.5-3.6/1.8 | Electric | 3 | NA | NA | \Classifications\Building System Class\B20-General Building Exterior\B2030 - Exterior Doors\Door,Overhead-Shutter,Manual,Elec,Roll-up - DOH | 1015501
19-AY1 | 19-AY1 Chatsworth Courthouse | 19-AY1-E1033-310-DLR01 | LOADING DOCK LEVELER | Advanced Lift | 25412/0700 | 2500K | OM00036679 |  | KITCHEN EQUIPMENT ROOM | NA | NA | NA | 5 | 480 | 14.8 | Electric | 3 | NA | NA | \Classifications\Building System Class\E10-Equipment\E1030 - Vehicular Equipment\Loading Dock Equipment - DLR | 1015502
19-AY1 | 19-AY1 Chatsworth Courthouse | 19-AY1-D2023-310-WBS02 | PUMP, DOMESTIC WATER PANEL | Peerless Pump | 1971103650-10-A | C538A | OM00036678 |  | HOLDING CELL: LOWER LEVEL KITCHEN EQUIP ROOM | NA | NA | NA | 7.5 | 240/480 | 21.4-19.6/9.8 | Electric | 3 | NA | NA | \Classifications\Building System Class\D20-Plumbing\D2020 - Domestic Water\Domestic Water Booster System - WBS | 1015503
19-AY1 | 19-AY1 Chatsworth Courthouse | 19-AY1-D2022-100-HWE01 | WATER HEATER, DOMESTIC Gas Boiler | LOCHINVAR | H002752 | CFN401PM | OM00036677 |  | HOLDING CELL: KITCHEN EQUIPMENT ROOM ON LOWER LEVEL | NA | NA | NA | NA | 110 | 12 | Gas | 1 | 399,999 | DNA | \Classifications\Building System Class\D20-Plumbing\D2020 - Domestic Water\Domestic Water Heater, Electric - HWE | 1015504
19-AY1 | 19-AY1 Chatsworth Courthouse | 19-AY1-C1020-110-FRD03 | FIRE DOORS, WON #1 | WON DOR | 609108 | R6799 | OM00036742 |  | LOWER LEVEL BY ELEVATORS 1 & 2 | NA | NA | NA | DNA | 240 | NA | Electric | 1 | NA | NA | \Classifications\Building System Class\C10-General Building Interior\C1020 - Fire Doors\Fire Doors - FRD | 1015650
19-AY1 | 19-AY1 Chatsworth Courthouse | 19-AY1-D5092-250-EML369 | LIGHTING, EMERGENCY (58) & EXIT (311) | NA | NA | NA | OM00036680 |  | THROUGHOUT BUILDING | NA | NA | NA | NA | DNA | NA | Electric | 1 | NA | NA | \Classifications\Building System Class\D50-Electrical SYS\D5090 - Elec SYS\Emergency And Exit Lighting - EML | 1015651
19-AY1 | 19-AY1 Chatsworth Courthouse | 19-AY1-D3050-210-PKU03 | AC# 1 | LIEBERT | 0006C21267 | MC306ALA00 | OM00030976 |  | NORTH EAST SIDE OF PARKING LOT | NA | NA | R-22 | DNA | 480 | 8.5 | Electric | 3 | NA | NA | \Classifications\Building System Class\D30-HVAC Systems\D3050 - Package SYS\Package Unit - PKU | 1015670
19-AY1 | 19-AY1 Chatsworth Courthouse | 19-AY1-D2090-650-WSR01 | WATER CONDITIONING SYSTEM #1 (WSR01) | COLUMBIA | NA | NA | OM00040390 |  | ROOM L741 KITCHEN EQUIP ROOM | NA | NA | NA | NA | 110 | DNA | Electric | 1 | NA | NA | \Classifications\Building System Class\D20-Plumbing\D2090 - Other Plumbing SYS\Water Softener - WSR | 1015722
19-AY1 | 19-AY1 Chatsworth Courthouse | 19-AY1-D2090-650-WSR02 | WATER CONDITIONING SYSTEM #1 (WSR01) | COLUMBIA | NA | NA | OM00040389 |  | ROOM L741 KITCHEN EQUIP ROOM | NA | NA | NA | NA | 110 | DNA | Electric | 1 | NA | NA | \Classifications\Building System Class\D20-Plumbing\D2090 - Other Plumbing SYS\Water Softener - WSR | 1015723
19-AY1 | 19-AY1 Chatsworth Courthouse | 19-AY1-B2034-400-DOH06 | DOOR, OVERHEAD #6 (ROLL-UP CAFETERIA MAIN) | Cookson Co | NA | NA | OM00036735 |  | CAFETERIA MAIN | NA | NA | NA | 3/4 | 240/480 | 2.7-2.8/1.4 | Electric | 3 | NA | NA | \Classifications\Building System Class\B20-General Building Exterior\B2030 - Exterior Doors\Door,Overhead-Shutter,Manual,Elec,Roll-up - DOH | 1015787
19-AY1 | 19-AY1 Chatsworth Courthouse | 19-AY1-C1020-110-FRD01 | DOORS, FIRE DOORS OVERHEAD #1 (ROLL-UP) | Cookson Co | P-1519 | 6VL56T17D125B | OM00036734 |  | LOADING DOCK | NA | NA | NA | 3/4 | 240/480 | 5.3-3.6/1.9 | Electric | 1 | NA | NA | \Classifications\Building System Class\C10-General Building Interior\C1020 - Fire Doors\Fire Doors - FRD | 1015788
19-AY1 | 19-AY1 Chatsworth Courthouse | 19-AY1-C1020-110-FRD02 | DOORS, FIRE DOORS OVERHEAD #2 | Cookson Warnoch Hersey | WHI-004572 | FD_FD10 | OM00040398 | OM00036736 | BY KITCHEN COUNTER | NA | NA | NA | 3/4 | 240/480 | 1.5 | Electric | 3 | NA | NA | \Classifications\Building System Class\C10-General Building Interior\C1020 - Fire Doors\Fire Doors - FRD | 1015789
19-AY1 | 19-AY1 Chatsworth Courthouse | 19-AY1-D3050-210-PKU04 | PACKAGE UNIT #4 (ATTENDANT BOOTH #1) | DOMETIC DUO THERM | NA | RSV420K62 | OM00036744 |  | ON TOP OF PARKING ATTENDENT BOOTH #1 | NA | NA | R-22 | NA | 240 | DNA | DNA | 3 | NA | NA | \Classifications\Building System Class\D30-HVAC Systems\D3050 - Package SYS\Package Unit - PKU | 1015807
19-AY1 | 19-AY1 Chatsworth Courthouse | 19-AY1-D3050-210-PKU05 | PACKAGE UNIT #5 (ATTENDANT BOOTH #2) | DOMETIC DUO THERM | NA | RSV420K62 | OM00036409 |  | ON TOP OF PARKING ATTENDENT BOOTH #2 | NA | NA | R-22 | NA | 240 | DNA | DNA | 3 | NA | NA | \Classifications\Building System Class\D30-HVAC Systems\D3050 - Package SYS\Package Unit - PKU | 1015808
19-AY1 | 19-AY1 Chatsworth Courthouse | 19-AY1-D4024-100-FHS01 | FIRE, HOSE SYSTEM #1 (LOCKUP) | POTTER ROEMER | NA | POTTER ROEMER 2792 | OM00036743 |  | LOCKUP NEXT TO L903 ELECTRICAL ROOM | NA | NA | NA | NA | NA | NA | NA | NA | NA | NA | \Classifications\Building System Class\D40-Fire Protection SYS\D4020 - Stand Pipe\Other Stand Pipe Hose Systems - FHS | 1015848
19-AY1 | 19-AY1 Chatsworth Courthouse | 19-AY1-D4024-100-FHS02 | FIRE, HOSE SYSTEM #2 (LOCKUP) | POTTER ROEMER | NA | POTTER ROEMER 2792 | OM00036738 |  | LOCKUP ARE BETWEEN CELL 21 & 22 | NA | NA | NA | NA | NA | NA | NA |  | NA | NA | \Classifications\Building System Class\D40-Fire Protection SYS\D4020 - Stand Pipe\Other Stand Pipe Hose Systems - FHS | 1015849
19-AY1 | 19-AY1 Chatsworth Courthouse | 19-AY1-D4024-100-FHS03 | FIRE, HOSE SYSTEM #3 (LOCKUP) | POTTER ROEMER | NA | POTTER ROEMER 2792 | OM00036739 |  | LOCKUP NEXT TO CELL 3P2 | NA | NA | NA | NA | NA | NA | NA | NA | NA | NA | \Classifications\Building System Class\D40-Fire Protection SYS\D4020 - Stand Pipe\Other Stand Pipe Hose Systems - FHS | 1015850
19-AY1 | 19-AY1 Chatsworth Courthouse | 19-AY1-D3060-100-RDS01 | LEAK DETECTION SYSTEM, REFRIGERENT #1 | TECHNOLOGIES INC | NA | RLD-134A | OM00036414 |  | CHILLER RM ON ROOF | NA | NA | NA | NA | Other | NA | Electric | NA | NA | NA | \Classifications\Building System Class\D30-HVAC Systems\D3060 - Control & Inst Air\Refrigerant Leak Detection System - RDS | 1015953
19-AY1 | 19-AY1 Chatsworth Courthouse | 19-AY1-G2023-150-PEG01 | ARM GATE #1 (NW EMPLOYEE PARKING) | FEDERAL APD | 7716 | G-90 AUTO GATE CD | OM00036417 |  | NORTHWEST EMPLOYEE PARKING ENTRANCE | NA | NA | NA | 1/3 | 110 | 12 | ELECTRIC | 1 | NA | NA | \Classifications\Building System Class\G20-Other Systems\G2020 - Parking Lots\Secured Parking Gate - PEG | 1016205
19-AY1 | 19-AY1 Chatsworth Courthouse | 19-AY1-G2023-150-PEG02 | ARM GATE #2 (SE EMPLOYEE PARKING) | FEDERAL APD | 7715 | G-90 AUTO GATE CD | OM00036416 |  | SOUTHEAST EMPLOYEE GATE, PENFIELD AVE | NA | NA | NA | 1/3 | 110 | 12 | ELECTRIC | 1 | NA | NA | \Classifications\Building System Class\G20-Other Systems\G2020 - Parking Lots\Secured Parking Gate - PEG | 1016206
19-AY1 | 19-AY1 Chatsworth Courthouse | 19-AY1-G2023-150-PEG03 | ARM GATE #3 (SE JUDGES' PARKING) | FEDERAL APD | 7713 | G-90 AUTO GATE CD | OM00036415 |  | SOUTHEAST SIDE OF BUIDLING, JUDGES' PARKING | NA | NA | NA | 1/3 | 110 | 12 | ELECTRIC | 1 | NA | NA | \Classifications\Building System Class\G20-Other Systems\G2020 - Parking Lots\Secured Parking Gate - PEG | 1016207
19-AY1 | 19-AY1 Chatsworth Courthouse | 19-AY1-B2010-100-BLD01 | Building | NA | NA | NA | OM00037885 |  |  | NA | NA | NA | NA | NA | NA | NA | NA | NA | NA | \Classifications\Building System Class\B20-General Building Exterior\B2010 - Exterior Walls\Building - BLD | 1016541
19-AY1 | 19-AY1 Chatsworth Courthouse | 19-AY1-D2090-670-WLR01 | WATER TREATMENT CONTROL (ROOF) | LAKEWOOD INSTRUMENTS INC | 0I765512 | 2412-RTC-NTC | OM00036419 |  | CHILLER ROOM ON ROOF | NA | NA | NA | NA | 110 | 10 | Electric | 1 | NA | NA | \Classifications\Building System Class\D20-Plumbing\D2090 - Other Plumbing SYS\Water Treatment,Chlorine - WLR | 1016826
19-AY1 | 19-AY1 Chatsworth Courthouse | 19-AY1-G2023-150-PEG04 | Arm Gate (East Parking Booth) | FEDERAL SIGNAL CORP | NA | NA | OM00035979 |  | PARKING ATTENDANT BOOTH EAST SIDE | NA | NA | NA | NA | 110 | 4.7 | Electric | 1 | NA | NA | \Classifications\Building System Class\G20-Other Systems\G2020 - Parking Lots\Secured Parking Gate - PEG | 1016939
19-AY1 | 19-AY1 Chatsworth Courthouse | 19-AY1-D3042-220-EFN42 | Exhaust Fan (Judges' Parking) (Direct Drive) | Greenheck Fan | 00C15106 | CSP252 | OM00035988 |  | Lower Level Judges Secured Parking | NA | NA | NA | 1/5 | 110 | 6.5 | ELECTRIC | 1 | NA | NA | \Classifications\Building System Class\D30-HVAC Systems\D3040 - Distribution SYS\Supply/Exhaust/Return fans- FAN | 1017375
19-AY1 | 19-AY1 Chatsworth Courthouse | 19-AY1-D3020-100-HET01 | Water Expansion Tank (Room L741) | Amtrol | NA | SX-60V | OM00036413 |  | Basement Room L741 | NA | NA | NA | NA | NA | NA | NA | NA | NA | NA | \Classifications\Building System Class\D30-HVAC Systems\D3020 - Heat SYS\Heater Water Expansion Tank - HET | 1017376
19-AY1 | 19-AY1 Chatsworth Courthouse | 19-AY1-D3020-100-HET03 | Hot Water Domestic Circulating Pump (Room L741) #2 | Wheatley Ind. | 395344 | 3328 | OM00037858 |  | Basement Boiler Room | NA | NA | NA | NA | NA | NA | NA | NA | NA | NA | \Classifications\Building System Class\D30-HVAC Systems\D3020 - Heat SYS\Heater Water Expansion Tank - HET | 1017378
19-AY1 | 19-AY1 Chatsworth Courthouse | 19-AY1-D3020-100-HET05 | Water Expansion Tank (Room L-052) | Wessels | NA | K6119.52 | OM00036418 |  | Judges' Parking Basement Room L741 | NA | NA | NA | NA | NA | NA | NA |  | NA | NA | \Classifications\Building System Class\D30-HVAC Systems\D3020 - Heat SYS\Heater Water Expansion Tank - HET | 1017380
19-AY1 | 19-AY1 Chatsworth Courthouse | 19-AY1-D3042-220-EFN43 | Exhaust Fan (Room L-052) (Direct Drive) | Greenheck Fan | 00C15103 | CSP262 | OM00040379 |  | Basement Room L052 | NA | NA | NA | 1/4 | 110 | 5.6 | ELECTRIC | 1 | NA |  | \Classifications\Building System Class\D30-HVAC Systems\D3040 - Distribution SYS\Supply/Exhaust/Return fans- FAN | 1017382
19-AY1 | 19-AY1 Chatsworth Courthouse | 19-AY1-D2023-310-HWP03 | Hot Water Domestic Circulating Pump (Boiler Room) | Armstrong | NA | S-45BF | OM00037854 |  | Roof Boiler Room | NA | NA | NA | 1/4 | 110 | 5.0 | ELECTRIC | 1 | NA | NA | \Classifications\Building System Class\D20-Plumbing\D2020 - Domestic Water\Domestic Hot Water Circulating Pump - HWP | 1017384
19-AY1 | 19-AY1 Chatsworth Courthouse | 19-AY1-D2023-310-HWP01 | Hot Water Domestic Circulating Pump (Room L741) #2 | Grudfos Pumps | 5222322 | UP25-64SF | OM00036412 |  | Basement Room L741 | NA | NA | NA | DNA | 110 | 1.70 | ELECTRIC | 1 | NA | NA | \Classifications\Building System Class\D20-Plumbing\D2020 - Domestic Water\Domestic Hot Water Circulating Pump - HWP | 1017381
19-AY1 | 19-AY1 Chatsworth Courthouse | 19-AY1-D2023-310-HWP02 | Hot Water Domestic Circulating Pump (Room L741) | Armstrong | NA | S-45BF | OM00037861 |  | Basement Kitchen Equip Room L741 | NA | NA | NA | 1/4 | 110 | 5.0 | ELECTRIC | 1 | NA | NA | \Classifications\Building System Class\D20-Plumbing\D2020 - Domestic Water\Domestic Hot Water Circulating Pump - HWP | 1017383
19-AY1 | 19-AY1 Chatsworth Courthouse | 19-AY1-D2023-310-HWP05 | Hot Water Domestic Circulating Pump (Boiler Room) | Paco Pumps | NA | NA | OM00037857 |  | Roof Boiler Room | NA | NA | NA | 1/2 | 110/240 | 7.2-3.5/3.6 | ELECTRIC | 1 | NA | NA | \Classifications\Building System Class\D20-Plumbing\D2020 - Domestic Water\Domestic Hot Water Circulating Pump - HWP | 1017386
19-AY1 | 19-AY1 Chatsworth Courthouse | 19-AY1-D2023-310-HWP04 | Hot Water Domestic Circulating Pump (Boiler Room) | Armstrong | NA | S-45BF | OM00037853 |  | Roof Boiler Room | NA | NA | NA | 1/4 | 110 | 5.0 | ELECTRIC | 1 | NA | NA | \Classifications\Building System Class\D20-Plumbing\D2020 - Domestic Water\Domestic Hot Water Circulating Pump - HWP | 1017385
19-AY1 | 19-AY1 Chatsworth Courthouse | 19-AY1-D2023-310-HWP07 | Hot Water Domestic Circulating Pump (Boiler Room) | Grudfos Pumps | 52722322 | UP25-64SF | OM00036411 |  | Roof Boiler Room | NA | NA | NA | DNA | 110 | 8 | ELECTRIC | 1 | NA | NA | \Classifications\Building System Class\D20-Plumbing\D2020 - Domestic Water\Domestic Hot Water Circulating Pump - HWP | 1017388
19-AY1 | 19-AY1 Chatsworth Courthouse | 19-AY1-D2023-310-HWP06 | Hot Water Domestic Circulating Pump (Boiler Room) | Paco Pumps | NA | NA | OM00037856 |  | Roof Boiler Room | NA | NA | NA | 1/2 | 110/240 | 7.4/3.7 | ELECTRIC | 1 | NA | NA | \Classifications\Building System Class\D20-Plumbing\D2020 - Domestic Water\Domestic Hot Water Circulating Pump - HWP | 1017387
19-AY1 | 19-AY1 Chatsworth Courthouse | 19-AY1-D5010-110-MCC01 | Motor Control Center (Basement) | Square D | M96347 | 12341455-008 | OM00037864 |  | Basement Main Electrical Room | NA | NA | NA | NA | 600 | 300 | ELECTRIC | 3 | NA | NA | \Classifications\Building System Class\D50-Electrical SYS\D5010 - Elec Service & Dist\Chiller Room Electrical Panel - MCC | 1017389
19-AY1 | 19-AY1 Chatsworth Courthouse | 19-AY1-D5010-110-MCC02 | Motor Control Center (Basement) | Square D | M96345 | 12341455-008 | OM00035983 |  | Basement Main Electrical Room | NA | NA | NA | NA | 600 | DNA | ELECTRIC | 3 | NA | NA | \Classifications\Building System Class\D50-Electrical SYS\D5010 - Elec Service & Dist\Chiller Room Electrical Panel - MCC | 1017390
19-AY1 | 19-AY1 Chatsworth Courthouse | 19-AY1-D5010-110-MCC03 | Motor Control Center (Basement) | Square D | M96346 | 12341455-008 | OM00037863 |  | Basement Main Electrical Room | NA | NA | NA | NA | 600 | 300 | ELECTRIC | 3 | NA | NA | \Classifications\Building System Class\D50-Electrical SYS\D5010 - Elec Service & Dist\Chiller Room Electrical Panel - MCC | 1017391
19-AY1 | 19-AY1 Chatsworth Courthouse | 19-AY1-D5010-110-MCC04 | Motor Control Center (Room L-720) | Square D | M96201 | 12341455-004 | OM00035982 |  | Basement Electrical Room L720 | NA | NA | NA | NA | 600 | 600 | Electric | 3 | NA | NA | \Classifications\Building System Class\D50-Electrical SYS\D5010 - Elec Service & Dist\Chiller Room Electrical Panel - MCC | 1017392
19-AY1 | 19-AY1 Chatsworth Courthouse | 19-AY1-D5010-110-MCC05 | Motor Control Center (Room L-720) | Square D | M96202 | 12341455-004 | OM00037871 |  | Basement Electrical Room L720 | NA | NA | NA | NA | 600 | 300 | ELECTRIC | 3 | NA | NA | \Classifications\Building System Class\D50-Electrical SYS\D5010 - Elec Service & Dist\Chiller Room Electrical Panel - MCC | 1017393
19-AY1 | 19-AY1 Chatsworth Courthouse | 19-AY1-D5010-110-MCC06 | Motor Control Center (Room L-720) | Square D | M96203 | 12341455-004 | OM00037872 |  | Basement Electrical Room L720 | NA | NA | NA | NA | 600 | 300 | ELECTRIC | 3 | NA | NA | \Classifications\Building System Class\D50-Electrical SYS\D5010 - Elec Service & Dist\Chiller Room Electrical Panel - MCC | 1017394
19-AY1 | 19-AY1 Chatsworth Courthouse | 19-AY1-D5010-110-MCC08 | Motor Control Center (Roof Chiller Room) | Square D | M96339 | 12341455-007 | OM00040374 |  | Roof Chiller Room | NA | NA | NA | NA | 600 | 300 | ELECTRIC | 3 | NA | NA | \Classifications\Building System Class\D50-Electrical SYS\D5010 - Elec Service & Dist\Chiller Room Electrical Panel - MCC | 1017396
19-AY1 | 19-AY1 Chatsworth Courthouse | 19-AY1-D5010-110-MCC09 | Motor Control Center (Roof Chiller Room) | Square D | M96340 | 12341455-007 | OM00040378 |  | Roof Chiller Room | NA | NA | NA | NA | 600 | 300 | ELECTRIC | 3 | NA | NA | \Classifications\Building System Class\D50-Electrical SYS\D5010 - Elec Service & Dist\Chiller Room Electrical Panel - MCC | 1017397
19-AY1 | 19-AY1 Chatsworth Courthouse | 19-AY1-D5010-110-MCC10 | Motor Control Center (Roof Chiller Room) | Square D | M96341 | 12341455-007 | OM00040375 |  | Roof Chiller Room | NA | NA | NA | NA | 600 | 300 | ELECTRIC | 3 | NA | NA | \Classifications\Building System Class\D50-Electrical SYS\D5010 - Elec Service & Dist\Chiller Room Electrical Panel - MCC | 1017398
19-AY1 | 19-AY1 Chatsworth Courthouse | 19-AY1-D5010-110-MCC07 | Motor Control Center (Roof Chiller Room) | Square D | M96338 | 12341455-007 | OM00035986 |  | Roof Chiller Room | NA | NA | NA | NA | 600 | 600 | ELECTRIC | 3 | NA | NA | \Classifications\Building System Class\D50-Electrical SYS\D5010 - Elec Service & Dist\Chiller Room Electrical Panel - MCC | 1017395
19-AY1 | 19-AY1 Chatsworth Courthouse | 19-AY1-D5010-110-MCC11 | Motor Control Center (Roof Chiller Room) | Square D | M96342 | 12341455-007 | OM00035987 |  | Roof Chiller Room | NA | NA | NA | NA | 600 | 300 | ELECTRIC | 3 | NA | NA | \Classifications\Building System Class\D50-Electrical SYS\D5010 - Elec Service & Dist\Chiller Room Electrical Panel - MCC | 1017399
19-AY1 | 19-AY1 Chatsworth Courthouse | 19-AY1-D5010-110-MCC12 | Motor Control Center (Roof Chiller Room) | Square D | M96343 | 12341455-007 | OM00040376 |  | Roof Chiller Room | NA | NA | NA | NA | 600 | 300 | ELECTRIC | 3 | NA | NA | \Classifications\Building System Class\D50-Electrical SYS\D5010 - Elec Service & Dist\Chiller Room Electrical Panel - MCC | 1017400
19-AY1 | 19-AY1 Chatsworth Courthouse | 19-AY1-D5010-110-MCC13 | Motor Control Center (Roof Chiller Room) | Square D | M96344 | 12341455-007 | OM00040377 |  | Roof Chiller Room | NA | NA | NA | NA | 600 | 300 | ELECTRIC | 3 | NA | NA | \Classifications\Building System Class\D50-Electrical SYS\D5010 - Elec Service & Dist\Chiller Room Electrical Panel - MCC | 1017401
19-AY1 | 19-AY1 Chatsworth Courthouse | 19-AY1-D5010-110-MCC14 | Motor Control Center (Roof Boiler Room) | Square D | M96465 | 12341455-005 | OM00040373 |  | Roof Boiler Room | NA | NA | NA | NA | 600 | 600 | ELECTRIC | 3 | NA | NA | \Classifications\Building System Class\D50-Electrical SYS\D5010 - Elec Service & Dist\Chiller Room Electrical Panel - MCC | 1017402
19-AY1 | 19-AY1 Chatsworth Courthouse | 19-AY1-D5010-110-MCC15 | Motor Control Center (Roof Boiler Room) | Square D | M96466 | 12341455-005 | OM00040372 |  | Roof Boiler Room | NA | NA | NA | NA | 600 | 300 | ELECTRIC | 3 | NA | NA | \Classifications\Building System Class\D50-Electrical SYS\D5010 - Elec Service & Dist\Chiller Room Electrical Panel - MCC | 1017403
19-AY1 | 19-AY1 Chatsworth Courthouse | 19-AY1-D5010-110-MCC16 | Motor Control Center (Roof Boiler Room) | Square D | M96467 | 12341455-005 | OM00035985 |  | Roof Boiler Room | NA | NA | NA | NA | 600 | 300 | ELECTRIC | 3 | NA | NA | \Classifications\Building System Class\D50-Electrical SYS\D5010 - Elec Service & Dist\Chiller Room Electrical Panel - MCC | 1017404
19-AY1 | 19-AY1 Chatsworth Courthouse | 19-AY1-D5010-110-MCC17 | Motor Control Center (Roof Boiler Room) | Square D | M96204 | 12341455-009 | OM00035984 |  | Roof Boiler Room | NA | NA | NA | NA | 800 | 600 | ELECTRIC | 3 | NA | NA | \Classifications\Building System Class\D50-Electrical SYS\D5010 - Elec Service & Dist\Chiller Room Electrical Panel - MCC | 1017405
19-AY1 | 19-AY1 Chatsworth Courthouse | 19-AY1-D5010-110-MCC18 | Motor Control Center (Roof Boiler Room) | Square D | M96205 | 12341455-009 | OM00040506 |  | Roof Boiler Room | NA | NA | NA | NA | 800 | 600 | ELECTRIC | 3 | NA | NA | \Classifications\Building System Class\D50-Electrical SYS\D5010 - Elec Service & Dist\Chiller Room Electrical Panel - MCC | 1017406
19-AY1 | 19-AY1 Chatsworth Courthouse | 19-AY1-D5010-110-MCC19 | Motor Control Center (Roof Boiler Room) | Square D | M96208 | 12341455-009 | OM00040507 |  | Roof Boiler Room | NA | NA | NA | NA | 800 | 300 | ELECTRIC | 3 | NA | NA | \Classifications\Building System Class\D50-Electrical SYS\D5010 - Elec Service & Dist\Chiller Room Electrical Panel - MCC | 1017407
19-AY1 | 19-AY1 Chatsworth Courthouse | 19-AY1-D5010-110-MCC20 | Motor Control Center (Roof Boiler Room) | Square D | M96207 | 12341455-009 | OM00040508 |  | Roof Boiler Room | NA | NA | NA | NA | 800 | 300 | ELECTRIC | 3 | NA | NA | \Classifications\Building System Class\D50-Electrical SYS\D5010 - Elec Service & Dist\Chiller Room Electrical Panel - MCC | 1017408
19-AY1 | 19-AY1 Chatsworth Courthouse | 19-AY1-G2023-150-PEG05 | Arm Gate (NE Employee Parking) | Federal APD | 7734 | G-90 Auto Gate | OM00040369 |  | North East Employee Parking Entrance | NA | NA | NA | 1/3 | 110 | 12 | ELECTRIC | 1 | NA | NA | \Classifications\Building System Class\G20-Other Systems\G2020 - Parking Lots\Secured Parking Gate - PEG | 1017409
19-AY1 | 19-AY1 Chatsworth Courthouse | 19-AY1-G2023-150-PEG06 | Arm Gate (SE Employee Parking) | Federal APD | 7730 | G-90 Auto Gate | OM00040370 |  | South East Employee Parking Entrance | NA | NA | NA | 1/3 | 110 | 12 | ELECTRIC | 1 | NA | NA | \Classifications\Building System Class\G20-Other Systems\G2020 - Parking Lots\Secured Parking Gate - PEG | 1017410
19-AY1 | 19-AY1 Chatsworth Courthouse | 19-AY1-G2023-150-PEG08 | Arm Gate (Westside Parking Attendant Booth) | Federal APD | 6859 | G-90 Auto Gate | OM00035978 |  | Westside Parking Attendant Booth | NA | NA | NA | DNA | 110 | 4.7 | ELECTRIC | 1 | NA | NA | \Classifications\Building System Class\G20-Other Systems\G2020 - Parking Lots\Secured Parking Gate - PEG | 1017412
19-AY1 | 19-AY1 Chatsworth Courthouse | 19-AY1-D2030-410-PMS05 | Sewage Ejector Pump (Rm L520) | Weil Pumps | NA | 2533 | OM00037870 |  | Outside Lockup Room L520 | NA | NA | NA | 5 | 240/480 | 7.0/3.0 | ELECTRIC | 3 | NA | NA | \Classifications\Building System Class\D20-Plumbing\D2030 - Sani Waste\Sewage Ejector Pump - PMS | 1017413
19-AY1 | 19-AY1 Chatsworth Courthouse | 19-AY1-D2030-410-PMS06 | Sewage Ejector Pump (Rm L051) | Weil Pumps | NA | 2533 | OM00040368 |  | Judges Parking Room L051 | NA | NA | NA | DNA | DNA | DNA | ELECTRIC |  | NA | NA | \Classifications\Building System Class\D20-Plumbing\D2030 - Sani Waste\Sewage Ejector Pump - PMS | 1017414
19-AY1 | 19-AY1 Chatsworth Courthouse | 19-AY1-D2030-410-PMS07 | Sewage Ejector Pump (Rm L410D) | Weil Pumps | NA | 2533 | OM00040371 |  | Basement Room L410D | NA | NA | NA | 5 | 480 | 12 | ELECTRIC | 3 | NA | NA | \Classifications\Building System Class\D20-Plumbing\D2030 - Sani Waste\Sewage Ejector Pump - PMS | 1017415
19-AY1 | 19-AY1 Chatsworth Courthouse | 19-AY1-D2040-100-PSU02 | Sump Pump (Room L053) | Weil Pumps | NA | 1603 | OM00037850 |  | Judges Parking Room L053 | NA | NA | NA | 7.5 | DNA | DNA | ELECTRIC |  | NA | NA | \Classifications\Building System Class\D20-Plumbing\D2040 - Rain Drain\Sump Pump - PSU | 1017416
19-AY1 | 19-AY1 Chatsworth Courthouse | 19-AY1-G3010-210-PWT02 | Potable Water Storage Tank #2 (Roof Boiler Rm) | Therm-X-Trol | 9015A345 | ST-180V | OM00036410 |  | Roof Boiler Room | NA | NA | NA | NA | NA | NA | NA |  | NA | NA | \Classifications\Building System Class\G30-Site Mechanical Utilities\G3010 - Water Supply\Potable Water Storage Tank - PWT | 1017417
19-AY1 | 19-AY1 Chatsworth Courthouse | 19-AY1-G3010-210-PWT01 | Potable Water Storage Tank #1 (Roof Boiler Rm) | NA | 395344 | Rpy E. Hanson MFG | OM00037855 |  | Roof Boiler Room | NA | NA | NA | NA | NA | NA | NA |  | NA | NA | \Classifications\Building System Class\G30-Site Mechanical Utilities\G3010 - Water Supply\Potable Water Storage Tank - PWT | 1017418
19-AY1 | 19-AY1 Chatsworth Courthouse | 19-AY1-D5010-200-ESD03 | Electrical Switchboard (Main Electrical Rm) | Square D | D918249 | 12341455-001 | OM00037866 |  | Basement Main Electrical Room | NA | NA | NA | NA | 240/480 | 3000 | NA | 3 | NA | NA | \Classifications\Building System Class\D50-Electrical SYS\D5010 - Elec Service & Dist\Electical Service and Distribution - ESD | 1017419
19-AY1 | 19-AY1 Chatsworth Courthouse | 19-AY1-D5010-200-ESD04 | Electrical Switchboard (Main Electrical Rm) | Square D | D918245 | 12341455-002 | OM00037869 |  | Basement Main Electrical Room | NA | NA | NA | NA | 240/480 | 3000 | NA | 3 | NA | NA | \Classifications\Building System Class\D50-Electrical SYS\D5010 - Elec Service & Dist\Electical Service and Distribution - ESD | 1017420
19-AY1 | 19-AY1 Chatsworth Courthouse | 19-AY1-D2023-310-WBS03 | Domestic Water Booster Pump (Room L052) | Peerless Pump | 547857 | 547857 | OM00037851 |  | Judges Parking Room L052 | NA | NA | NA | 10 | 240-480 | 29.0-26.4/13.2 | NA | 3 | NA | NA | \Classifications\Building System Class\D20-Plumbing\D2020 - Domestic Water\Domestic Water Booster System - WBS | 1017421
19-AY1 | 19-AY1 Chatsworth Courthouse | 19-AY1-D2023-100-BFP06 | Backflow Preventer (Cooling Tower) | Febco | N1401230724 | LF860 | OM00040391 | OW0209916-FA0234833-BD0003396-N0605250127 | Roof by Cooling Tower (LAPHD FORM REQUIRED) | NA | NA | NA | NA | NA | NA | NA |  | NA | NA | \Classifications\Building System Class\D20-Plumbing\D2020 - Domestic Water\Backflow Preventer - BFP | 1018486
19-AY1 | 19-AY1 Chatsworth Courthouse | 19-AY1-D2023-310-WBS05 | Domestic Water Booster Pump (Room L052) | Peerless Pump | 197110462-10-A | C-615A | OM00040392 |  | Judges Parking L052, Building Engineer Office | NA | NA | NA | 5 | 208-230/460 | 13-12.2/6.1 | Electric | 3 | NA | NA | \Classifications\Building System Class\D20-Plumbing\D2020 - Domestic Water\Domestic Water Booster System - WBS | 1019271
19-AY1 | 19-AY1 Chatsworth Courthouse | 19-AY1-D3020-100-HET06 | Expansion Tank HET06 | Brunner Eng& MFG Inc. | 2854 | PA-425 | OM00040394 |  | Roof Chiller Room | NA | NA | NA | NA | NA | NA | NA | NA | NA |  | \Classifications\Building System Class\D30-HVAC Systems\D3020 - Heat SYS\Heater Water Expansion Tank - HET | 1019278
19-AY1 | 19-AY1 Chatsworth Courthouse | 19-AY1-G2023-150-PEG09 | Arm Gate (SE Judges Parking) | Door King Inc | 11850 | 1601-080 | OM00040397 |  | Grounds, SE Judges Parking | NA | NA | NA | 1/2 | 115 | DNA | NA | 1 | NA | NA | \Classifications\Building System Class\G20-Other Systems\G2020 - Parking Lots\Secured Parking Gate - PEG | 1019564
19-AY1 | 19-AY1 Chatsworth Courthouse | 19-AY1-D5010-200-ESD05 | Electric Main Breaker (SBR05) | NA | 12341455-001 | NA | OM00037867 |  | Basement Main Electrical Room | NA | NA | NA | 10 | 480-277 | 3000 | Electric | 3 | NA | NA | \Classifications\Building System Class\D50-Electrical SYS\D5010 - Elec Service & Dist\Electical Service and Distribution - ESD | 1020282
19-AY1 | 19-AY1 Chatsworth Courthouse | 19-AY1-D5010-200-ESD06 | Electric Main Breaker (SBR06) | Square DSE | 12341455-002 | NA | OM00037868 |  | Basement Main Electrical Room L215 | NA | NA | NA | NA | 480/277 | 3000 | Electric | 3 | NA | NA | \Classifications\Building System Class\D50-Electrical SYS\D5010 - Elec Service & Dist\Electical Service and Distribution - ESD | 1020283
19-AY1 | 19-AY1 Chatsworth Courthouse | 19-AY1-D3020-100-HET07 | Water Expansion Tank (Boiler Room) (HET07) | American Wheatley | 3729-01 | 20DEG F | OM00040399 |  | Basement Boiler Room | NA | NA | NA | NA | NA | NA | NA | NA | NA | NA | \Classifications\Building System Class\D30-HVAC Systems\D3020 - Heat SYS\Heater Water Expansion Tank - HET | 1021417
19-AY1 | 19-AY1 Chatsworth Courthouse | 19-AY1-G3063-100-DFS01 | Diesel Fuel Alarm | Ronah | 23-7086 | X76CTM-N4-1 | OM00036529 |  | Building Control | NA | NA | NA | NA | 120 | DNA | Electric | DNA | NA | NA | \Classifications\Building System Class\G30-Site Mechanical Utilities\G3060 - Fuel Distribution\Diesel Fuel Leak Detection System - DFS | 1021623
19-AY1 | 19-AY1 Chatsworth Courthouse | 19-AY1-D3020-100-HET08 | Water Expansion Tank (Room L741) HET08 | Roy E Henson | 450973 | 2134222 | OM00040400 |  | Basement Room L741 | NA | NA | NA | NA | NA | NA | NA | NA | NA | NA | \Classifications\Building System Class\D30-HVAC Systems\D3020 - Heat SYS\Heater Water Expansion Tank - HET | 1021624
19-AZ1 | 19-AZ1 Michael D. Antonovich Antelope Valley Courthouse | 19-AZ1-D1010-100-ELE01 | Elevator #1, Passenger | MITSUBISHI | NA | EM 36340H | OM00030685 | State ID# 128111 | DNA | NA | NA | NA | 40 | 480 | 60 | Electric | 3 | NA | NA | \Classifications\Building System Class\D10-Conveyance Systems\D1010 - Elevator\Elevator,Electric,Pass/Freight - ELE | 1013523
19-AZ1 | 19-AZ1 Michael D. Antonovich Antelope Valley Courthouse | 19-AZ1-D1010-100-ELE02 | Elevator #2, Passenger | MITSUBISHI | NA | EM 364OH | OM00030684 | State ID# 128112 | MAIN ELEVATOR ROOM | NA | NA | NA | 40 | 480 | 60 | Electric | 3 | NA | NA | \Classifications\Building System Class\D10-Conveyance Systems\D1010 - Elevator\Elevator,Electric,Pass/Freight - ELE | 1013524
19-AZ1 | 19-AZ1 Michael D. Antonovich Antelope Valley Courthouse | 19-AZ1-D1010-100-ELE03 | Elevator #3, Psssenger | MITSUBISHI | NA | EM 364OH | OM00030682 | State ID# 128113 | MAIN ELEVATOR ROOM | NA | NA | NA | 40 | 480 | 60 | Electric | 3 | NA | NA | \Classifications\Building System Class\D10-Conveyance Systems\D1010 - Elevator\Elevator,Electric,Pass/Freight - ELE | 1013525
19-AZ1 | 19-AZ1 Michael D. Antonovich Antelope Valley Courthouse | 19-AZ1-D1010-100-ELE04 | Elevator #4, Passenger | MITSUBISHI | NA | EM 364OH | OM00030683 | State ID# 128114 | MAIN ELEVATOR ROOM | NA | NA | NA | 40 | 480 | 60 | Electric | 3 | NA | NA | \Classifications\Building System Class\D10-Conveyance Systems\D1010 - Elevator\Elevator,Electric,Pass/Freight - ELE | 1013526
19-AZ1 | 19-AZ1 Michael D. Antonovich Antelope Valley Courthouse | 19-AZ1-D1010-100-ELE05 | Elevator #5, Passenger | MITSUBISHI | DNA | EMT-580T | OM00030681 | State ID# 128115 | MAIN ELEVATOR ROOM | NA | NA | NA | 50 | 470 | 75 | Electric | 3 | NA | NA | \Classifications\Building System Class\D10-Conveyance Systems\D1010 - Elevator\Elevator,Electric,Pass/Freight - ELE | 1013527
19-AZ1 | 19-AZ1 Michael D. Antonovich Antelope Valley Courthouse | 19-AZ1-D1010-100-ELE06 | Elevator #6, Passenger | MITSUBISHI | NA | EMT-580T | OM00030686 | State ID# 128116 | MAIN ELEVATOR ROOM | NA | NA | NA | 40 | 480 | 60 | Electric | 3 | NA | NA | \Classifications\Building System Class\D10-Conveyance Systems\D1010 - Elevator\Elevator,Electric,Pass/Freight - ELE | 1013528
19-AZ1 | 19-AZ1 Michael D. Antonovich Antelope Valley Courthouse | 19-AZ1-D1010-100-ELE07 | Elevator #7, Passenger | MITSUBISHI | CE9097001 | EM 364OH | OM00030680 | State ID# 128117 | ELEVATOR ROOM SOUTH EAST | NA | NA | NA | 40 | 480 | 60 | Electric | 3 | NA | NA | \Classifications\Building System Class\D10-Conveyance Systems\D1010 - Elevator\Elevator,Electric,Pass/Freight - ELE | 1013529
19-AZ1 | 19-AZ1 Michael D. Antonovich Antelope Valley Courthouse | 19-AZ1-D1010-100-ELE08 | Elevator #8, Judge | Bucher Hydraulic | G09-J208-M | SQ30029585 | OM00030655 | State ID# 128118 | ELEVATOR 8 MECH ROOM -JUDGES PARKING | NA | NA | NA | 40 | 480 | 53 | Electric | 3 | NA | NA | \Classifications\Building System Class\D10-Conveyance Systems\D1010 - Elevator\Elevator,Electric,Pass/Freight - ELE | 1013530
19-AZ1 | 19-AZ1 Michael D. Antonovich Antelope Valley Courthouse | 19-AZ1-D1010-100-ELE09 | Elevator #9, Passenger | MITSUBISHI | NA | EM3640H | OM00030690 | State ID# 128119 | ELEVATOR ROOM NE | NA | NA | NA | 40 | 480 | 60 | Electric | 3 | NA | NA | \Classifications\Building System Class\D10-Conveyance Systems\D1010 - Elevator\Elevator,Electric,Pass/Freight - ELE | 1013531
19-AZ1 | 19-AZ1 Michael D. Antonovich Antelope Valley Courthouse | 19-AZ1-D1010-100-ELE10 | Elevator #10, Passenger | Bucher Hydraulic | S030029580 | UC750/LRV7001/280 | OM00033714 | State ID# 128120 | ELEVATOR #10 MACHINE ROOMELEVATOR ROOM | NA | NA | NA | 50 | 480 | 75 | Hydraulic | 3 | NA | NA | \Classifications\Building System Class\D10-Conveyance Systems\D1010 - Elevator\Elevator,Hydraulic,Pass/Freight - ELE | 1013532
19-AZ1 | 19-AZ1 Michael D. Antonovich Antelope Valley Courthouse | 19-AZ1-D1010-100-ELE11 | Elevator #11, Passenger | Bucher Hydraulic | S030029584 | UC750/LRV7001/280 | OM00033713 | State ID# 128121 | ELEVATOR #11 MECH ROOM | NA | NA | NA | 50 | 480 | 75 | Hydraulic | 3 | NA | NA | \Classifications\Building System Class\D10-Conveyance Systems\D1010 - Elevator\Elevator,Hydraulic,Pass/Freight - ELE | 1013533
19-AZ1 | 19-AZ1 Michael D. Antonovich Antelope Valley Courthouse | 19-AZ1-D1010-100-ELE12 | Elevator #12, Passenger | BUCHER | NA | SQ30029585 | OM00033712 | State ID# 152284 | ELEVATOR #12 MECH ROOM | NA | NA | NA | 50 | 480 | 75 | Hydraulic | 3 | NA | NA | \Classifications\Building System Class\D10-Conveyance Systems\D1010 - Elevator\Elevator,Hydraulic,Pass/Freight - ELE | 1013534
19-AZ1 | 19-AZ1 Michael D. Antonovich Antelope Valley Courthouse | 19-AZ1-D3050-250-ACU01 | A/C SPLIT SYSTEM #1 (CU1) | DATA AIRE | 2001048OA | DRCU0634 | OM00030663 |  | ROOF | NA | NA | R-22 | 1 | 460 | 7.2 | Electric | 3 | NA | NA | \Classifications\Building System Class\D30-HVAC Systems\D3050 - Package SYS\Air Conditioning,Split System - ACU | 1014920
19-AZ1 | 19-AZ1 Michael D. Antonovich Antelope Valley Courthouse | 19-AZ1-D3050-250-ACU02 | A/C SPLIT SYSTEM #2 (CU2) | DATA AIRE | 2001-0482-A | DARC06PB | OM00030858 |  | 1ST FLOOR ROOF | A41 (1) | 20x20x2 (1) | R-22 | 3/4 | 208-230/460 | 6.6 | Electric | 3 | NA | NA | \Classifications\Building System Class\D30-HVAC Systems\D3050 - Package SYS\Air Conditioning,Split System - ACU | 1014921
19-AZ1 | 19-AZ1 Michael D. Antonovich Antelope Valley Courthouse | 19-AZ1-D3041-110-AHU01 | AIR HANDLER UNIT #1 (AH1) | ENERGY LABS | 0104-1947-1 | C80140FCHL | OM00030652 |  | NEXT TO CHILLER ROOM | Return BX82 (1), Supply B128 (4) | (15) 24X24X2, (15) 24X24X12, (3) 12X24X2, (3) 12X24X12 | NA | 40 & 5 | 208-230/460 | 96/48 & 13.9/12.6 | Electric | 3 | NA | NA | \Classifications\Building System Class\D30-HVAC Systems\D3040 - Distribution SYS\Air Handling Unit - AHU | 1014922
19-AZ1 | 19-AZ1 Michael D. Antonovich Antelope Valley Courthouse | 19-AZ1-D3041-110-AHU02 | AIR HANDLER UNIT #2 (AH2) | ENERGY LABS | 0104-1947-2 | C5686-FCHL | OM00030854 |  | NEXT TO FIRE PUMP ROOM | (2) B95 / (1) B69 | (6) 24X24X12, (6) 24X24X2 | NA | 15 | 460 | 21 | Electric | 3 | NA | NA | \Classifications\Building System Class\D30-HVAC Systems\D3040 - Distribution SYS\Air Handling Unit - AHU | 1014923
19-AZ1 | 19-AZ1 Michael D. Antonovich Antelope Valley Courthouse | 19-AZ1-D3041-110-AHU03 | AIR HANLDER UNIT #3 (AH3) | ENERGY LABS | 0104-1947-3 | C125168-FCHL | OM00030666 |  | ROOF | B108 (2) | 24x24x2 (24), 12x24x2 (10, 24x24x18 (24), 12x24x18 (10 | NA | 60 | 460 | 77 | Electric | 3 | NA | NA | \Classifications\Building System Class\D30-HVAC Systems\D3040 - Distribution SYS\Air Handling Unit - AHU | 1014924
19-AZ1 | 19-AZ1 Michael D. Antonovich Antelope Valley Courthouse | 19-AZ1-D3041-110-AHU04 | AIR HANDLER UNIT #4 | ENERGY LABS | 0104-1947-4 | C125168-FCHL | OM00030668 |  | ROOF | Return BX108 (2), Supply B158 (5) | 24x24x2 (30), 12x24x12 (5), 24x24x12 (30), 12x24x12 (5) | NA | 60 | 460 | 77 | Electric | 3 | NA | NA | \Classifications\Building System Class\D30-HVAC Systems\D3040 - Distribution SYS\Air Handling Unit - AHU | 1014925
19-AZ1 | 19-AZ1 Michael D. Antonovich Antelope Valley Courthouse | 19-AZ1-D3041-110-AHU05 | AIR HANDLER UNIT #5 (AH5) | ENERGY LABS | 0104-1947-5 | C125168-FCHL | OM00030674 |  | ROOF | (10) B-158, (3) B-138 | (30) 24X24X2, (30) 24X24X12, (5) 12X24X2, (5) 12X24X12 | NA | 60 | 460 | 77 | Electric | 3 | NA | NA | \Classifications\Building System Class\D30-HVAC Systems\D3040 - Distribution SYS\Air Handling Unit - AHU | 1014926
19-AZ1 | 19-AZ1 Michael D. Antonovich Antelope Valley Courthouse | 19-AZ1-D3041-110-AHU06 | AIR HANDLER UNIT #6 (AH6) | ENERGY LABS | 0104-1947-6 | C107156-FCHL | OM00030675 |  | ROOF | (10) B-142, (2) B-130 | (24) 24X24X12, (24) 24X24X2 | NA | 50 | 460 | 65 | Electric | 3 | NA | NA | \Classifications\Building System Class\D30-HVAC Systems\D3040 - Distribution SYS\Air Handling Unit - AHU | 1014927
19-AZ1 | 19-AZ1 Michael D. Antonovich Antelope Valley Courthouse | 19-AZ1-D2023-100-BFP01 | BACKFLOW PREVENTER #1 (2" IRRIGATION) | FEBCO | H07334 | 825Y 2" | OM00033653 |  | DRIVEWAY ON AVE ""M"" | NA | NA | NA | NA | NA | NA | NA | NA | NA | NA | \Classifications\Building System Class\D20-Plumbing\D2020 - Domestic Water\Backflow Preventer - BFP | 1014928
19-AZ1 | 19-AZ1 Michael D. Antonovich Antelope Valley Courthouse | 19-AZ1-D2023-100-BFP02 | BACKFLOW PREVENTER #2 (10" FIRE) | FEBCO | 106090848 | 826 YD 10" | OM00033652 | Acct#:04024396 Meter SENSUS 55930219 Device:1002627 | DRIVEWAY FOR AVE ""M"" - Requires County of LA Public Works Form | NA | NA | NA | NA | NA | NA | NA | NA | NA | NA | \Classifications\Building System Class\D20-Plumbing\D2020 - Domestic Water\Backflow Preventer - BFP | 1014929
19-AZ1 | 19-AZ1 Michael D. Antonovich Antelope Valley Courthouse | 19-AZ1-D2023-100-BFP03 | BACKFLOW PREVENTER #3 (1 1/4" BOILER) | WILKINS/ZURN | W233830 | 975 XL 1-1/4" | OM00033705 | OW0209916-FA0234825-BD0042016-MARCH | ROOF- PENTHOUSE HEATING HOT WATER MAKE UP (LAPHD FORM REQUIRED) | NA | NA | NA | NA | NA | NA | NA | NA | NA | NA | \Classifications\Building System Class\D20-Plumbing\D2020 - Domestic Water\Backflow Preventer - BFP | 1014930
19-AZ1 | 19-AZ1 Michael D. Antonovich Antelope Valley Courthouse | 19-AZ1-D2023-100-BFP04 | BACKFLOW PREVENTER #4 (CHILL WATER) | WILKINS | 156753 | 975 XL | OM00030847 | OW0209916-FA0234825-BD0042015-MARCH | CHILLER ROOM MAKE UP CHILLER (LAPHD FORM REQUIRED) | NA | NA | NA | NA | NA | NA | NA | NA | NA | NA | \Classifications\Building System Class\D20-Plumbing\D2020 - Domestic Water\Backflow Preventer - BFP | 1014931
19-AZ1 | 19-AZ1 Michael D. Antonovich Antelope Valley Courthouse | 19-AZ1-D2023-100-BFP06 | BACKFLOW PREVENTER #6 (10" DOMESTIC WATER) | FEBCO | 0009151420 | 826YD 10" | OM00030694 |  | NEXT TO SECURE PARKING ENTRANCE | NA | NA | NA | NA | NA | NA | NA | NA | NA | NA | \Classifications\Building System Class\D20-Plumbing\D2020 - Domestic Water\Backflow Preventer - BFP | 1014933
19-AZ1 | 19-AZ1 Michael D. Antonovich Antelope Valley Courthouse | 19-AZ1-D3021-130-BLR01 | BOILER #1 (GAS) | Parker Boiler | 53984 | T-5700L | OM00033704 | PTO# B008536 | BOILER ROOM | NA | NA | NA | 3 | 460 | DNA | Natural gas | 3 | 5,700,000 | 4,560,000 | \Classifications\Building System Class\D30-HVAC Systems\D3020 - Heat SYS\Boiler,Hot Water,Oil/Gas/Comb. - BLR | 1014934
19-AZ1 | 19-AZ1 Michael D. Antonovich Antelope Valley Courthouse | 19-AZ1-D3021-130-BLR02 | BOILER #1 (GAS) | RAYPAK | 0202191702 | WH1-0402 | OM00030505 | CO: 2015 FAC# 2624 Permit: B008537 | BOILER ROOM | NA | NA | NA | DNA | 120 | 12 | Natural gas | 1 | 399,000 | 319,000 | \Classifications\Building System Class\D30-HVAC Systems\D3020 - Heat SYS\Boiler,Hot Water,Oil/Gas/Comb. - BLR | 1014935
19-AZ1 | 19-AZ1 Michael D. Antonovich Antelope Valley Courthouse | 19-AZ1-D3021-130-BLR03 | BOILER #3 (GAS) | Parker Boiler | 53983 | T-5700L | OM00033703 | B008537 | BOILER ROOM | NA | NA | NA | 3 | 460 | DNA | Natural gas | 3 | 5,700,000 | 4,560,000 | \Classifications\Building System Class\D30-HVAC Systems\D3020 - Heat SYS\Boiler,Hot Water,Oil/Gas/Comb. - BLR | 1014936
19-AZ1 | 19-AZ1 Michael D. Antonovich Antelope Valley Courthouse | 19-AZ1-D3021-130-BLR04 | BOILER #4 (GAS, DOMESTIC HOT WATER) | RAYPAK | 0202191701 | WH10402 | OM00033708 | NA | BOILER ROOM | NA | NA | NA | NA | 120 | 12 | Natural gas | 1 | 399,000 | 319,000 | \Classifications\Building System Class\D30-HVAC Systems\D3020 - Heat SYS\Boiler,Hot Water,Oil/Gas/Comb. - BLR | 1014937
19-AZ1 | 19-AZ1 Michael D. Antonovich Antelope Valley Courthouse | 19-AZ1-D3021-130-BLR05 | BOILER #5 (GAS, DOMESTIC HOT WATER) (PB-3) | RAYPAK | 0504234709 | WH0401 | OM00030511 | NA | BOILER ROOM | NA | NA | NA | 1/12 | 115 | 1.7 | Natural gas | 1 | 399,000 | 319,000 | \Classifications\Building System Class\D30-HVAC Systems\D3020 - Heat SYS\Boiler,Hot Water,Oil/Gas/Comb. - BLR | 1014938
19-AZ1 | 19-AZ1 Michael D. Antonovich Antelope Valley Courthouse | 19-AZ1-D3068-100-BAS01 | BUILDING AUTOMATION SYSTEM | ALC | NA | NA | OM00030662 | NA | ENGINEERING OFFICE | NA | NA | NA | NA | 115 | DNA | Electric | 1 | NA | NA | \Classifications\Building System Class\D30-HVAC Systems\D3060 - Control & Inst Air\Building Automation System - BAS | 1014939
19-AZ1 | 19-AZ1 Michael D. Antonovich Antelope Valley Courthouse | 19-AZ1-D3031-130-CLR01 | CHILLER UNIT #1 | York | GNKM 171666 | YTJ3C2E2 CRJ | OM00030845 |  | CHILLER ROOM | NA | NA | R-123 | 3/4 | 460 | 800 Max/544 Min | Electric | 3 | NA | NA | \Classifications\Building System Class\D30-HVAC Systems\D3030 - Cooling SYS\Chiller, Water Cooled - CLR | 1014940
19-AZ1 | 19-AZ1 Michael D. Antonovich Antelope Valley Courthouse | 19-AZ1-D3031-130-CLR02 | CHILLER UNIT #2 | York | GNKM 101627 | YTJ3C2E2 CRJ | OM00030846 |  | CHILLER ROOM | NA | NA | R-123 | 3/4 | 460 | 800 Max/544 Min | Electric | 3 | NA | NA | \Classifications\Building System Class\D30-HVAC Systems\D3030 - Cooling SYS\Chiller, Water Cooled - CLR | 1014941
19-AZ1 | 19-AZ1 Michael D. Antonovich Antelope Valley Courthouse | 19-AZ1-D3030-110-CTW01 | COOLING TOWER #1 (1A/1B) | EVAPCO | W016736 | SST29-321 | OM00033654 | NA | NEAR LOADING DOCK | 4B154 (1) | NA | NA | 10/2.5 | 460 | 12.7/4.8 | Electric | 3 | NA | NA | \Classifications\Building System Class\D30-HVAC Systems\D3030 - Cooling SYS\Cooling Tower - CTW | 1014942
19-AZ1 | 19-AZ1 Michael D. Antonovich Antelope Valley Courthouse | 19-AZ1-D3030-110-CTW02 | COOLING TOWER #2 (2A/2B) | EVAPCO | W016735 | SST29-321 | OM00033655 | NA | NEAR LOADING DOCK | DNA | NA | NA | 10 | 460 | 10/2.5 | Electric | 3 | NA | NA | \Classifications\Building System Class\D30-HVAC Systems\D3030 - Cooling SYS\Cooling Tower - CTW | 1014943
19-AZ1 | 19-AZ1 Michael D. Antonovich Antelope Valley Courthouse | 19-AZ1-D3030-310-CTF01 | Cooling Tower Filtration System | Lakos Claude Laval Corp | 27007-001 | MTX0910 | OM00030853 |  | CHILLER ROOM | NA | NA | NA | NA | NA | NA | NA | NA | NA | NA | \Classifications\Building System Class\D30-HVAC Systems\D3030 - Cooling SYS\Cooling Tower Filter - CTF | 1014944
19-AZ1 | 19-AZ1 Michael D. Antonovich Antelope Valley Courthouse | 19-AZ1-D3020-100-HET01 | COMPRESSION TANK, HEATING HOT WATER (C-1) | WESSELS | DNA | DNA | OM00033707 |  | BOILER ROOM | NA | NA | NA | NA | NA | NA | NA | NA | NA | NA | \Classifications\Building System Class\D30-HVAC Systems\D3020 - Heat SYS\Heater Water Expansion Tank - HET | 1014945
19-AZ1 | 19-AZ1 Michael D. Antonovich Antelope Valley Courthouse | 19-AZ1-D3020-100-HET02 | Water Expansion Tank (Boiler Rm) | NA | NA | NA | OM00033718 | NA | BOILER ROOM | NA | NA | NA | NA | NA | NA | NA | NA | NA | NA | \Classifications\Building System Class\D30-HVAC Systems\D3020 - Heat SYS\Heater Water Expansion Tank - HET | 1014946
19-AZ1 | 19-AZ1 Michael D. Antonovich Antelope Valley Courthouse | 19-AZ1-B2034-400-DOH01 | ROLL UP DOOR #1 (JUDGES PARKING) | Lawrence Roll-Up Doors | NA | NA | OM00036205 |  | LOWER LEVEL PARKING GARAGE | NA | NA | NA | NA | 480 | DNA | Electric | 3 | NA | na | \Classifications\Building System Class\B20-General Building Exterior\B2030 - Exterior Doors\Door,Overhead-Shutter,Manual,Elec,Roll-up - DOH | 1014947
19-AZ1 | 19-AZ1 Michael D. Antonovich Antelope Valley Courthouse | 19-AZ1-B2034-400-DOH02 | ROLL UP DOOR #2 (JUDGES PARKING) | Lawrence Roll-Up Doors | NA | NA | OM00036206 |  | LOWER LEVEL JUDGES PARKING | NA | NA | NA | NA | 480 | DNA | Electric | 3 | NA | NA | \Classifications\Building System Class\B20-General Building Exterior\B2030 - Exterior Doors\Door,Overhead-Shutter,Manual,Elec,Roll-up - DOH | 1014948
19-AZ1 | 19-AZ1 Michael D. Antonovich Antelope Valley Courthouse | 19-AZ1-B2034-400-DOH05 | ROLL UP GATE #5 (1031-1) | Atlas Door Company | NA | 192397X4-H | OM00033658 |  | NEAR MAIN ELECTRICAL ROOM | NA | NA | NA | 1/2 | 230/460 | 1.9/0.96 | Electric | 3 | NA | NA | \Classifications\Building System Class\B20-General Building Exterior\B2030 - Exterior Doors\Door,Overhead-Shutter,Manual,Elec,Roll-up - DOH | 1014949
19-AZ1 | 19-AZ1 Michael D. Antonovich Antelope Valley Courthouse | 19-AZ1-B2034-400-DOH06 | ROLL UP DOOR #6 (1031-2) | Atlas Door Company | NA | 192397X4-H | OM00033659 |  | NEAR MAIN ELECTRICAL ROOM | NA | NA | NA | 1/2 | 230/460 | 1.9/0.96 | Electric | 3 | NA | NA | \Classifications\Building System Class\B20-General Building Exterior\B2030 - Exterior Doors\Door,Overhead-Shutter,Manual,Elec,Roll-up - DOH | 1014950
19-AZ1 | 19-AZ1 Michael D. Antonovich Antelope Valley Courthouse | 19-AZ1-D5010-234-ATS01 | AUTOMATIC TRANSFER SWITCH | Cummin Power Command Transfer Switch | G010264814 | OTPCG4964007 | OM00030855 |  | MAIN ELECTRICAL ROOM | NA | NA | NA | NA | 480 | 2000 | Electric | 3 | NA | NA | \Classifications\Building System Class\D50-Electrical SYS\D5010 - Elec Service & Dist\Automatic Transfer Switch - ATS | 1014951
19-AZ1 | 19-AZ1 Michael D. Antonovich Antelope Valley Courthouse | 19-AZ1-D5010-200-ESD01 | ELECTRICAL, MAIN SWITCHBOARD #1 | GE | 50196-1M | H0215 | OM00030856 | NA | MAIN ELECTRIC ROOM | NA | NA | NA | NA | 480 | 3000 | Electric | 3 | NA | NA | \Classifications\Building System Class\D50-Electrical SYS\D5010 - Elec Service & Dist\Electical Service and Distribution - ESD | 1014952
19-AZ1 | 19-AZ1 Michael D. Antonovich Antelope Valley Courthouse | 19-AZ1-D5010-200-ESD02 | ELECTRICAL, MAIN SWITCHBOARD #2 | GE | 50196-2 | H0215 | OM00030857 | NA | MAIN ELECTRICAL ROOM | NA | NA | NA | NA | 480 | 3000 | Electric | 3 | NA | NA | \Classifications\Building System Class\D50-Electrical SYS\D5010 - Elec Service & Dist\Electical Service and Distribution - ESD | 1014953
19-AZ1 | 19-AZ1 Michael D. Antonovich Antelope Valley Courthouse | 19-AZ1-D5011-240-TRN01 | ELECTRICAL, TRANSFORMER #1 | HO | 3240314201 | NA | OM00030657 |  | NEXT TO GENERATOR | NA | NA | NA | NA | 480 | DNA | Electric | 3 | NA | NA | \Classifications\Building System Class\D50-Electrical SYS\D5010 - Elec Service & Dist\Transformer - TRN | 1014954
19-AZ1 | 19-AZ1 Michael D. Antonovich Antelope Valley Courthouse | 19-AZ1-D5011-240-TRN03 | ELECTRICAL, TRANSFORMER #3 | NA | NA | NA | OM00030660 |  | NEXT TO JUDGE'S PARKING ENTRANCE | NA | NA | NA | NA | 480 | DNA | Electric | 3 | NA | NA | \Classifications\Building System Class\D50-Electrical SYS\D5010 - Elec Service & Dist\Transformer - TRN | 1014955
19-AZ1 | 19-AZ1 Michael D. Antonovich Antelope Valley Courthouse | 19-AZ1-D5011-240-TRN04 | ELECTRICAL, TRANSFORMER #4 | S & C Electric Company | 021385 | PME9 | OM00030691 |  | NEXT TO JUDGE'S PARKING ENTRANCE | NA | NA | NA | NA | 480 | DNA | Electric | 3 | NA | NA | \Classifications\Building System Class\D50-Electrical SYS\D5010 - Elec Service & Dist\Transformer - TRN | 1014956
19-AZ1 | 19-AZ1 Michael D. Antonovich Antelope Valley Courthouse | 19-AZ1-D3040-120-FCU01 | FAN COIL UNIT #1 (FC1) | York | NA | SCHFANIR | OM00030871 |  | ABOVE CHILL WATER PUMPS | B461 | 20x20x2 (6), 20x12x2 (4) | NA | 3 | 230/460 | 8.7/4.1 | Electric | 3 | NA | NA | \Classifications\Building System Class\D30-HVAC Systems\D3040 - Distribution SYS\Fan Coil Unit - FCU | 1014957
19-AZ1 | 19-AZ1 Michael D. Antonovich Antelope Valley Courthouse | 19-AZ1-D3040-120-FCU02 | FAN COIL UNIT #2 (FC2) | CARRIER | NA | NA | OM00030870 |  | ABOVE CEILING TILES | NA | (1) 10X18X1 | NA | 1/3 | 115 | 0.53 | Electric | 1 | NA | NA | \Classifications\Building System Class\D30-HVAC Systems\D3040 - Distribution SYS\Fan Coil Unit - FCU | 1014958
19-AZ1 | 19-AZ1 Michael D. Antonovich Antelope Valley Courthouse | 19-AZ1-D3040-120-FCU03 | FAN COIL UNIT #3 (FC3) CACC1 | DATA AIRE | 20010483A | DAPC-03 | OM00030661 |  | ROOF ROOM | A39 (1) | (1) 20X20X2 | NA | 10 | 208-230/460 | 3.3-3.1/1.55 | Electric | 3 | NA | NA | \Classifications\Building System Class\D30-HVAC Systems\D3040 - Distribution SYS\Fan Coil Unit - FCU | 1014959
19-AZ1 | 19-AZ1 Michael D. Antonovich Antelope Valley Courthouse | 19-AZ1-D3042-220-EFN01 | FAN, EXHAUST #1 (EF1) | Loren Cook Company | NA | 330SQ1B | OM00030654 |  | Mech Room L901 by South side Sally Port | AX85 (2) | NA | NA | 7.5 | 208-230/460 | 21.1-20.0/10.0 | Electric | 3 | NA | NA | \Classifications\Building System Class\D30-HVAC Systems\D3040 - Distribution SYS\Supply/Exhaust/Return fans- FAN | 1014960
19-AZ1 | 19-AZ1 Michael D. Antonovich Antelope Valley Courthouse | 19-AZ1-D3042-220-EFN02 | FAN, EXHAUST #2 | Loren Cook Company | NA | 330SQ1B | OM00030653 |  | Mech Room L901 by South side Sally Port | AX85 (2) | NA | NA | 7.5 | 208-230/460 | 21.1-20.0/10.0 | Electric | 3 | NA | NA | \Classifications\Building System Class\D30-HVAC Systems\D3040 - Distribution SYS\Supply/Exhaust/Return fans- FAN | 1014961
19-AZ1 | 19-AZ1 Michael D. Antonovich Antelope Valley Courthouse | 19-AZ1-D3042-220-EFN03 | FAN, EXHAUST #3 | Loren Cook Company | NA | 210ACRUB | OM00030867 |  | ROOF | AX29 (1) | NA | NA | 1 | 230/460 | 2.8/1.4 | Electric | 3 | NA | NA | \Classifications\Building System Class\D30-HVAC Systems\D3040 - Distribution SYS\Supply/Exhaust/Return fans- FAN | 1014962
19-AZ1 | 19-AZ1 Michael D. Antonovich Antelope Valley Courthouse | 19-AZ1-D3042-220-EFN04 | FAN, EXHAUST #4 | Loren Cook Company | NA | 210SQIB | OM00030872 |  | SALLY PORT ABOVE BUSES | A53 (1) | NA | NA | 1 | 208/460 | 3.4/1.7 | Electric | 3 | NA | NA | \Classifications\Building System Class\D30-HVAC Systems\D3040 - Distribution SYS\Supply/Exhaust/Return fans- FAN | 1014963
19-AZ1 | 19-AZ1 Michael D. Antonovich Antelope Valley Courthouse | 19-AZ1-D3042-220-EFN05 | FAN, EXHAUST #5 | Loren Cook Company | NA | EMJ580T | OM00030865 |  | ROOF | 4L240R (1) | NA | NA | 3/4 | 230/460 | 3/1.5 | Electric | 1 | NA | NA | \Classifications\Building System Class\D30-HVAC Systems\D3040 - Distribution SYS\Supply/Exhaust/Return fans- FAN | 1014964
19-AZ1 | 19-AZ1 Michael D. Antonovich Antelope Valley Courthouse | 19-AZ1-D3042-220-EFN06 | FAN, EXHAUST #6 | Loren Cook Company | NA | 35ACRUB1 | OM00030866 |  | ROOF | 4L240R (1) | NA | NA | 1/2 | 120 | 2.0/1.0 | Electric | 1 | NA | NA | \Classifications\Building System Class\D30-HVAC Systems\D3040 - Distribution SYS\Supply/Exhaust/Return fans- FAN | 1014965
19-AZ1 | 19-AZ1 Michael D. Antonovich Antelope Valley Courthouse | 19-AZ1-D3042-220-EFN19 | FAN, EXHAUST #7A | Loren Cook Company | NA | 330SQIB | OM00030672 |  | ROOF | (3) B-83 | NA | NA | 10 | 208/230/460 | 27.3/25.2/12.6 | Electric | 3 | NA | NA | \Classifications\Building System Class\D30-HVAC Systems\D3040 - Distribution SYS\Supply/Exhaust/Return fans- FAN | 1014966
19-AZ1 | 19-AZ1 Michael D. Antonovich Antelope Valley Courthouse | 19-AZ1-D3042-220-EFN20 | FAN, EXHAUST #7B | Loren Cook Company | NA | 330SQIB | OM00030671 |  | ROOF | (3) B-83 | NA | NA | 10 | 208/230/460 | 27.3/25.2/12.6 | Electric | 3 | NA | NA | \Classifications\Building System Class\D30-HVAC Systems\D3040 - Distribution SYS\Supply/Exhaust/Return fans- FAN | 1014967
19-AZ1 | 19-AZ1 Michael D. Antonovich Antelope Valley Courthouse | 19-AZ1-D3042-220-EFN08 | FAN, EXHAUST #8 | Loren Cook Company | S532989 | 445CASWSI | OM00030669 |  | ROOF | (3) BX95 | NA | NA | 20 | 230/460 | 50/25 | Electric | 3 | NA | NA | \Classifications\Building System Class\D30-HVAC Systems\D3040 - Distribution SYS\Supply/Exhaust/Return fans- FAN | 1014968
19-AZ1 | 19-AZ1 Michael D. Antonovich Antelope Valley Courthouse | 19-AZ1-D3042-220-EFN09 | FAN, EXHAUST #9 | Loren Cook Company | 553298-9815 | 330SQIB | OM00030665 |  | ROOF | (2) B-83 | NA | NA | 5 | 208-230/460 | 21.1-20.0/10.0 | Electric | 3 | NA | NA | \Classifications\Building System Class\D30-HVAC Systems\D3040 - Distribution SYS\Supply/Exhaust/Return fans- FAN | 1014969
19-AZ1 | 19-AZ1 Michael D. Antonovich Antelope Valley Courthouse | 19-AZ1-D3042-220-EFN10 | FAN, EXHAUST #10 | Loren Cook Company | S53289 | 330SQIB | OM00030664 |  | ROOF | (2) B-83 | NA | NA | 10 | 208-230/460 | 14 | Electric | 3 | NA | NA | \Classifications\Building System Class\D30-HVAC Systems\D3040 - Distribution SYS\Supply/Exhaust/Return fans- FAN | 1014970
19-AZ1 | 19-AZ1 Michael D. Antonovich Antelope Valley Courthouse | 19-AZ1-D3042-220-EFN11 | FAN, EXHAUST #11 | Loren Cook Company | S53298981 | 330SQIB | OM00030679 |  | ROOF | (2) A-85 | NA | NA | 7.5 | 208-230/460 | 21.1-20.0/10.0 | Electric | 3 | NA | NA | \Classifications\Building System Class\D30-HVAC Systems\D3040 - Distribution SYS\Supply/Exhaust/Return fans- FAN | 1014971
19-AZ1 | 19-AZ1 Michael D. Antonovich Antelope Valley Courthouse | 19-AZ1-D3042-220-EFN13 | FAN, EXHAUST #13 | Loren Cook Company | S53298981 | 225SQIB | OM00030670 |  | ROOF | A-59 | NA | NA | 2 | 460 | 3.4 | Electric | 3 | NA | NA | \Classifications\Building System Class\D30-HVAC Systems\D3040 - Distribution SYS\Supply/Exhaust/Return fans- FAN | 1014972
19-AZ1 | 19-AZ1 Michael D. Antonovich Antelope Valley Courthouse | 19-AZ1-D3042-220-EFN14 | FAN, EXHAUST #14 | Loren Cook Company | 138S82648000000701 | 195CPSA | OM00030861 |  | 1ST FLOOR ROOF | AX42 (1) | NA | NA | 2 | 230/460 | 5.6/2.8 | Electric | 3 | NA | NA | \Classifications\Building System Class\D30-HVAC Systems\D3040 - Distribution SYS\Supply/Exhaust/Return fans- FAN | 1014973
19-AZ1 | 19-AZ1 Michael D. Antonovich Antelope Valley Courthouse | 19-AZ1-D3042-220-EFN15 | FAN, EXHAUST #15 | Loren Cook Company | 138S826486000002601 | 195CPSA | OM00030860 |  | 1ST FLOOR ROOF | A39 (1) | NA | NA | 2 | 200-230/460 | 5.6/2.8 | Electric | 3 | NA | NA | \Classifications\Building System Class\D30-HVAC Systems\D3040 - Distribution SYS\Supply/Exhaust/Return fans- FAN | 1014974
19-AZ1 | 19-AZ1 Michael D. Antonovich Antelope Valley Courthouse | 19-AZ1-D3042-220-EFN16 | FAN, EXHAUST #16 | Loren Cook Company | 138S826486000004601 | 150 CPSA | OM00030862 |  | 1ST FLOOR ROOF | AX32 (1) | NA | NA | 1.5 | 230/460 | 4.2/2.1 | Electric | 3 | NA | NA | \Classifications\Building System Class\D30-HVAC Systems\D3040 - Distribution SYS\Supply/Exhaust/Return fans- FAN | 1014975
19-AZ1 | 19-AZ1 Michael D. Antonovich Antelope Valley Courthouse | 19-AZ1-D3042-220-EFN17 | FAN, EXHAUST #17 | Loren Cook Company | 138S826486000006601 | 150 CPSA | OM00030859 |  | 1ST FLOOR ROOF | AX33 (1) | NA | NA | 1/2 | 115 | DNA | Electric | 1 | NA | NA | \Classifications\Building System Class\D30-HVAC Systems\D3040 - Distribution SYS\Supply/Exhaust/Return fans- FAN | 1014976
19-AZ1 | 19-AZ1 Michael D. Antonovich Antelope Valley Courthouse | 19-AZ1-D3042-220-EFN18 | FAN, EXHAUST #18 | Loren Cook Company | 138S826486000008301 | 195 CPSA | OM00030863 |  | 1ST FLOOR ROOF | A44(1) | NA | NA | 2 | 230/460 | 5.6/2.8 | Electric | 3 | NA | NA | \Classifications\Building System Class\D30-HVAC Systems\D3040 - Distribution SYS\Supply/Exhaust/Return fans- FAN | 1014977
19-AZ1 | 19-AZ1 Michael D. Antonovich Antelope Valley Courthouse | 19-AZ1-C1020-110-FRD09 | FIRE DOOR SLIDING (FIRE CURTAIN) | Won Door Corp | 14732 | 883086 | OM00030883 | NA | ELEVATOR LOBBYS | NA | NA | NA | DNA | 220 | DNA | Electric | 3 | NA | NA | \Classifications\Building System Class\C10-General Building Interior\C1020 - Fire Doors\Fire Doors - FRD | 1014978
19-AZ1 | 19-AZ1 Michael D. Antonovich Antelope Valley Courthouse | 19-AZ1-C1020-110-FRD10 | FIRE DOORS SLIDING 1ST FLOOR (FIRE CURTAIN) | ATLAS | NA | NA | OM00030875 |  | MAIN STAIRS LOBBY | NA | NA | NA | 3/4 | 115/230 | 10.8/5.4 | Electric | 3 | NA | NA | \Classifications\Building System Class\C10-General Building Interior\C1020 - Fire Doors\Fire Doors - FRD | 1014979
19-AZ1 | 19-AZ1 Michael D. Antonovich Antelope Valley Courthouse | 19-AZ1-C1020-110-FRD12 | FIRE DOOR OVERHEAD #2A (2ND FLOOR) | ATLAS | NA | DNA | OM00030876 |  | 2ND FLOOR MAIN STAIRS LOBBY | NA | NA | NA | 3/4 | 115/230 | 10.8/5.4 | Electric | 3 | NA | NA | \Classifications\Building System Class\C10-General Building Interior\C1020 - Fire Doors\Fire Doors - FRD | 1014980
19-AZ1 | 19-AZ1 Michael D. Antonovich Antelope Valley Courthouse | 19-AZ1-C1020-110-FRD13 | FIRE DOOR SLIDING #2B (2ND FLOOR ELEVATOR LOBBYS) | Won Door Corp | 883088 | 14735 | OM00030882 |  | ELEVATOR LOBBYS | NA | NA | NA | DNA | 220 | DNA | Electric | 3 | NA | NA | \Classifications\Building System Class\C10-General Building Interior\C1020 - Fire Doors\Fire Doors - FRD | 1014981
19-AZ1 | 19-AZ1 Michael D. Antonovich Antelope Valley Courthouse | 19-AZ1-C1020-110-FRD11 | FIRE DOOR OVERHEAD #3A (3RD FLOOR) | ATLAS | NA | NA | OM00030877 |  | MAIN STAIRS LOBBY | NA | NA | NA | 3/4 | 115/230 | 10.8/5.4 | Electric | 3 | NA | NA | \Classifications\Building System Class\C10-General Building Interior\C1020 - Fire Doors\Fire Doors - FRD | 1014982
19-AZ1 | 19-AZ1 Michael D. Antonovich Antelope Valley Courthouse | 19-AZ1-C1020-110-FRD14 | FIRE DOOR SLIDING #3B (3RD FLOOR) | Won Door Corp | 883087 | 14734 | OM00030881 |  | ELEVATOR LOBBYS | NA | NA | NA | DNA | 220 | DNA | Electric | 3 | NA | NA | \Classifications\Building System Class\C10-General Building Interior\C1020 - Fire Doors\Fire Doors - FRD | 1014983
19-AZ1 | 19-AZ1 Michael D. Antonovich Antelope Valley Courthouse | 19-AZ1-C1020-110-FRD07 | FIRE DOOR OVERHEAD #4A (4TH FLOOR) | ATLAS | NA | AMF50091002 | OM00030878 |  | MAIN STAIRS LOBBY | NA | NA | NA | 3/4 | 115/230 | 10.8/5.4 | Electric | 3 | NA | NA | \Classifications\Building System Class\C10-General Building Interior\C1020 - Fire Doors\Fire Doors - FRD | 1014984
19-AZ1 | 19-AZ1 Michael D. Antonovich Antelope Valley Courthouse | 19-AZ1-C1020-110-FRD08 | FIRE DOOR SLIDING #4B (4TH FLOOR) | Won Door Corp | 883085 | 14733 | OM00030880 |  | ELEVATOR LOBBY | NA | NA | NA | DNA | 220 | DNA | Electric | 3 | NA | NA | \Classifications\Building System Class\C10-General Building Interior\C1020 - Fire Doors\Fire Doors - FRD | 1014985
19-AZ1 | 19-AZ1 Michael D. Antonovich Antelope Valley Courthouse | 19-AZ1-D4031-100-FEX134 | FIRE EXTINGUISHERS (134) | AMEREX | NA | NA | OM00033683 |  | THROUGHOUT BUILDING | NA | NA | NA | NA | NA | NA | NA | NA | NA | NA | \Classifications\Building System Class\D40-Fire Protection SYS\D4030 - FIRE SPEC\Fire Extinguisher - FEX | 1014986
19-AZ1 | 19-AZ1 Michael D. Antonovich Antelope Valley Courthouse | 19-AZ1-D4013-200-PRE01 | FIRE SYSTEMS, STAND PIPE, PREACTION | VIKING | W639658 | F1 | OM00030693 | 298221 | ROOM NEXT TO SALLY PORT | NA | NA | NA | 1/8 | 115 | 3.3 | Electric | 1 | NA | NA | \Classifications\Building System Class\D40-Fire Protection SYS\D4010 - Sprinkler SYS\Fire Systems, Preaction System - PRE | 1014987
19-AZ1 | 19-AZ1 Michael D. Antonovich Antelope Valley Courthouse | 19-AZ1-D5092-210-GEN01 | GENERATOR, EMERGENCY | CUMMINS ONAN | B010207724 | 1500DFLE-1540 | OM00030515 | Permit #E008619 - SN 33148229 | NEAR FUEL TANK | 511016110DF (1) | NA | NA | 2922 | 277/480 | 2255.3 | Diesel | 3 | NA | NA | \Classifications\Building System Class\D50-Electrical SYS\D5090 - Elec SYS\Emergency Generator - GEN | 1014988
19-AZ1 | 19-AZ1 Michael D. Antonovich Antelope Valley Courthouse | 19-AZ1-G2049-300-HSC01 | HARDSCAPE | NA | NA | NA | OM00033447 |  | OUTSIDE OF BUILDING | NA | NA | NA | NA | NA | NA | NA | NA | NA | NA | \Classifications\Building System Class\G20-Other Systems\G2040 - Site Development\Hardscape - HSC | 1014989
19-AZ1 | 19-AZ1 Michael D. Antonovich Antelope Valley Courthouse | 19-AZ1-D3050-310-HPU01 | HEAT PUMP, AIR COOLED #1 (AC1) | CARRIER | 0602G20353 | 48TFL005A611 | OM00030667 |  | SOUTH WEST ELEVATOR ROOM | NA | NA | R-22 | DNA | 460 | 9.6 | Gas | 3 | 72,000 | 59,200 | \Classifications\Building System Class\D30-HVAC Systems\D3050 - Package SYS\Heat Pump,Air Cooled - HPU | 1014990
19-AZ1 | 19-AZ1 Michael D. Antonovich Antelope Valley Courthouse | 19-AZ1-D3050-310-HPU02 | HEAT PUMP, AIR COOLED #2 (AC2) | CARRIER | 4801G50173 | 48TFL006A611 | OM00030677 |  | NORTH EAST ELEVATOR ROOM | NA | NA | R-22 | 3/4 | 460 | 16.4 | Gas | 3 | 72,000 | 59,200 | \Classifications\Building System Class\D30-HVAC Systems\D3050 - Package SYS\Heat Pump,Air Cooled - HPU | 1014991
19-AZ1 | 19-AZ1 Michael D. Antonovich Antelope Valley Courthouse | 19-AZ1-D3050-310-HPU03 | HEAT PUMP, AIR COOLED #3 (AC3) | CARRIER | 3901G32135 | 48TFD014601GA | OM00030673 |  | ROOF | NA | NA | R-22 | DNA | 460 | 27 | Gas | 3 | 224,000 | 179,200 | \Classifications\Building System Class\D30-HVAC Systems\D3050 - Package SYS\Heat Pump,Air Cooled - HPU | 1014992
19-AZ1 | 19-AZ1 Michael D. Antonovich Antelope Valley Courthouse | 19-AZ1-D3050-310-HPU04 | HEAT PUMP, AIR COOLED #4 (AC1B) | CARRIER | 0602G20355 | 48TFL005A611 | OM00030676 |  | ROOF | NA | NA | R-22 | DNA | 460 | 9.6 | Gas | 3 | 72,000 | 59,200 | \Classifications\Building System Class\D30-HVAC Systems\D3050 - Package SYS\Heat Pump,Air Cooled - HPU | 1014993
19-AZ1 | 19-AZ1 Michael D. Antonovich Antelope Valley Courthouse | 19-AZ1-D3050-310-HPU05 | HEAT PUMP, AIR COOLED #5 (AC1C) | CARRIER | NA | 330SQIB | OM00030678 |  | ROOF | NA | NA | R-22 | DNA | 460 | 9.6 | Gas | 3 | DNA | DNA | \Classifications\Building System Class\D30-HVAC Systems\D3050 - Package SYS\Heat Pump,Air Cooled - HPU | 1014994
19-AZ1 | 19-AZ1 Michael D. Antonovich Antelope Valley Courthouse | 19-AZ1-D3050-122-FAH01 | HEATER, FORCED AIR UNIT #1 (GAS) | MODINE | 1011205-7991 | HFG250TMRLN40D2 | OM00030864 |  | 1ST FLOOR ROOF | A54 (1) | 20x25x2 (4) | NA | 3 | 200-208 | 2.0/1.5 | Gas | 3 | 250,000 | 200,000 | \Classifications\Building System Class\D30-HVAC Systems\D3050 - Package SYS\Forced Air Heater,Oil/Gas fired - FAH | 1014995
19-AZ1 | 19-AZ1 Michael D. Antonovich Antelope Valley Courthouse | 19-AZ1-D3050-122-FAH02 | HEATER, FORCED AIR UNIT #2 (GAS) | MODINE | 10312057992 | HFG125TMRLN40D2 | OM00030868 | NA | 1ST FLOOR ROOF | A36 (1) | 16x25x2 (4) | NA | 2 | 200-208 | 7.1/7.2 | Gas | 3 | 250,000 | 200,000 | \Classifications\Building System Class\D30-HVAC Systems\D3050 - Package SYS\Forced Air Heater,Oil/Gas fired - FAH | 1014996
19-AZ1 | 19-AZ1 Michael D. Antonovich Antelope Valley Courthouse | 19-AZ1-G2050-200-LSC01 | LANDSCAPING | NA | NA | NA | OM00033448 |  | OUTSIDE OF BUILDING | NA | NA | NA | NA | NA | NA | NA | NA | NA | NA | \Classifications\Building System Class\G20-Other Systems\G2050 - Landscaping\Landscaping - LSC | 1014997
19-AZ1 | 19-AZ1 Michael D. Antonovich Antelope Valley Courthouse | 19-AZ1-D3060-100-RDS01 | LEAK DETECTION SYSTEM #1 (REFRIGERANT) | Chillgard | K02-1044521-10 | A-RT-A4100F40D | OM00030851 |  | CHILLER ROOM | NA | NA | NA | NA | 115 | 15 | Electric | 1 | NA | NA | \Classifications\Building System Class\D30-HVAC Systems\D3060 - Control & Inst Air\Refrigerant Leak Detection System - RDS | 1014998
19-AZ1 | 19-AZ1 Michael D. Antonovich Antelope Valley Courthouse | 19-AZ1-D5092-250-EML150 | LIGHTING, EMERGENCY (PANEL) | ILLUMINATOR | 76089L1-1 | 2-D-10-S-C8001-S | OM00033710 |  | SWITCH GEAR ROOM | NA | NA | NA | NA | 480 | DNA | Electric | 3 | NA | NA | \Classifications\Building System Class\D50-Electrical SYS\D5090 - Elec SYS\Emergency And Exit Lighting - EML | 1014999
19-AZ1 | 19-AZ1 Michael D. Antonovich Antelope Valley Courthouse | 19-AZ1-D5092-250-ELT25 | LIGHTING, EXTERIOR | NA | NA | NA | OM00033449 |  | OUTSIDE OF BUILDING | NA | NA | NA | NA | 277 | DNA | Electric | 1 | NA | NA | \Classifications\Building System Class\D50-Electrical SYS\D5090 - Elec SYS\Exterior Lighting - ELT | 1015000
19-AZ1 | 19-AZ1 Michael D. Antonovich Antelope Valley Courthouse | 19-AZ1-E1033-310-HLF01 | LOADING DOCK LEVELER (EAST) | Blue Giant Company | 0245680 | A788FH30 | OM00033709 | NA | NEAR MAIN ELECTRICAL ROOM | NA | NA | NA | 3 | 480 | 4.8 | Electric | 3 | NA | NA | \Classifications\Building System Class\E10-Equipment\E1030 - Vehicular Equipment\Hydraulic Lift,Loading Dock - HLF | 1015001
19-AZ1 | 19-AZ1 Michael D. Antonovich Antelope Valley Courthouse | 19-AZ1-E1033-310-HLF02 | LOADING DOCK LEVELER (WEST) | Blue Giant Company | 0145679 | A788FH30 | OM00033660 | NA | NEAR MAIN ELECTRIC ROOM | NA | NA | NA | 3 | 480 | 4.8 | Electric | 3 | NA | NA | \Classifications\Building System Class\E10-Equipment\E1030 - Vehicular Equipment\Hydraulic Lift,Loading Dock - HLF | 1015002
19-AZ1 | 19-AZ1 Michael D. Antonovich Antelope Valley Courthouse | 19-AZ1-D3012-120-GMR01 | GAS, METER READINGS | ROOTS | 0855344 | SM175 | OM00030687 | NA | BOILER ROOM | NA | NA | NA | NA | NA | NA | NA | NA | NA | NA | \Classifications\Building System Class\D30-HVAC Systems\D3010 - Energy Supply\Gas Meter Readings - GMR | 1015003
19-AZ1 | 19-AZ1 Michael D. Antonovich Antelope Valley Courthouse | 19-AZ1-D3012-120-GMR02 | METER, GAS METER READINGS #2 | ROOTS | 0831505 | SM175 | OM00030688 | NA | BOILER ROOM | NA | NA | NA | NA | NA | NA | NA | NA | NA | NA | \Classifications\Building System Class\D30-HVAC Systems\D3010 - Energy Supply\Gas Meter Readings - GMR | 1015004
19-AZ1 | 19-AZ1 Michael D. Antonovich Antelope Valley Courthouse | 19-AZ1-D3050-210-PKU01 | A/C PACKAGE UNIT #1 | United Coolair | 020391 | C6G4A | OM00030869 |  | SWITCH GEAR ROOM | B53 (1) | (2) 16X24X2 | R-22 | 6 | 460 | 19.4 | Electric | 3 | NA | NA | \Classifications\Building System Class\D30-HVAC Systems\D3050 - Package SYS\Package Unit - PKU | 1015005
19-AZ1 | 19-AZ1 Michael D. Antonovich Antelope Valley Courthouse | 19-AZ1-D3050-210-PKU02 | A/C PACKAGE UNIT #2 (PAC2) | United Coolair | 020392 | SP18G1AS | OM00030656 |  | Judges' Parking Area | A-27 | NA | R-22 | 1/2 | 208 | 8 | Electric | 1 | NA | NA | \Classifications\Building System Class\D30-HVAC Systems\D3050 - Package SYS\Package Unit - PKU | 1015006
19-AZ1 | 19-AZ1 Michael D. Antonovich Antelope Valley Courthouse | 19-AZ1-D3031-100-PCH03 | PUMP, CHILLED WATER #3 (P-1C) | BELL & GOSSETT | CL921702A20 | 1510BF | OM00030841 | NA | CHILLER ROOM | NA | NA | NA | 15 | 230/460 | 37.0/18.5 | Electric | 3 | NA | NA | \Classifications\Building System Class\D30-HVAC Systems\D3030 - Cooling SYS\Chilled Water Pump - PCH | 1015007
19-AZ1 | 19-AZ1 Michael D. Antonovich Antelope Valley Courthouse | 19-AZ1-D3031-100-PCH04 | PUMP, CONDENSER WATER #4 (P-3A) | BELL & GOSSETT | CM010002B20 | DNA | OM00030850 | NA | CHILLER ROOM | NA | NA | NA | 6 | 230/460 | 138.9/69 | Electric | 3 | NA | NA | \Classifications\Building System Class\D30-HVAC Systems\D3030 - Cooling SYS\Chilled Water Pump - PCH | 1015008
19-AZ1 | 19-AZ1 Michael D. Antonovich Antelope Valley Courthouse | 19-AZ1-D3031-100-PCH05 | PUMP, CONDENSER WATER #5 (P-3B) | BELL & GOSSETT | CM010003B20 | 2431 | OM00030849 | NA | CHILLER ROOM | NA | NA | NA | 6 | 230/460 | 140/70 | Electric | 3 | NA | NA | \Classifications\Building System Class\D30-HVAC Systems\D3030 - Cooling SYS\Chilled Water Pump - PCH | 1015009
19-AZ1 | 19-AZ1 Michael D. Antonovich Antelope Valley Courthouse | 19-AZ1-D3031-100-PCH06 | PUMP, CONDENSER WATER #6 (P-3C) | BELL & GOSSETT | CM010001B20 | DNA | OM00030848 |  | CHILLER ROOM | NA | NA | NA | 6 | 230/460 | 138.9/69 | Electric | 3 | NA | NA | \Classifications\Building System Class\D30-HVAC Systems\D3030 - Cooling SYS\Chilled Water Pump - PCH | 1015010
19-AZ1 | 19-AZ1 Michael D. Antonovich Antelope Valley Courthouse | 19-AZ1-D3031-100-PCH07 | PUMP, CHILLED WATER #7 (P-2A) | BELL & GOSSETT | CL921802A20 | DNA | OM00030842 | NA | CHILLER ROOM | NA | NA | NA | 20 | 230/460 | 48/24.2 | Electric | 3 | NA | NA | \Classifications\Building System Class\D30-HVAC Systems\D3030 - Cooling SYS\Chilled Water Pump - PCH | 1015011
19-AZ1 | 19-AZ1 Michael D. Antonovich Antelope Valley Courthouse | 19-AZ1-D3031-100-PCH08 | PUMP, CHILLED WATER #8 (P-2B) | BELL & GOSSETT | CL921803A20 | DNA | OM00030843 | NA | CHILLER ROOM | NA | NA | NA | 15 | 230/460 | 48.24.2 | Electric | 3 | NA | NA | \Classifications\Building System Class\D30-HVAC Systems\D3030 - Cooling SYS\Chilled Water Pump - PCH | 1015012
19-AZ1 | 19-AZ1 Michael D. Antonovich Antelope Valley Courthouse | 19-AZ1-D3031-100-PCH09 | PUMP, CHILLED WATER #9 (P-2C) | BELL & GOSSETT | CL921801A20 | NA | OM00030844 |  | CHILLER ROOM | NA | NA | NA | 15 | 230/460 | 48.24.2 | Electric | 3 | NA | NA | \Classifications\Building System Class\D30-HVAC Systems\D3030 - Cooling SYS\Chilled Water Pump - PCH | 1015013
19-AZ1 | 19-AZ1 Michael D. Antonovich Antelope Valley Courthouse | 19-AZ1-D2023-310-HWP01 | PUMP, DOMESTIC HOT WATER #1 | GRUNDFOR | NA | UPS15-55SUC | OM00030506 |  | BOILER ROOM | NA | NA | NA | 1/12 | 120 | DNA | Electric | 1 | NA | NA | \Classifications\Building System Class\D20-Plumbing\D2020 - Domestic Water\Domestic Hot Water Circulating Pump - HWP | 1015014
19-AZ1 | 19-AZ1 Michael D. Antonovich Antelope Valley Courthouse | 19-AZ1-D2023-310-HWP02 | PUMP, DOMESTIC HOT WATER #2 | GRUND FOS | NA | UPS15-55SUC | OM00030507 |  | BOILER ROOM | NA | NA | NA | 1/12 | 120 | DNA | Electric | 1 | NA | NA | \Classifications\Building System Class\D20-Plumbing\D2020 - Domestic Water\Domestic Hot Water Circulating Pump - HWP | 1015015
19-AZ1 | 19-AZ1 Michael D. Antonovich Antelope Valley Courthouse | 19-AZ1-D2023-310-HWP03 | PUMP, DOMESTIC HOT WATER CIRCULATING #3 | BELL & GOSSETT | NA | 106197LF | OM00030512 | NA | BOILER ROOM | NA | NA | NA | 1/12 | 115 | 1.7 | Electric | 1 | NA | NA | \Classifications\Building System Class\D20-Plumbing\D2020 - Domestic Water\Domestic Hot Water Circulating Pump - HWP | 1015016
19-AZ1 | 19-AZ1 Michael D. Antonovich Antelope Valley Courthouse | 19-AZ1-D2023-310-WBS01 | PUMP, DOMESTIC WATER BOOSTER | WEIL | NA | NA | OM00030516 |  | LOWER LEVEL, SW NEXT TO FIRE PUMP ROOM | NA | NA | NA | 7.5/15/15 | 208-230/480 | 11/21/21 | Electric | 3 | NA | NA | \Classifications\Building System Class\D20-Plumbing\D2020 - Domestic Water\Domestic Water Booster System - WBS | 1015017
19-AZ1 | 19-AZ1 Michael D. Antonovich Antelope Valley Courthouse | 19-AZ1-D2030-410-PMS01 | PUMP, EJECTOR SEWAGE | HOMA | NA | AM434-200-8A-ASC | OM00033650 |  | LOWER LEVEL, S WEST | NA | NA | NA | 8 | 460 | 14 | Electric | 3 | NA | NA | \Classifications\Building System Class\D20-Plumbing\D2030 - Sani Waste\Sewage Ejector Pump - PMS | 1015018
19-AZ1 | 19-AZ1 Michael D. Antonovich Antelope Valley Courthouse | 19-AZ1-D4022-210-FSG01 | PUMP, FIRE (ELECTRIC) | AC Fire Pump Systems | 130677600101QKS689 | 393H8100 | OM00030692 |  | NEXT TO INMATE BUS SALLY PORT | NA | NA | NA | 40 | 208-230/460 | 45.1-90.2/104 | Electric | 3 | NA | NA | \Classifications\Building System Class\D40-Fire Protection SYS\D4020 - Stand Pipe\Pump,Fire,Electric Motor Driven - FSG | 1015019
19-AZ1 | 19-AZ1 Michael D. Antonovich Antelope Valley Courthouse | 19-AZ1-D3044-125-PHW01 | Hot Water Pump (P-4A) | Bell & Gossett | CL921902A20 | NA | OM00030508 |  | BOILER ROOM | NA | NA | NA | 15 | 230/460 | 36.8/18.4 | Electric | 3 | NA | NA | \Classifications\Building System Class\D30-HVAC Systems\D3040 - Distribution SYS\Hot Water Pump - PHW | 1015020
19-AZ1 | 19-AZ1 Michael D. Antonovich Antelope Valley Courthouse | 19-AZ1-D3044-125-PHW02 | Hot Water Pump (P-4B) | Bell & Gossett | CL921903A20 | NA | OM00030509 |  | BOILER ROOM | NA | NA | NA | 15 | 230/460 | 36.8/18.4 | Electric | 3 | NA | NA | \Classifications\Building System Class\D30-HVAC Systems\D3040 - Distribution SYS\Hot Water Pump - PHW | 1015021
19-AZ1 | 19-AZ1 Michael D. Antonovich Antelope Valley Courthouse | 19-AZ1-D3044-125-PHW03 | Hot Water Pump (P-4C) | Bell & Gossett | CL921901A20 | NA | OM00030510 |  | BOILER ROOM | NA | NA | NA | 15 | 230/460 | 36.8/18.4 | Electric | 3 | NA | NA | \Classifications\Building System Class\D30-HVAC Systems\D3040 - Distribution SYS\Hot Water Pump - PHW | 1015022
19-AZ1 | 19-AZ1 Michael D. Antonovich Antelope Valley Courthouse | 19-AZ1-D4022-210-JPM01 | PUMP, JOCKEY FIRE PUMP | Webtrol Quality Pumps | NA | L5B103PH | OM00033651 |  | FIRE PUMP ROOM | NA | NA | NA | 1/2 | 480 | 1.3 | Electric | 3 | NA | NA | \Classifications\Building System Class\D40-Fire Protection SYS\D4020 - Stand Pipe\Jockey Pump - JPM | 1015023
19-AZ1 | 19-AZ1 Michael D. Antonovich Antelope Valley Courthouse | 19-AZ1-D2040-100-PSU01 | Sump Pump (SP-1) | Weil Pump Company | NA | W222413 | OM00033649 |  | LOWER LEVEL, SW | NA | NA | NA | 7.5 | 208-230/480 | 19.6/9.8 | Electric | 3 | NA | NA | \Classifications\Building System Class\D20-Plumbing\D2040 - Rain Drain\Sump Pump - PSU | 1015024
19-AZ1 | 19-AZ1 Michael D. Antonovich Antelope Valley Courthouse | 19-AZ1-D2040-100-PSU02 | Sump Pump (SP-5) (Lockup) | HOMA | NA | TP30V24/2/1XP | OM00033676 |  | LOWER LEVEL, ELEV P.T | NA | NA | NA | 2 | 208 | DNA | Electric | 1 | NA | NA | \Classifications\Building System Class\D20-Plumbing\D2040 - Rain Drain\Sump Pump - PSU | 1015025
19-AZ1 | 19-AZ1 Michael D. Antonovich Antelope Valley Courthouse | 19-AZ1-D2040-100-PSU03 | Sump Pump (SP-6) (Lockup) | HOMA | NA | TP30V24/2/1XP | OM00033677 |  | LOWER LEVEL, ELEV P.T | NA | NA | NA | 2 | 208 | DNA | Electric | 1 | NA | NA | \Classifications\Building System Class\D20-Plumbing\D2040 - Rain Drain\Sump Pump - PSU | 1015026
19-AZ1 | 19-AZ1 Michael D. Antonovich Antelope Valley Courthouse | 19-AZ1-D2040-100-PSU04 | Sump Pump (SP-7) (Lockup) | HOMA | NA | TP30V24/2/1XP | OM00033675 |  | LOWER LEVEL, ELEV. P.T | NA | NA | NA | 2 | 208 | DNA | Electric | 1 | NA | NA | \Classifications\Building System Class\D20-Plumbing\D2040 - Rain Drain\Sump Pump - PSU | 1015027
19-AZ1 | 19-AZ1 Michael D. Antonovich Antelope Valley Courthouse | 19-AZ1-D2040-100-PSU05 | Sump Pump (SP-8) (Lockup) | HOMA | NA | TP30V24/2/1XP | OM00033673 |  | LOWER LEVEL, ELEV. P.T | NA | NA | NA | 2 | 208 | DNA | Electric | 1 | NA | NA | \Classifications\Building System Class\D20-Plumbing\D2040 - Rain Drain\Sump Pump - PSU | 1015028
19-AZ1 | 19-AZ1 Michael D. Antonovich Antelope Valley Courthouse | 19-AZ1-D2040-100-PSU06 | Sump Pump (SP-9) (Lockup) | HOMA | NA | TP30V24/2/1XP | OM00033674 |  | LOWER LEVEL, ELEV PT | NA | NA | NA | 2 | 208 | DNA | Electric | 1 | NA | NA | \Classifications\Building System Class\D20-Plumbing\D2040 - Rain Drain\Sump Pump - PSU | 1015029
19-AZ1 | 19-AZ1 Michael D. Antonovich Antelope Valley Courthouse | 19-AZ1-D2040-100-PSU07 | Sump Pump (SP-10) (Frieght Elevator) | WEIL | NA | NA | OM00030513 |  | LOWER LEVEL, SW IN ELEV P.T #5 | NA | NA | NA | 2 | 208 | DNA | Electric | 1 | NA | NA | \Classifications\Building System Class\D20-Plumbing\D2040 - Rain Drain\Sump Pump - PSU | 1015030
19-AZ1 | 19-AZ1 Michael D. Antonovich Antelope Valley Courthouse | 19-AZ1-D2040-100-PSU08 | Sump Pump (SP-11) (Rm L212) | HOMA | NA | TP30V24/2/1XP | OM00033715 |  | LOWER LEVEL, ELEV PT | NA | NA | NA | 2 | 208 | DNA | Electric | 1 | NA | NA | \Classifications\Building System Class\D20-Plumbing\D2040 - Rain Drain\Sump Pump - PSU | 1015031
19-AZ1 | 19-AZ1 Michael D. Antonovich Antelope Valley Courthouse | 19-AZ1-B3010-100-RUF01 | ROOF | NA | NA | NA | OM00033450 |  | TOP OF BUILDING | NA | NA | NA | NA | NA | NA | NA | NA | NA | NA | \Classifications\Building System Class\B30-Roofing\B3010 - Roof Types\Roof - RUF | 1015032
19-AZ1 | 19-AZ1 Michael D. Antonovich Antelope Valley Courthouse | 19-AZ1-D2017-100-SHW01 | SHOWER, EYE WASH & EMERGENCY SHOWERS | Guardian Equipment | NA | NA | OM00033451 |  | LOWER LEVEL, CHILLER ROOM | NA | NA | NA | NA | NA | NA | NA | NA | NA | NA | \Classifications\Building System Class\D20-Plumbing\D2010 - Plumb Fix\Showers - SHW | 1015033
19-AZ1 | 19-AZ1 Michael D. Antonovich Antelope Valley Courthouse | 19-AZ1-G3010-210-PWT01 | TANK, DOMESTIC HOT WATER STORAGE #1 | Roy E Hanson Co | 403771 | 179854 | OM00033706 |  | BOILER ROOM | NA | NA | NA | NA | NA | NA | NA | NA | NA | NA | \Classifications\Building System Class\G30-Site Mechanical Utilities\G3010 - Water Supply\Potable Water Storage Tank - PWT | 1015036
19-AZ1 | 19-AZ1 Michael D. Antonovich Antelope Valley Courthouse | 19-AZ1-G3010-210-PWT02 | TANK, DOMESTIC HOT WATER STORAGE #2 | Roy E Hanson Co | 414715 | NA | OM00030689 |  | BOILER ROOM | NA | NA | NA | NA | NA | NA | NA | NA | NA | NA | \Classifications\Building System Class\G30-Site Mechanical Utilities\G3010 - Water Supply\Potable Water Storage Tank - PWT | 1015037
19-AZ1 | 19-AZ1 Michael D. Antonovich Antelope Valley Courthouse | 19-AZ1-G3063-100-DAT01 | TANK, FUEL STORAGE (DAY TANK) | SIMPLEX | NA | SST100 | OM00030659 |  | NEXT TO GENERATOR | NA | NA | NA | DNA | 220 | DNA | Diesel | 3 | NA | NA | \Classifications\Building System Class\G30-Site Mechanical Utilities\G3060 - Fuel Distribution\Tank, Fuel Storage Day - DAT | 1015326
19-AZ1 | 19-AZ1 Michael D. Antonovich Antelope Valley Courthouse | 19-AZ1-G3063-100-AST01 | TANK, FUEL STORAGE | CONTAINMENT SOLUTIONS | 900715 | LDP2000 | OM00030514 | DNA | NORTHWEST SIDE OF BUILDING | NA | NA | NA | NA | NA | NA | Diesel | NA | NA | NA | \Classifications\Building System Class\G30-Site Mechanical Utilities\G3060 - Fuel Distribution\Tank, Fuel Storage, Above Ground - AST | 1015327
19-AZ1 | 19-AZ1 Michael D. Antonovich Antelope Valley Courthouse | 19-AZ1-D5037-710-FAP01 | FIRE ALARM PANEL | SEIMEN | NA | SIEMEN'S M DEL MXL | OM00033719 | Permit# 758792 | GROUND FLOOR BY STAIRWELL #2 | NA | NA | NA | NA | 110 | DNA | Electric | DNA | NA | NA | \Classifications\Building System Class\D50-Electrical SYS\D5030 - Comm & Security\Fire Alarm Panel - FAP | 1015558
19-AZ1 | 19-AZ1 Michael D. Antonovich Antelope Valley Courthouse | 19-AZ1-D4010-150-FMS03 | FIRE SYSTEM, ALL STAND PIPES #03 | SIMPLEX GRINNELL | NA | NA | OM00036120 |  | STAIRWELL #4 EMERGENCY EXIT | NA | NA | NA | NA | NA | NA | NA | NA | NA | NA | \Classifications\Building System Class\D40-Fire Protection SYS\D4010 - Sprinkler SYS\Fire Systems, stand pipes - FMS | 1015872
19-AZ1 | 19-AZ1 Michael D. Antonovich Antelope Valley Courthouse | 19-AZ1-D4010-150-FMS04 | FIRE SYSTEM, ALL STAND PIPES #04 | SIMPLEX GRINNELL | NA | NA | OM00036119 |  | STAIRWELL #2 EMERGENCY EXIT | NA | NA | NA | NA | NA | NA | NA |  | NA | NA | \Classifications\Building System Class\D40-Fire Protection SYS\D4010 - Sprinkler SYS\Fire Systems, stand pipes - FMS | 1015873
19-AZ1 | 19-AZ1 Michael D. Antonovich Antelope Valley Courthouse | 19-AZ1-D5092-100-CTY01 | UNINTERRUPTIBLE POWER SYSTEM #01 | SYNTHESIS | B222650 | SUC12B2P | OM00036118 |  | TELECOMMUNICATION ROOM | NA | NA | NA | NA | 240 | NA | NA | 1 | NA | NA | \Classifications\Building System Class\D50-Electrical SYS\D5090 - Elec SYS\Uninterruptible Power System - UPS | 1015874
19-AZ1 | 19-AZ1 Michael D. Antonovich Antelope Valley Courthouse | 19-AZ1-B2033-120-DOR01 | DOOR, AUTOMATIC SLIDING #1 (NE EMPLOYEE ENTRANCE) | CHAMBERLAN ELITE | 1011N6635 | SL3000ULDM3 | OM00036112 |  | NE EMPLOYEE PARKING | 4L340 | NA | NA | 1/2 | 110 | 4.7 | NA | 1 | NA | NA | \Classifications\Building System Class\B20-General Building Exterior\B2030 - Exterior Doors\Door,Automatic-Sliding,Revolving - DOR | 1015875
19-AZ1 | 19-AZ1 Michael D. Antonovich Antelope Valley Courthouse | 19-AZ1-B2033-120-DOR02 | DOOR, AUTOMATIC SLIDING #2 (NE EMPLOYEE EXIT) | CHAMBERLAN ELITE | SU04150358761 | SL3000LLDM3 | OM00036113 |  | NE EMPLOYEE PARKING | 4L340 | NA | NA | 1/2 | 110 | 4.7 | NA | 1 | NA | NA | \Classifications\Building System Class\B20-General Building Exterior\B2030 - Exterior Doors\Door,Automatic-Sliding,Revolving - DOR | 1015876
19-AZ1 | 19-AZ1 Michael D. Antonovich Antelope Valley Courthouse | 19-AZ1-B2033-120-DOR03 | DOOR, AUTOMATIC SLIDING #3 (NE EMPLOYEE ENTRANCE) | CHAMBERLAN ELITE | SU041503-58761 | SL3000LLDM3 | OM00036114 |  | NE EMPLOYEE PARKING | 4L340 | NA | NA | 1/2 | 110 | 4.7 | NA | 1 | NA | NA | \Classifications\Building System Class\B20-General Building Exterior\B2030 - Exterior Doors\Door,Automatic-Sliding,Revolving - DOR | 1015877
19-AZ1 | 19-AZ1 Michael D. Antonovich Antelope Valley Courthouse | 19-AZ1-B2033-120-DOR04 | DOOR, AUTOMATIC SLIDING #4 (NE EMPLOYEE) | CHAMBERLAN ELITE | SU04150358765 | SL3000LLDM3 | OM00036115 |  | NE EMPLOYEE PARKING | 4L340 | NA | NA | 1/2 | 110 | 4.7 | NA | 1 | NA | NA | \Classifications\Building System Class\B20-General Building Exterior\B2030 - Exterior Doors\Door,Automatic-Sliding,Revolving - DOR | 1015878
19-AZ1 | 19-AZ1 Michael D. Antonovich Antelope Valley Courthouse | 19-AZ1-B2033-120-DOR05 | DOOR, AUTOMATIC SLIDING #5 (SW EMPLOYEE ENTRANCE) | CHAMBERLAN ELITE | SU04150358750 | SL3000LLDM3 | OM00036110 |  | SW EMPLOYEE PARKING | 4L340 | NA | NA | 1/2 | 110 | 4.7 | NA | 1 | NA | NA | \Classifications\Building System Class\B20-General Building Exterior\B2030 - Exterior Doors\Door,Automatic-Sliding,Revolving - DOR | 1015879
19-AZ1 | 19-AZ1 Michael D. Antonovich Antelope Valley Courthouse | 19-AZ1-B2033-120-DOR06 | DOOR, AUTOMATIC (SW EMPLOYEE SWING EXIT #6) | CHAMBERLAN ELITE | 2111N1445 | CSW200 | OM00036109 |  | SW EMPLOYEE PARKING | NA | NA | NA | 1/2 | Other | 4 | NA | 1 | NA | NA | \Classifications\Building System Class\B20-General Building Exterior\B2030 - Exterior Doors\Door,Automatic-Sliding,Revolving - DOR | 1015880
19-AZ1 | 19-AZ1 Michael D. Antonovich Antelope Valley Courthouse | 19-AZ1-G3010-210-PWT03 | TANK, POTABLE WATER STORAGE TANK #03 | Wessels Tank Company | NA | NA | OM00036111 |  | HOUSE PUMP | NA | NA | NA | NA | NA | NA | NA |  | NA | NA | \Classifications\Building System Class\G30-Site Mechanical Utilities\G3010 - Water Supply\Potable Water Storage Tank - PWT | 1015881
19-AZ1 | 19-AZ1 Michael D. Antonovich Antelope Valley Courthouse | 19-AZ1-D4010-150-FMS05 | FIRE SYSTEM, ALL STAND PIPES #05 (ELEVATOR #9) | NA | NA | NA | OM00036163 |  | PENTHOUSE ELEVATOR ROOM #5 | NA | NA | NA | NA | NA | NA | NA |  | NA | NA | \Classifications\Building System Class\D40-Fire Protection SYS\D4010 - Sprinkler SYS\Fire Systems, stand pipes - FMS | 1015882
19-AZ1 | 19-AZ1 Michael D. Antonovich Antelope Valley Courthouse | 19-AZ1-D4010-150-FMS06 | FIRE SYSTEM, ALL STAND PIPES #06 (PENTHOUSE STAIRS) | NA | NA | NA | OM00036162 |  | 5th Floor - PENTHOUSE | NA | NA | NA | NA | NA | NA | NA |  | NA | NA | \Classifications\Building System Class\D40-Fire Protection SYS\D4010 - Sprinkler SYS\Fire Systems, stand pipes - FMS | 1015883
19-AZ1 | 19-AZ1 Michael D. Antonovich Antelope Valley Courthouse | 19-AZ1-D4010-150-FMS07 | FIRE SYSTEM, ALL STAND PIPES #07 (ELEVATOR #5) | NA | NA | NA | OM00036161 |  | PENTHOUSE NEXT TO STAIR #5 | NA | NA | NA | NA | NA | NA | NA |  | NA | NA | \Classifications\Building System Class\D40-Fire Protection SYS\D4010 - Sprinkler SYS\Fire Systems, stand pipes - FMS | 1015884
19-AZ1 | 19-AZ1 Michael D. Antonovich Antelope Valley Courthouse | 19-AZ1-D2023-310-HWP04 | PUMP, DOMESTIC HOT WATER CIRCULATING #4 | BELL AND GOSSETT | NA | 106197 | OM00036165 |  | ROOF PENTHOUSE | NA | NA | NA | 1/12 | 110 | 1.75 | NA | 1 | NA | NA | \Classifications\Building System Class\D20-Plumbing\D2020 - Domestic Water\Domestic Hot Water Circulating Pump - HWP | 1015885
19-AZ1 | 19-AZ1 Michael D. Antonovich Antelope Valley Courthouse | 19-AZ1-D2023-310-HWP05 | PUMP, DOMESTIC HOT WATER CIRCULATING #5 | ARMSTRONG | NA | H-32/S-35LV | OM00036160 |  | ROOF PENTHOUSE | NA | NA | NA | 1/6 | 110 | 3.6 | NA | 1 | NA | NA | \Classifications\Building System Class\D20-Plumbing\D2020 - Domestic Water\Domestic Hot Water Circulating Pump - HWP | 1015886
19-AZ1 | 19-AZ1 Michael D. Antonovich Antelope Valley Courthouse | 19-AZ1-D2023-310-HWP06 | PUMP, DOMESTIC HOT WATER CIRCULATING #6 | ARMSTRONG | NA | H-32/S-35LV | OM00036159 |  | ROOF PENTHOUSE | NA | NA | NA | 1/6 | 110 | 3.6 | NA | 1 | NA | NA | \Classifications\Building System Class\D20-Plumbing\D2020 - Domestic Water\Domestic Hot Water Circulating Pump - HWP | 1015887
19-AZ1 | 19-AZ1 Michael D. Antonovich Antelope Valley Courthouse | 19-AZ1-D4010-150-FMS08 | FIRE SYSTEM, ALL STAND PIPES #8 (BOILER ROOM) | DNA | DNA | DNA | OM00036158 |  | ROOF PENTHOUSE | NA | NA | NA | NA | NA | NA | NA |  | NA | NA | \Classifications\Building System Class\D40-Fire Protection SYS\D4010 - Sprinkler SYS\Fire Systems, stand pipes - FMS | 1015888
19-AZ1 | 19-AZ1 Michael D. Antonovich Antelope Valley Courthouse | 19-AZ1-C1020-110-FRD01 | DOORS, FIRE DOORS OVERHEAD #1 (BASEMENT) | ATLAS |  | NA | OM00036164 | NA | CENTER STAIRWELL | NA | NA | NA | 3/4 | 115/230 | 10.8/5.4 | NA | 1 | NA | NA | \Classifications\Building System Class\C10-General Building Interior\C1020 - Fire Doors\Fire Doors - FRD | 1015889
19-AZ1 | 19-AZ1 Michael D. Antonovich Antelope Valley Courthouse | 19-AZ1-D4095-230-HBL01 | VENT HOOD #1 (KITCHEN, WET) | GREEN HECK | 05F27518 | GXFW892S | OM00036166 |  | KITCHEN | NA | NA | NA | NA | DNA | DNA | Electric | DNA | NA | NA | \Classifications\Building System Class\D40-Fire Protection SYS\D4090 - Other Fire Protection Systems\Hood and Blower - HBL | 1016186
19-AZ1 | 19-AZ1 Michael D. Antonovich Antelope Valley Courthouse | 19-AZ1-D4095-230-HBL02 | VENT HOOD #2 (SERVING EAST, WET) | GREEN HECK | E5F27519 | GXDW1076S | OM00036167 |  | SERVING EAST SECTION | NA | NA | NA | NA | DNA | DNA | Electric | DNA | NA | NA | \Classifications\Building System Class\D40-Fire Protection SYS\D4090 - Other Fire Protection Systems\Hood and Blower - HBL | 1016187
19-AZ1 | 19-AZ1 Michael D. Antonovich Antelope Valley Courthouse | 19-AZ1-D4095-230-HBL03 | VENT HOOD #3 (SERVING WEST, WET) | GREEN HECK | ESF27626 | GXDW750S | OM00036168 |  | SERVING WEST SECTION | NA | NA | NA | NA | DNA | DNA | Electric | DNA | NA | NA | \Classifications\Building System Class\D40-Fire Protection SYS\D4090 - Other Fire Protection Systems\Hood and Blower - HBL | 1016188
19-AZ1 | 19-AZ1 Michael D. Antonovich Antelope Valley Courthouse | 19-AZ1-B2010-100-BLD01 | Building | NA | NA | NA | OM00037886 |  |  | NA | NA | NA | NA | NA | NA | NA | NA | NA | NA | \Classifications\Building System Class\B20-General Building Exterior\B2010 - Exterior Walls\Building - BLD | 1016542
19-AZ1 | 19-AZ1 Michael D. Antonovich Antelope Valley Courthouse | 19-AZ1-B2034-400-DOH04 | Overhead Rollup Door (North Sally Port) | Teledoor Inc | NA | NA | OM00030873 |  | North Sally port door | NA | NA | NA | 3/4 | 460 | 3 | Electric | 3 | NA | NA | \Classifications\Building System Class\B20-General Building Exterior\B2030 - Exterior Doors\Door,Overhead-Shutter,Manual,Elec,Roll-up - DOH | 1018212
19-AZ1 | 19-AZ1 Michael D. Antonovich Antelope Valley Courthouse | 19-AZ1-B2034-400-DOH08 | Overhead Rollup Door (Bay Next to Loading Dock) | Atlas Door Company | NA | 192397X4-G | OM00033656 |  | Bay Next to Loading Dock | NA | NA | NA | 1/2 | 230/460 | 1.9/0.96 | Electric | 3 | NA | NA | \Classifications\Building System Class\B20-General Building Exterior\B2030 - Exterior Doors\Door,Overhead-Shutter,Manual,Elec,Roll-up - DOH | 1018215
19-AZ1 | 19-AZ1 Michael D. Antonovich Antelope Valley Courthouse | 19-AZ1-D3042-220-EFN07 | Exhaust Fan (Outside Pump Room) | Dayton Fans | NA | 4HX91A | OM00036795 |  | Outside Pump Room | DNA | NA | NA | 1/6 | 115 | 3.6 | Electric | 1 | NA | NA | \Classifications\Building System Class\D30-HVAC Systems\D3040 - Distribution SYS\Supply/Exhaust/Return fans- FAN | 1018216
19-AZ1 | 19-AZ1 Michael D. Antonovich Antelope Valley Courthouse | 19-AZ1-D4013-200-PRE05 | Fire System PreAction Dry Pipe (Fire Pump Rm) | Viking | 00193692 | F1 | OM00040951 |  | Fire Pump Room | NA | NA | NA | NA | NA | NA | NA | NA | NA | NA | \Classifications\Building System Class\D40-Fire Protection SYS\D4010 - Sprinkler SYS\Fire Systems, Preaction System - PRE | 1018217
19-AZ1 | 19-AZ1 Michael D. Antonovich Antelope Valley Courthouse | 19-AZ1-D3040-120-FCU04 | Fan Coil Unit (Rm 1910) | Data Aire Inc | 20010484A | DAPC 2534 | OM00026461 |  | Probation Office Room 1910 | NA | NA | R-22 | 3/4 | 460 | 7.5 | Electric | 3 | NA | NA | \Classifications\Building System Class\D30-HVAC Systems\D3040 - Distribution SYS\Fan Coil Unit - FCU | 1018218
19-AZ1 | 19-AZ1 Michael D. Antonovich Antelope Valley Courthouse | 19-AZ1-D3040-120-FCU05 | Fan Coil Unit (Cafeteria Eating Area) | Envior Tech | HU05021503P15 | H35 | OM00040972 |  | Cafeteria Eating Area Above Ceiling | NA | NA | NA | DNA | 115/208-230 | 8.0/4.0 | Electric | 3 | NA | NA | \Classifications\Building System Class\D30-HVAC Systems\D3040 - Distribution SYS\Fan Coil Unit - FCU | 1018219
19-AZ1 | 19-AZ1 Michael D. Antonovich Antelope Valley Courthouse | 19-AZ1-C1020-110-FRD02 | Fire Doors Overhead (Lobby Window #5) | NA | NA | NA | OM00033681 |  | Lobby in Front of Window #5 | NA | NA | NA | 1/2 | 115/230 | 9.0/4.5 | Electric | 3 | NA | NA | \Classifications\Building System Class\C10-General Building Interior\C1020 - Fire Doors\Fire Doors - FRD | 1018220
19-AZ1 | 19-AZ1 Michael D. Antonovich Antelope Valley Courthouse | 19-AZ1-B2034-400-DOH03 | Overhead Rollup Door (South Sally Port) | Cornell Doors | NA | NA | OM00030874 |  | South Sally port door | NA | NA | NA | 3/4 | 460 | 3 | Electric | 3 | NA | NA | \Classifications\Building System Class\B20-General Building Exterior\B2030 - Exterior Doors\Door,Overhead-Shutter,Manual,Elec,Roll-up - DOH | 1018213
19-AZ1 | 19-AZ1 Michael D. Antonovich Antelope Valley Courthouse | 19-AZ1-B2034-400-DOH07 | Overhead Rollup Door (Loading Dock Bay Door) | NA | NA | NA | OM00033657 |  | Loading Dock Bay Door | NA | NA | NA | NA | DNA | DNA | Electric | DNA | NA | NA | \Classifications\Building System Class\B20-General Building Exterior\B2030 - Exterior Doors\Door,Overhead-Shutter,Manual,Elec,Roll-up - DOH | 1018214
19-AZ1 | 19-AZ1 Michael D. Antonovich Antelope Valley Courthouse | 19-AZ1-C1020-110-FRD05 | Fire Doors Overhead (Lobby Window #14) | NA | NA | NA | OM00033678 |  | Lobby in Front of Window #14 | NA | NA | NA | 1/2 | 115/230 | 9.0/4.5 | Electric | 3 | NA | NA | \Classifications\Building System Class\C10-General Building Interior\C1020 - Fire Doors\Fire Doors - FRD | 1018223
19-AZ1 | 19-AZ1 Michael D. Antonovich Antelope Valley Courthouse | 19-AZ1-D5010-110-MCC01 | Motor Control Center (Pump Rm) | General Electric | M190334 | GE 8000 Line Motor Control | OM00040985 |  | Lower Level Pump Room | NA | NA | NA | NA | DNA | DNA | Electric | DNA | NA | NA | \Classifications\Building System Class\D50-Electrical SYS\D5010 - Elec Service & Dist\Chiller Room Electrical Panel - MCC | 1018226
19-AZ1 | 19-AZ1 Michael D. Antonovich Antelope Valley Courthouse | 19-AZ1-D5010-110-MCC03 | Motor Control Center (Rm 5200) | General Electric | M190336 | GE 8000 Line Motor Control | OM00040962 |  | Boiler Room 5200 | NA | NA | NA | NA | 480 | 600 | Electric | 3 | NA | NA | \Classifications\Building System Class\D50-Electrical SYS\D5010 - Elec Service & Dist\Chiller Room Electrical Panel - MCC | 1018228
19-AZ1 | 19-AZ1 Michael D. Antonovich Antelope Valley Courthouse | 19-AZ1-D5010-110-MCC04 | Motor Control Center (Rm 5200) | General Electric | M190311 | GE 8000 Line Motor Control | OM00040961 |  | Boiler Room 5200 | NA | NA | NA | NA | 480 | 600 | Electric | 3 | NA | NA | \Classifications\Building System Class\D50-Electrical SYS\D5010 - Elec Service & Dist\Chiller Room Electrical Panel - MCC | 1018229
19-AZ1 | 19-AZ1 Michael D. Antonovich Antelope Valley Courthouse | 19-AZ1-D5010-110-MCC05 | Motor Control Center (Penthouse) | General Electric | M190318 | GE 8000 Line Motor Control | OM00040959 |  | Penthouse Right Outside Elevator Door | NA | NA | NA | NA | 480 | 600 | Electric | 3 | NA | NA | \Classifications\Building System Class\D50-Electrical SYS\D5010 - Elec Service & Dist\Chiller Room Electrical Panel - MCC | 1018230
19-AZ1 | 19-AZ1 Michael D. Antonovich Antelope Valley Courthouse | 19-AZ1-D4013-200-PRE04 | Fire System PreAction Dry Pipe (Fire Pump Rm) | Viking | 00154196 | Deluge E1 | OM00040953 |  | Fire Pump Room | NA | NA | NA | NA | NA | NA | NA | NA | NA | NA | \Classifications\Building System Class\D40-Fire Protection SYS\D4010 - Sprinkler SYS\Fire Systems, Preaction System - PRE | 1018231
19-AZ1 | 19-AZ1 Michael D. Antonovich Antelope Valley Courthouse | 19-AZ1-D4013-200-PRE03 | Fire System PreAction Sprinkler (Fire Pump Rm) | Viking | 00154198 | Deluge E1 | OM00040952 |  | Fire Pump Room | NA | NA | NA | NA | NA | NA | NA | NA | NA | NA | \Classifications\Building System Class\D40-Fire Protection SYS\D4010 - Sprinkler SYS\Fire Systems, Preaction System - PRE | 1018232
19-AZ1 | 19-AZ1 Michael D. Antonovich Antelope Valley Courthouse | 19-AZ1-D2040-100-PSU09 | Sump Pump (SP-2) (Pump Rm) | Weil Pump Company | NA | NA | OM00040955 |  | Lower Level Pump Room | NA | NA | NA | 7.5 | 208-230/460 | 19.6-9.8 | Electric | 3 | NA | NA | \Classifications\Building System Class\D20-Plumbing\D2040 - Rain Drain\Sump Pump - PSU | 1018233
19-AZ1 | 19-AZ1 Michael D. Antonovich Antelope Valley Courthouse | 19-AZ1-D2040-100-PSU10 | Sump Pump (Rm L5608) | NA | NA | NA | OM00040969 |  | Public Mens Restroom Janitor Closet Rm L5608 | NA | NA | NA | DNA | DNA | DNA | Electric | DNA | NA | NA | \Classifications\Building System Class\D20-Plumbing\D2040 - Rain Drain\Sump Pump - PSU | 1018234
19-AZ1 | 19-AZ1 Michael D. Antonovich Antelope Valley Courthouse | 19-AZ1-D3031-100-PCH01 | Chilled Water Pump (Rm 1610) | Bell & Gossett | CL921703A20 | 2411 | OM00030695 |  | Chiller Room 1610 | NA | NA | NA | 15 | 230/460 | 37.0/18.5 | Electric | DNA | NA | NA | \Classifications\Building System Class\D30-HVAC Systems\D3030 - Cooling SYS\Chilled Water Pump - PCH | 1018235
19-AZ1 | 19-AZ1 Michael D. Antonovich Antelope Valley Courthouse | 19-AZ1-D3031-100-PCH02 | Chilled Water Pump (Rm 1610) | Bell & Gossett | CL921701A20 | 2411 | OM00030696 |  | Chiller Room 1610 | NA | NA | NA | 15 | 230/460 | 37.0/18.5 | Electric | DNA | NA | NA | \Classifications\Building System Class\D30-HVAC Systems\D3030 - Cooling SYS\Chilled Water Pump - PCH | 1018236
19-AZ1 | 19-AZ1 Michael D. Antonovich Antelope Valley Courthouse | 19-AZ1-D2030-410-PMS02 | Sewage Ejector Pump #2 (Pump Rm) | Homa | NA | NA | OM00040954 |  | Lower Level Pump Room | NA | NA | NA | NA | DNA | DNA | Electric | DNA | NA | NA | \Classifications\Building System Class\D20-Plumbing\D2030 - Sani Waste\Sewage Ejector Pump - PMS | 1018237
19-AZ1 | 19-AZ1 Michael D. Antonovich Antelope Valley Courthouse | 19-AZ1-G3010-210-PWT04 | Potable Water Storage Tank (Rm 1610) | Weesels Tank Co | 303091 | 8H114 | OM00040966 |  | Above Chiller #2 Against Wall | NA | NA | NA | NA | NA | NA | Electric | DNA | NA | NA | \Classifications\Building System Class\G30-Site Mechanical Utilities\G3010 - Water Supply\Potable Water Storage Tank - PWT | 1018239
19-AZ1 | 19-AZ1 Michael D. Antonovich Antelope Valley Courthouse | 19-AZ1-D5010-200-ESD03 | Electrical Switchboard (Rm 1605A) | General Electric | DNA | GE Spectra Series | OM00040967 |  | Main Electrical Room 1605A | NA | NA | NA | NA | 277/480 | 2000 | Electric | 3 | NA | NA | \Classifications\Building System Class\D50-Electrical SYS\D5010 - Elec Service & Dist\Electical Service and Distribution - ESD | 1018238
19-AZ1 | 19-AZ1 Michael D. Antonovich Antelope Valley Courthouse | 19-AZ1-D5010-200-ESD04 | Electrical Switchboard (Rm 5250) | General Electric | NA | GE Spectra Series | OM00040960 |  | Elevator 1 Room 5250 | NA | NA | NA | NA | 480 | 600 | Electric | 3 | NA | NA | \Classifications\Building System Class\D50-Electrical SYS\D5010 - Elec Service & Dist\Electical Service and Distribution - ESD | 1018240
19-AZ1 | 19-AZ1 Michael D. Antonovich Antelope Valley Courthouse | 19-AZ1-D5011-240-TRN02 | Electrical Transformer (Generator Area) | HO | 3280014301 | NA | OM00030658 |  | Generator Area | NA | NA | NA | NA | 480/277 | DNA | Electric | DNA | NA | NA | \Classifications\Building System Class\D50-Electrical SYS\D5010 - Elec Service & Dist\Transformer - TRN | 1018241
19-AZ1 | 19-AZ1 Michael D. Antonovich Antelope Valley Courthouse | 19-AZ1-D2023-310-WBS02 | Domestic Water Booster Pump #2 (Pump Rm) | Weil Pump Company | DNA | DNA | OM00040956 |  | Lower Level Pump Room | NA | NA | NA | 15 | 208-230/460 | 40.6-36.6/18.0 | Electric | 3 | NA | NA | \Classifications\Building System Class\D20-Plumbing\D2020 - Domestic Water\Domestic Water Booster System - WBS | 1018242
19-AZ1 | 19-AZ1 Michael D. Antonovich Antelope Valley Courthouse | 19-AZ1-D2023-310-WBS03 | Domestic Water Booster Pump #3 (Pump Rm) | Weil Pump Company | NA | NA | OM00040957 |  | Lower Level Pump Room | NA | NA | NA | 15 | 208-230/460 | 40.6-36.6/18.0 | Electric | 3 | NA | NA | \Classifications\Building System Class\D20-Plumbing\D2020 - Domestic Water\Domestic Water Booster System - WBS | 1018243
19-AZ1 | 19-AZ1 Michael D. Antonovich Antelope Valley Courthouse | 19-AZ1-D2090-230-WIP01 | Water Treatment Pump (Rm 1610) | Aquatrac Instructions Inc | 0304103219 | A151392S1 | OM00040965 |  | Chiller Room 1610 | NA | NA | NA | DNA | 115 | 0.4 | Electric | 1 | NA | NA | \Classifications\Building System Class\D20-Plumbing\D2090 - Other Plumbing SYS\Water Treatment Inhibitor Pump - WIP | 1018244
19-AZ1 | 19-AZ1 Michael D. Antonovich Antelope Valley Courthouse | 19-AZ1-C1020-110-FRD03 | Fire Doors Overhead (Lobby Window #8) | NA | NA | NA | OM00033680 |  | Lobby in Front of Window #8 | NA | NA | NA | 1/2 | 115/230 | 9.0/4.5 | Electric | 3 | NA | NA | \Classifications\Building System Class\C10-General Building Interior\C1020 - Fire Doors\Fire Doors - FRD | 1018221
19-AZ1 | 19-AZ1 Michael D. Antonovich Antelope Valley Courthouse | 19-AZ1-C1020-110-FRD04 | Fire Doors Overhead (Lobby Window #11) | NA | NA | NA | OM00033679 |  | Lobby in Front of Window #11 | NA | NA | NA | 1/2 | 115/230 | 9.0/4.5 | Electric | 3 | NA | NA | \Classifications\Building System Class\C10-General Building Interior\C1020 - Fire Doors\Fire Doors - FRD | 1018222
19-AZ1 | 19-AZ1 Michael D. Antonovich Antelope Valley Courthouse | 19-AZ1-C1020-110-FRD06 | Fire Doors Overhead (Lobby Window #1) | NA | NA | NA | OM00033682 |  | Lobby in Front of Window #1 | NA | NA | NA | 1/2 | 115/230 | 9.0/4.5 | Electric | 3 | NA | NA | \Classifications\Building System Class\C10-General Building Interior\C1020 - Fire Doors\Fire Doors - FRD | 1018224
19-AZ1 | 19-AZ1 Michael D. Antonovich Antelope Valley Courthouse | 19-AZ1-D2022-100-HWE01 | Hot Water Heater (Clerk Lounge) | Rheem | RHQ141433154 | XE02P06DU14U0 | OM00026464 |  | Clerk Lounge Under Counter | NA | NA | NA | NA | 120 | DNA | Electric | 1 | NA | NA | \Classifications\Building System Class\D20-Plumbing\D2020 - Domestic Water\Domestic Water Heater, Electric - HWE | 1018225
19-AZ1 | 19-AZ1 Michael D. Antonovich Antelope Valley Courthouse | 19-AZ1-D5010-110-MCC02 | Motor Control Center (Rm 1610) | General Electric | M190397 | GE 8000 Line Motor Control | OM00040940 |  | Chiller Room 1610 | NA | NA | NA | NA | DNA | DNA | Electric | DNA | NA | NA | \Classifications\Building System Class\D50-Electrical SYS\D5010 - Elec Service & Dist\Chiller Room Electrical Panel - MCC | 1018227
19-AZ1 | 19-AZ1 Michael D. Antonovich Antelope Valley Courthouse | 19-AZ1-D2023-100-BFP10 | Backflow Preventer (Fire Bypass 3/4") | Febco | J027301 | 825Y 3/4" | OM00040973 | Acct#:04024396 Meter:55930219 Device:1002628 | Grounds on Avenue M along W Prop Line - Requires County of LA Public Works Form | NA | NA | NA | NA | NA | NA | NA |  | NA | NA | \Classifications\Building System Class\D20-Plumbing\D2020 - Domestic Water\Backflow Preventer - BFP | 1018494
19-AZ1 | 19-AZ1 Michael D. Antonovich Antelope Valley Courthouse | 19-AZ1-D4013-200-PRE02 | Preaction Dry Standpipe (Emergency Stairwell #6) | Viking (4") | EN12259-3 | F1 | OM00040974 |  | Emergency Stairwell #6 | NA | NA | NA | NA | NA | NA | NA | NA | NA | NA | \Classifications\Building System Class\D40-Fire Protection SYS\D4010 - Sprinkler SYS\Fire Systems, Preaction System - PRE | 1018933
19-AZ1 | 19-AZ1 Michael D. Antonovich Antelope Valley Courthouse | 19-AZ1-D2023-100-BFP11 | Backflow 2" Cooling Tower Make up | Wilkins | 4005863 | 975XL2 2" | OM00036209 | OW0209916-FA0234825-BD0042017-MARCH | Chiller Room to tower (ORIGINAL BLUE FORM REQUIRED) | NA | NA | NA | NA | NA | NA | NA | NA | NA | NA | \Classifications\Building System Class\D20-Plumbing\D2020 - Domestic Water\Backflow Preventer - BFP | 1019260
19-C1 | 19-C1 Torrance Courthouse | 19-C1-D5092-210-GEN01 | Emergency Standby Generator GEN01 | Onan Electric | 36C87569 | 45DEF-4XR8/1B | OM00005919 | Permit # G7044 A/N 504831 ¦ GEN | Lower Level Chiller Room. MECHANICAL ROOM | NA | NA | NA | 87 | 480 | 60 | Diesel | 3 | NA | NA | \Classifications\Building System Class\D50-Electrical SYS\D5090 - Elec SYS\Emergency Generator - GEN | 1009906
19-C1 | 19-C1 Torrance Courthouse | 19-C1-D1010-100-ELE01 | Elevator,Electric,Pass/Freight 1 State ID 45151 | Otis | CP7584 | 3OUAL | OM00005977 | State ID# 045151¦ ELH-1 | MECHANIC ROOM | NA | NA | NA | NA | 480 | 158 | Electric | DNA | NA | NA | \Classifications\Building System Class\D10-Conveyance Systems\D1010 - Elevator\Elevator,Electric,Pass/Freight - ELE | 1009934
19-C1 | 19-C1 Torrance Courthouse | 19-C1-D1010-100-ELE02 | Elevator,Electric,Pass/Freight 2 ELE02 State ID 45152 | Otis | CP7585 | 3OUAL | OM00005978 | State ID# 045152¦ ELH-2 | MECHANICAL ROOM | NA | NA | NA | 40 | 158 | DNA | Electric | 3 | NA | NA | \Classifications\Building System Class\D10-Conveyance Systems\D1010 - Elevator\Elevator,Electric,Pass/Freight - ELE | 1009935
19-C1 | 19-C1 Torrance Courthouse | 19-C1-D1010-100-ELE03 | Elevator,Electric,Pass/Freight 3 ELE03 State ID 45153 | Otis | CP7587 | 3OUAL | OM00005979 | State ID# 045153 ¦ ELH-3 | MECHANICAL ROOM | NA | NA | NA | 3.5 | 480 | 40 | Electric | 3 | NA | NA | \Classifications\Building System Class\D10-Conveyance Systems\D1010 - Elevator\Elevator,Electric,Pass/Freight - ELE | 1009936
19-C1 | 19-C1 Torrance Courthouse | 19-C1-D1010-100-ELE04 | Elevator,Electric, Passenger(Jail) #4 ELE04 State ID 45154 | Otis | CP7700 | 3OUCL | OM00005952 | State ID# 045154¦ ELH-4 | Detention Room | NA | NA | NA | 3.5 | 480 | 44 | Electric | 3 | NA | NA | \Classifications\Building System Class\D10-Conveyance Systems\D1010 - Elevator\Elevator,Electric,Pass/Freight - ELE | 1009937
19-C1 | 19-C1 Torrance Courthouse | 19-C1-D1010-100-ELE05 | Elevator, Electric, Judge's #5 ELE05 State ID 45155 | Otis | CP7701 | 2IUCL | OM00000637 | State ID# 045155¦ ELH-5 | Floor 1 Secured Area | NA | NA | NA | NA | 480/160 | DNA | Electric | 3 | NA | NA | \Classifications\Building System Class\D10-Conveyance Systems\D1010 - Elevator\Elevator,Electric,Pass/Freight - ELE | 1009938
19-C1 | 19-C1 Torrance Courthouse | 19-C1-D3031-130-CLR01 | Chiller 1 | YORK | YMRM307495 | YTB1C1B2-CGB | OM00005953 | NA | Lower Level Chiller Room | NA | NA | R-11 | NA | 480 | DNA | Electric | 3 | NA | NA | \Classifications\Building System Class\D30-HVAC Systems\D3030 - Cooling SYS\Chiller, Water Cooled - CLR | 1009952
19-C1 | 19-C1 Torrance Courthouse | 19-C1-D3031-130-CLR02 | Chiller 2 | YORK | YMRM307496 | YTB1C1B2-CGB | OM00005954 |  | Lower Level Chiller Room | NA | NA | R-11 | NA | 480 | DNA | Electric | 3 | NA | NA | \Classifications\Building System Class\D30-HVAC Systems\D3030 - Cooling SYS\Chiller, Water Cooled - CLR | 1009953
19-C1 | 19-C1 Torrance Courthouse | 19-C1-D3090-114-CMP01 | Compressor Control Air #2 | Devilbiss | 08337 | UD05004-5 | OM00005960 | State ID# A009736-66 | Lower Level Chiller Room | A68 (1) | NA | NA | 2 | 208-220-440 | 7.2/3.6 | Electric | 3 | NA | NA | \Classifications\Building System Class\D30-HVAC Systems\D3090 - Other HVAC Systems and Equipment\Air Compressor - CMP | 1009957
19-C1 | 19-C1 Torrance Courthouse | 19-C1-D3090-114-CMP02 | Compressor Control Air #1 | Devilbiss | F6421 | UDM5004 | OM00005961 | State ID# A009737-66 | Lower Level Chiller Room | A68 (1) | NA | NA | 2 | 480 | 6.2/3.1 | Electric | 3 | NA | NA | \Classifications\Building System Class\D30-HVAC Systems\D3090 - Other HVAC Systems and Equipment\Air Compressor - CMP | 1009958
19-C1 | 19-C1 Torrance Courthouse | 19-C1-D3090-220-CMD01 | Control Air Dryer | Hankison | N80101150305575 | 8010-115 | OM00005962 | NA | Lower Level Chiller Room | NA | NA | R-134a | 1 | 480 | 4.6 | Electric | 3 | NA | NA | \Classifications\Building System Class\D30-HVAC Systems\D3090 - Other HVAC Systems and Equipment\Compressed Air Dryer - CMD | 1009959
19-C1 | 19-C1 Torrance Courthouse | 19-C1-D3031-100-PCH01 | Chilled Water Pump 1 | Bell & Gosset | 2127586 | 4AC | OM00005964 | NA | Lower Level Chiller Room | NA | NA | NA | 7.5 | 208-430/460 | 21.6/10.8 | Electric | 3 | NA | NA | \Classifications\Building System Class\D30-HVAC Systems\D3030 - Cooling SYS\Chilled Water Pump - PCH | 1009960
19-C1 | 19-C1 Torrance Courthouse | 19-C1-D3031-100-PCH02 | Chilled Water Pump 2 | Bell & Gosset | 2127588 | 4AC | OM00005963 | NA | Lower Level Chiller Room | NA | NA | NA | 7.5 | 208-230-460 | 21.6/10.8-22.2 | Electric | 3 | NA | NA | \Classifications\Building System Class\D30-HVAC Systems\D3030 - Cooling SYS\Chilled Water Pump - PCH | 1009961
19-C1 | 19-C1 Torrance Courthouse | 19-C1-D3031-100-PCH03 | Chilled Water Pump 3 | Bell & Gosset | 2127587 | 4AC | OM00005965 | NA | Lower Level Chiller Room | NA | NA | NA | 7.5 | 480 | 21.6/10.8 | Electric | 3 | NA | NA | \Classifications\Building System Class\D30-HVAC Systems\D3030 - Cooling SYS\Chilled Water Pump - PCH | 1009962
19-C1 | 19-C1 Torrance Courthouse | 19-C1-D3031-100-PCH06 | Condenser Water/tower water Pump 4 | Bell & Gosset | 2128041 | 5E | OM00005943 | NA | Lower Level Chiller Room | NA | NA | NA | 30 | 230/460 | 71/35.5 | Electric | 3 | NA | NA | \Classifications\Building System Class\D30-HVAC Systems\D3030 - Cooling SYS\Chilled Water Pump - PCH | 1009963
19-C1 | 19-C1 Torrance Courthouse | 19-C1-D3031-100-PCH07 | Chilled Water/tower water Pump 2 | Bell & Gosset | NA | 4G | OM00036991 |  | Lower Level Chiller Room | NA | NA | NA | 30 | 230/460 | 71/35.5 | Electric | 3 | NA | NA | \Classifications\Building System Class\D30-HVAC Systems\D3030 - Cooling SYS\Chilled Water Pump - PCH | 1009964
19-C1 | 19-C1 Torrance Courthouse | 19-C1-D3031-100-PCH04 | Chilled Water Pump 4 | Bell & Gosset | NA | 4G | OM00005966 |  | Lower Level Chiller Room | NA | NA | NA | 30 | 230-460 | 74/37 | Electric | 3 | NA | NA | \Classifications\Building System Class\D30-HVAC Systems\D3030 - Cooling SYS\Chilled Water Pump - PCH | 1009965
19-C1 | 19-C1 Torrance Courthouse | 19-C1-D3031-100-PCH05 | Condenser Water Pump 5 | Bell & Gosset | 2128040 | 5E | OM00005967 |  | Lower Level Chiller Room | NA | NA | NA | 30 | 230-460 | 74/37 | Electric | 3 | NA | NA | \Classifications\Building System Class\D30-HVAC Systems\D3030 - Cooling SYS\Chilled Water Pump - PCH | 1009966
19-C1 | 19-C1 Torrance Courthouse | 19-C1-D2023-310-HWP01 | Hot Water Pump 1 | Paco Smart Pumps | RE90D04578B | 10-25955-13001 | OM00005957 | NA | Lower Level Chiller Room | NA | NA | NA | 7.5 | 21.9-20.8/10.4 | v | Electric | 3 | NA | NA | \Classifications\Building System Class\D20-Plumbing\D2020 - Domestic Water\Domestic Hot Water Circulating Pump - HWP | 1009967
19-C1 | 19-C1 Torrance Courthouse | 19-C1-D2023-310-HWP02 | Hot Water Pump 2 | Paco Smart Pumps | RE90D04578A | 10-25955-13001 | OM00005958 | HNA | Lower Level Chiller Room | NA | NA | NA | 7.5 | 230/460 | 19.0/9.5 | Electric | 3 | NA | NA | \Classifications\Building System Class\D20-Plumbing\D2020 - Domestic Water\Domestic Hot Water Circulating Pump - HWP | 1009968
19-C1 | 19-C1 Torrance Courthouse | 19-C1-D2022-100-HWE01 | Domestic Water Heater, Electric | American | 0000410C0309519291 | STCE3-119-540 | OM00005970 | HWG | Lower Level Chiller Room | NA | NA | NA | NA | Other | 65 | Electric | 3 | NA | NA | \Classifications\Building System Class\D20-Plumbing\D2020 - Domestic Water\Domestic Water Heater, Electric - HWE | 1009969
19-C1 | 19-C1 Torrance Courthouse | 19-C1-D2023-310-HWP03 | Hot Water Pump 2 | Marathon | B315 | EIN47C17D2944M | OM00005951 |  | Room 10 - Air Handler Room | NA | NA | NA | 1/3 | NA | 5.8 / 3.1 / 2.9 | Electric | 1 | NA | NA | \Classifications\Building System Class\D20-Plumbing\D2020 - Domestic Water\Domestic Hot Water Circulating Pump - HWP | 1009970
19-C1 | 19-C1 Torrance Courthouse | 19-C1-D2023-310-HWP04 | Hot Water Pump 1 | Bell & Gosset | LD3102222 | E11 | OM00005913 | NA | Floor 1 Chiller Room | NA | NA | NA | 1/2 | 115 | 3.0 | Electric | 3 | NA | NA | \Classifications\Building System Class\D20-Plumbing\D2020 - Domestic Water\Domestic Hot Water Circulating Pump - HWP | 1009971
19-C1 | 19-C1 Torrance Courthouse | 19-C1-D2023-310-HWP05 | Hot Water Pump 2 | Bell & Gosset | NA | C-21 | OM00005918 |  | Floor 2 Chiller Room | NA | NA | NA | 1/4 | 115 | 3.0 | Electric | 3 | NA | NA | \Classifications\Building System Class\D20-Plumbing\D2020 - Domestic Water\Domestic Hot Water Circulating Pump - HWP | 1009972
19-C1 | 19-C1 Torrance Courthouse | 19-C1-D2040-100-PSU01 | Sump Pump - PSU | Weil Pump | 153931 | NA | OM00005971 |  | Lower Level Chiller Room | NA | NA | NA | 1/2 | 480/110 | 1 | Electric | 3 | NA | NA | \Classifications\Building System Class\D20-Plumbing\D2040 - Rain Drain\Sump Pump - PSU | 1009973
19-C1 | 19-C1 Torrance Courthouse | 19-C1-D2030-410-PMS01 | Pump Ejector Sewage - PMS | Landia Pumps Co | 21034 | MPG I | OM00005972 | NA | Lower Level Chiller Room. MECHANICAL ROOM | NA | NA | NA | 9.0 | 480 | 14.8/8.59 | Electric | 3 | NA | NA | \Classifications\Building System Class\D20-Plumbing\D2030 - Sani Waste\Sewage Ejector Pump - PMS | 1009974
19-C1 | 19-C1 Torrance Courthouse | 19-C1-D5010-200-ESD01 | ELECTRICAL SWITCHBOARD - SBR01 | General Electric | DJA1A2T375C2377152 | 47239BC | OM00005973 | MCE | Basement MECHANICAL ROOM | NA | NA | NA | NA | 480 | 600 | Electric | 3 | NA | NA | \Classifications\Building System Class\D50-Electrical SYS\D5010 - Elec Service & Dist\Electical Service and Distribution - ESD | 1009976
19-C1 | 19-C1 Torrance Courthouse | 19-C1-D5010-200-ESD02 | ELECTRICAL SWITCHBOARD- SBR 02 | General Electric | 11989 | DR-2 | OM00005921 | MCE | Lower Level Chiller Room | NA | NA | NA | NA | 480 | 1000 | Electric | 3 | NA | NA | \Classifications\Building System Class\D50-Electrical SYS\D5010 - Elec Service & Dist\Electical Service and Distribution - ESD | 1009977
19-C1 | 19-C1 Torrance Courthouse | 19-C1-D5010-110-MCC01 | Chiller Motor Control Center - MCC | Siemens-Allis | 6NFDMASCTIRUVZ | Siemens - Allis | OM00005934 | NA | Lower Level Chiller Room. MECHANICAL AREA | NA | NA | NA | NA | NA | 216 | Electric | 3 | NA | NA | \Classifications\Building System Class\D50-Electrical SYS\D5010 - Elec Service & Dist\Chiller Room Electrical Panel - MCC | 1009978
19-C1 | 19-C1 Torrance Courthouse | 19-C1-D5010-110-MCC02 | Chiller Motor Control Center - MCC | Siemens-Allis | AYCY14N021 6NFDMASCTIRUVZ | Siemens - Allis | OM00005935 | NA | Lower Level Chiller Room. MECHANICAL ROOM | NA | NA | NA | NA | NA | 216 | Electric | 3 | NA | NA | \Classifications\Building System Class\D50-Electrical SYS\D5010 - Elec Service & Dist\Chiller Room Electrical Panel - MCC | 1009979
19-C1 | 19-C1 Torrance Courthouse | 19-C1-D2023-100-BFP01 | Backflow Preventer 1, 2 inch | Hersey | 159958 | FRP-II 2" | OM00005981 |  | Roof Area BY COOLING TOWER. | NA | NA | NA | NA | NA | NA | NA | NA | NA | NA | \Classifications\Building System Class\D20-Plumbing\D2020 - Domestic Water\Backflow Preventer - BFP | 1009980
19-C1 | 19-C1 Torrance Courthouse | 19-C1-D2023-100-BFP02 | Backflow Preventer 2 | FEBCO | 7053 | 775 | OM00005916 |  | Exterior Mechanical Area | NA | NA | NA | NA | NA | NA | NA | NA | NA | NA | \Classifications\Building System Class\D20-Plumbing\D2020 - Domestic Water\Backflow Preventer - BFP | 1009981
19-C1 | 19-C1 Torrance Courthouse | 19-C1-D3041-110-AHU01 | Air Handling Unit 1 | Trane | AHU-1 | NA | OM00005948 |  | Room 10 - Air Handler Room | BP65 (2) | 16x18x2 (16) | NA | 5 | 208-230/460 | 15.6-14.4/7.2 | Electric | 3 | NA | NA | \Classifications\Building System Class\D30-HVAC Systems\D3040 - Distribution SYS\Air Handling Unit - AHU | 1009984
19-C1 | 19-C1 Torrance Courthouse | 19-C1-D3041-110-AHU02 | Air Handling Unit 2 | Trane | U69194 | Climate Changer H63 | OM00005910 | NA | Air Handler Room | C158 | 20x20x8 (25) | NA | 25 | 230/460 | 61/30.5 | Electric | 3 | NA | NA | \Classifications\Building System Class\D30-HVAC Systems\D3040 - Distribution SYS\Air Handling Unit - AHU | 1009985
19-C1 | 19-C1 Torrance Courthouse | 19-C1-D3041-110-AHU03 | Air Handling Unit 3 | Trane | U69195 | 63-Climate Changer | OM00005907 | NA | Air Handler Room | C 158 (2) | 20x20x8 (25) | NA | 25 | 208-220/440 | 66-62/31 | Electric | 3 | NA | NA | \Classifications\Building System Class\D30-HVAC Systems\D3040 - Distribution SYS\Air Handling Unit - AHU | 1009986
19-C1 | 19-C1 Torrance Courthouse | 19-C1-D3041-110-AHU04 | Air Handling Unit 4 | Trane | U69196 | 63 | OM00005988 | NA | Air Handler Room | 20x20x8 (20) | 20x20x8 (25) | NA | 25 | 230/460 | 60/30 | Electric | 3 | NA | NA | \Classifications\Building System Class\D30-HVAC Systems\D3040 - Distribution SYS\Air Handling Unit - AHU | 1009987
19-C1 | 19-C1 Torrance Courthouse | 19-C1-D3041-110-AHU05 | Air Handling Unit 5 | Trane | U69197 | 63 | OM00005985 | NA | Air Handler Room | CL158 (1) | 20x20x8 (25) | NA | 25 | 220/440 | 58/29 | Electric | 3 | NA | NA | \Classifications\Building System Class\D30-HVAC Systems\D3040 - Distribution SYS\Air Handling Unit - AHU | 1009988
19-C1 | 19-C1 Torrance Courthouse | 19-C1-D3041-110-AHU06 | Air Handling Unit 6 | Trane | U77787 | 63 | OM00005974 | NA | Air Handler Room | CP150 (3) | 20x20x8 (20) | NA | 30 | 208-230/440 | 77.2-73/36 | Electric | 3 | NA | NA | \Classifications\Building System Class\D30-HVAC Systems\D3040 - Distribution SYS\Air Handling Unit - AHU | 1009989
19-C1 | 19-C1 Torrance Courthouse | 19-C1-D3041-110-AHU09 | Air Handling Unit 9 | Recold | NA | NA | OM00005983 |  | Elevator Room | B59 (1) | 16x20x2 (6) | NA | 2 | 208-230/460 | 6.8-6.4/3.2 | Electric | 3 | NA | NA | \Classifications\Building System Class\D30-HVAC Systems\D3040 - Distribution SYS\Air Handling Unit - AHU | 1009991
19-C1 | 19-C1 Torrance Courthouse | 19-C1-D3030-110-CTW01 | Cooling Tower - CTW | Evapco West | 6297673 | USS29318 | OM00005980 | NA | Roof Area | B154 (3) | NA | NA | 7.5 | 230/460 | 18.20/9.10 | Electric | 3 | NA | NA | \Classifications\Building System Class\D30-HVAC Systems\D3030 - Cooling SYS\Cooling Tower - CTW | 1009992
19-C1 | 19-C1 Torrance Courthouse | 19-C1-G3063-100-AST01 | Fuel Storage, above ground - FSA | San Luis Tank | 5058 | NA | OM00005944 | FSA | Outside of Building | NA | NA | NA | NA | NA | NA | Diesel | NA | NA | NA | \Classifications\Building System Class\G30-Site Mechanical Utilities\G3060 - Fuel Distribution\Tank, Fuel Storage, Above Ground - AST | 1009993
19-C1 | 19-C1 Torrance Courthouse | 19-C1-G3063-100-DAT01 | Fuel Storage Day Tank - DAT | NA | NA | NA | OM00005938 | DAT | Generator Room Rm 14. MECHANICAL ROOM | NA | NA | NA | NA | NA | NA | Diesel | NA | NA | NA | \Classifications\Building System Class\G30-Site Mechanical Utilities\G3060 - Fuel Distribution\Tank, Fuel Storage Day - DAT | 1009994
19-C1 | 19-C1 Torrance Courthouse | 19-C1-D5011-240-TRN02 | Transformer 2 | General Electric | 9T23Y2673 | 9123Y2673 | OM00005945 | TRN | Lower Level Chiller Room | NA | NA | NA | NA | 120/240 | DNA | Electric | 3 | NA | NA | \Classifications\Building System Class\D50-Electrical SYS\D5010 - Elec Service & Dist\Transformer - TRN | 1009997
19-C1 | 19-C1 Torrance Courthouse | 19-C1-D5011-240-TRN03 | Transformer 3 | General Electric | Transformer/BA | 9T23Y3874 | OM00005947 | TRN | Lower Level Chiller Room | NA | NA | NA | NA | 208/480 | DNA | Electric | 3 | NA | NA | \Classifications\Building System Class\D50-Electrical SYS\D5010 - Elec Service & Dist\Transformer - TRN | 1009998
19-C1 | 19-C1 Torrance Courthouse | 19-C1-D5037-710-FAP01 | Fire Alarm Panel 1 | Pyrotronics Inc | 1148 P | PYR-A-LARM Type C-B | OM00005930 | FAP-1 | Engineer's Office | NA | NA | NA | NA | 110 | DNA | Electric | 1 | NA | NA | \Classifications\Building System Class\D50-Electrical SYS\D5030 - Comm & Security\Fire Alarm Panel - FAP | 1009999
19-C1 | 19-C1 Torrance Courthouse | 19-C1-D5037-710-FAP02 | Fire Alarm Panel 2 | Flexalarm | 0134-1632 | Type A | OM00005932 | FAP-2 | Engineer's Office | NA | NA | NA | NA | 110 | DNA | Electric | 1 | NA | NA | \Classifications\Building System Class\D50-Electrical SYS\D5030 - Comm & Security\Fire Alarm Panel - FAP | 1010000
19-C1 | 19-C1 Torrance Courthouse | 19-C1-D5036-200-CSY01 | Clock Systems - CSY | Stromberg | 7023 | Master Clock DAS4 | OM00005931 |  | Engineer's Office | NA | NA | NA | NA | NA | DNA | Electric | 1 | NA | NA | \Classifications\Building System Class\D50-Electrical SYS\D5030 - Comm & Security\Clock Systems - CSY | 1010001
19-C1 | 19-C1 Torrance Courthouse | 19-C1-D4010-150-FMS01 | System Extinguishing,Wet Pipe - SEW | Reliable | 89783 | 6E | OM00036780 | SEW-1 | Lower Level Chiller Room | NA | NA | NA | NA | NA | NA | NA | NA | NA | NA | \Classifications\Building System Class\D40-Fire Protection SYS\D4010 - Sprinkler SYS\Fire Systems, stand pipes - FMS | 1010002
19-C1 | 19-C1 Torrance Courthouse | 19-C1-D4031-100-FEX54 | Fire Extinguisher - FEX (54) | MARX | NA | ABC | OM00000642 | FEX-52 | All floors | NA | NA | NA | NA | NA | NA | NA | NA | NA | NA | \Classifications\Building System Class\D40-Fire Protection SYS\D4030 - FIRE SPEC\Fire Extinguisher - FEX | 1010003
19-C1 | 19-C1 Torrance Courthouse | 19-C1-D5092-250-EML35 | Emergency And Exit Lighting - EML (35) | NA | NA | NA | OM00036020 | EML-35 | All floors | NA | NA | NA | NA | NA | DNA | Electric | NA | NA | NA | \Classifications\Building System Class\D50-Electrical SYS\D5090 - Elec SYS\Emergency And Exit Lighting - EML | 1010004
19-C1 | 19-C1 Torrance Courthouse | 19-C1-G2050-200-LSC01 | Landscaping - LSC | NA | NA | NA | OM00033598 | NA | Exterior. GROUNDS | NA | NA | NA | NA | NA | NA | NA | NA | NA | NA | \Classifications\Building System Class\G20-Other Systems\G2050 - Landscaping\Landscaping - LSC | 1010005
19-C1 | 19-C1 Torrance Courthouse | 19-C1-D5092-250-ELT01 | Exterior Lighting - ELT | NA | NA | NA | OM00033597 |  | EXTERIOR GROUNDS | NA | NA | NA | NA | NA | NA | NA | NA | NA | NA | \Classifications\Building System Class\D50-Electrical SYS\D5090 - Elec SYS\Exterior Lighting - ELT | 1010006
19-C1 | 19-C1 Torrance Courthouse | 19-C1-G2049-300-HSC01 | Hardscape - HSC | NA | NA | NA | OM00033596 | NA | Exterior | NA | NA | NA | NA | NA | NA | NA | NA | NA | NA | \Classifications\Building System Class\G20-Other Systems\G2040 - Site Development\Hardscape - HSC | 1010007
19-C1 | 19-C1 Torrance Courthouse | 19-C1-D2030-150-MWL01 | Main/Branch Waste System - MWL | NA | NA | NA | OM00033599 |  | 1 floors MAINTENANCE ROOM | NA | NA | NA | NA | NA | NA | NA | NA | NA | NA | \Classifications\Building System Class\D20-Plumbing\D2030 - Sani Waste\Main/Branch Waste System - MWL | 1010008
19-C1 | 19-C1 Torrance Courthouse | 19-C1-B3010-100-RUF01 | Roof - RUF | NA | NA | NA | OM00033600 | NA | Roof | NA | NA | NA | NA | NA | NA | NA | NA | NA | NA | \Classifications\Building System Class\B30-Roofing\B3010 - Roof Types\Roof - RUF | 1010009
19-C1 | 19-C1 Torrance Courthouse | 19-C1-D3042-220-EFN06 | Exhaust Fan | TRADEUTILITY FAN | U760-80 | 27L2-FC-4814 | OM00005984 | NA | ROOF | A80 (1) | NA | NA | 3/4 | 460/200-230 | 1.7/2.9-3.4 | Electric | DNA | NA | NA | \Classifications\Building System Class\D30-HVAC Systems\D3040 - Distribution SYS\Supply/Exhaust/Return fans- FAN | 1010035
19-C1 | 19-C1 Torrance Courthouse | 19-C1-D2023-310-HWP09 | Hot Water Pump - PHW03 - | Bell & Gosset | DNA | DNA | OM00005987 | NA | MECHANICAL EQUIPMENT ROOM | NA | NA | NA | 1/2 | 115 | 1.25 | Electric | 3 | NA | NA | \Classifications\Building System Class\D20-Plumbing\D2020 - Domestic Water\Domestic Hot Water Circulating Pump - HWP | 1010997
19-C1 | 19-C1 Torrance Courthouse | 19-C1-D2023-310-HWP10 | Hot Water Pump - PHW04 - | Bell & Gosset | 189105 | B01 | OM00005906 | NA | MECHANICAL EQUIPMENT ROOM | NA | NA | NA | 1/4 | 115 | 3.0 | Electric | 3 | NA | NA | \Classifications\Building System Class\D20-Plumbing\D2020 - Domestic Water\Domestic Hot Water Circulating Pump - HWP | 1010998
19-C1 | 19-C1 Torrance Courthouse | 19-C1-D2023-310-HWP11 | Hot Water Pump - PHW03 | Bell & Gosset | NA | LD-3 | OM00005909 |  | MECHANICAL ROOM | NA | NA | NA | 1/4 | 115 | 3.0 | Electric | 3 | NA | NA | \Classifications\Building System Class\D20-Plumbing\D2020 - Domestic Water\Domestic Hot Water Circulating Pump - HWP | 1010999
19-C1 | 19-C1 Torrance Courthouse | 19-C1-B2010-100-BLD01 | BUILDING | NA | NA | NA | OM00033595 | NA | All | NA | NA | NA | NA | NA | NA | NA | NA | NA | NA | \Classifications\Building System Class\B20-General Building Exterior\B2010 - Exterior Walls\Building - BLD | 1013897
19-C1 | 19-C1 Torrance Courthouse | 19-C1-D2017-100-SHW01 | SHOWER, EYE WASH & EMERGENCY SHOWERS | BERKLEY HAWS | NA | BRADLEY | OM00005969 |  | CHILLER ROOM | NA | NA | NA | NA | NA | NA | NA | NA | NA | NA | \Classifications\Building System Class\D20-Plumbing\D2010 - Plumb Fix\Showers - SHW | 1013898
19-C1 | 19-C1 Torrance Courthouse | 19-C1-D3050-250-ACU02 | CONDENSING UNIT WATER COOLED CDR02 | MITSUBISHI ELECTRIC | NA | M2SLIM-PU-1866.US | OM00028983 |  | ROOF | NA | NA | R-22 | NA | DNA | 12 | Electric | 1 | NA | NA | \Classifications\Building System Class\D30-HVAC Systems\D3050 - Package SYS\Air Conditioning,Split System - ACU | 1013900
19-C1 | 19-C1 Torrance Courthouse | 19-C1-D3042-220-EFN01 | EXHAUST FAN 1 | JENN AIR | 2425CRA | Z425CRA | OM00005940 |  | ROOF | 3L320 (1) | NA | NA | 1/2 | 115 | 7.5 | Electric | 1 | NA | NA | \Classifications\Building System Class\D30-HVAC Systems\D3040 - Distribution SYS\Supply/Exhaust/Return fans- FAN | 1013901
19-C1 | 19-C1 Torrance Courthouse | 19-C1-D3042-220-EFN02 | EXHAUST FAN 2 | Jennair | NA | 2425CRA | OM00005942 |  | ROOF | L320 (1) | NA | NA | 1.5 | 208-230/460 | 5.4 | Electric | 1 | NA | NA | \Classifications\Building System Class\D30-HVAC Systems\D3040 - Distribution SYS\Supply/Exhaust/Return fans- FAN | 1013902
19-C1 | 19-C1 Torrance Courthouse | 19-C1-D3042-220-EFN03 | EXHAUST FAN BELT DRIVEN-EFN03 | Jennair | NA | 2425CRA | OM00000633 |  | ROOF | 4L350 | NA | NA | 3/4 | 208-230/460 | 5.4 | Electric | 1 | NA | NA | \Classifications\Building System Class\D30-HVAC Systems\D3040 - Distribution SYS\Supply/Exhaust/Return fans- FAN | 1013903
19-C1 | 19-C1 Torrance Courthouse | 19-C1-D3042-220-EFN07 | EXHAUST FAN 7 | JENN AIR | NA | 2425CRA | OM00005939 |  | ROOF | 4L350 (1) | NA | NA | 1.5 | 208-230/460 | 4.8/2.4 | Electric | 1 | NA | NA | \Classifications\Building System Class\D30-HVAC Systems\D3040 - Distribution SYS\Supply/Exhaust/Return fans- FAN | 1013904
19-C1 | 19-C1 Torrance Courthouse | 19-C1-D3050-250-ACU01 | Air Conditioning, Split System (Air Intake Area) | CARRIER | 4299G00181 | 38AK-007-611 | OM00005937 |  | AIR INTAKE AREA | NA | NA | R-22 | NA | 240 | 8 | Electric | 3 | NA | NA | \Classifications\Building System Class\D30-HVAC Systems\D3050 - Package SYS\Air Conditioning,Split System - ACU | 1013905
19-C1 | 19-C1 Torrance Courthouse | 19-C1-D5011-240-TRN04 | ELECTRICAL TRANSFORMER 4 | ZINSCO | 452-415-7H | HWT | OM00005975 |  | MECHANICAL ROOM | NA | NA | NA | NA | 480-220/120 | DNA | Electric | 3 | NA | NA | \Classifications\Building System Class\D50-Electrical SYS\D5010 - Elec Service & Dist\Transformer - TRN | 1013906
19-C1 | 19-C1 Torrance Courthouse | 19-C1-D5011-240-TRN05 | ELECTRICAL TRANSFORMER 5 | G.E. | NA | 9T23Y3873 | OM00005908 |  | MECHANICAL EQUIPMENT ROOM | NA | NA | NA | NA | 480-220/120 | DNA | Electric | 3 | NA | NA | \Classifications\Building System Class\D50-Electrical SYS\D5010 - Elec Service & Dist\Transformer - TRN | 1013907
19-C1 | 19-C1 Torrance Courthouse | 19-C1-D5011-240-TRN06 | ELECTRICAL TRANSFORMER 1 | CUTTLER HAMMER | J00DOO86 | U75012 Series A | OM00005946 |  | BASEMENT MECHANICAL AREA | NA | NA | NA | NA | 208/120 | 4.7 | Electric | 3 | NA | NA | \Classifications\Building System Class\D50-Electrical SYS\D5010 - Elec Service & Dist\Transformer - TRN | 1013908
19-C1 | 19-C1 Torrance Courthouse | 19-C1-D5011-240-TRN07 | ELECTRICAL TRANSFORMER 7 | G.E. | DNA | 9T23Y3873 | OM00005986 |  | MECHANICAL ROOM | NA | NA | NA | NA | 480-208/120 | DNA | Electric | 3 | NA | NA | \Classifications\Building System Class\D50-Electrical SYS\D5010 - Elec Service & Dist\Transformer - TRN | 1013909
19-C1 | 19-C1 Torrance Courthouse | 19-C1-D5011-240-TRN08 | ELECTRICAL TRANSFORMER 8 | G.E. | NA | 9123A3873 | OM00005905 |  | MECHANICAL EQUIPMENT ROOM | NA | NA | NA | NA | 408-208/120 | DNA | Electric | 3 | NA | NA | \Classifications\Building System Class\D50-Electrical SYS\D5010 - Elec Service & Dist\Transformer - TRN | 1013910
19-C1 | 19-C1 Torrance Courthouse | 19-C1-D3041-110-AHU07 | HOLDING CELL:AIR HANDLING UNIT #7 | RECOLD CORP | D7053 | RECOLD AHB-200 | OM00040731 |  | HOLDING CELL: SALLY PORT | NA | NA | NA | 5 | 220 | 14.0 | Electric | 3 | NA | NA | \Classifications\Building System Class\D30-HVAC Systems\D3040 - Distribution SYS\Air Handling Unit - AHU | 1015505
19-C1 | 19-C1 Torrance Courthouse | 19-C1-B2034-400-DOH01 | Sally Port Rollup Door | Lawrence | 12M172210 | NA | OM00036772 | OM00040730 | HOLDING CELL: SALLY PORT | CHAIN | NA | NA | 1 | 480 | DNA | Electric | 3 | NA | NA | \Classifications\Building System Class\B20-General Building Exterior\B2030 - Exterior Doors\Door,Overhead-Shutter,Manual,Elec,Roll-up - DOH | 1015506
19-C1 | 19-C1 Torrance Courthouse | 19-C1-D3042-220-EFN04 | HOLDING CELL:FAN, EXHAUST #4 | NA | NA | NA | OM00040729 |  | HOLDING CELL: SALLY PORT | PROPELLER | NA | NA | 3-Jan | 115-208/230 | DNA | Electric | 1 | NA | NA | \Classifications\Building System Class\D30-HVAC Systems\D3040 - Distribution SYS\Supply/Exhaust/Return fans- FAN | 1015507
19-C1 | 19-C1 Torrance Courthouse | 19-C1-D3042-220-EFN05 | HOLDING CELL:FAN, EXHAUST #5 | JENNA-AIR | NA | NA | OM00036770 |  | HOLDING CELL: KITCHEN ROOF TOP | NA | NA | NA | 2-Jan | 480 | DNA | Electric | 3 | NA | NA | \Classifications\Building System Class\D30-HVAC Systems\D3040 - Distribution SYS\Supply/Exhaust/Return fans- FAN | 1015508
19-C1 | 19-C1 Torrance Courthouse | 19-C1-D3041-110-AHU10 | AIR HANDLER UNIT #8 (ROOM 14) | DAIRTECH | D-13-141 | D-AHU-10 | OM00036776 | NA | BASEMENT ROOM 14 | B-55 | 20X24X2 (5); 20X20X2 (5) | NA | 7.5 | 208-230/460 | 20.0-18/9.3 | Electric | 3 | NA | NA | \Classifications\Building System Class\D30-HVAC Systems\D3040 - Distribution SYS\Air Handling Unit - AHU | 1016603
19-C1 | 19-C1 Torrance Courthouse | 19-C1-D3021-130-BLR03 | Boiler 1 | Lochinvar | J13H00255566 | CHN2072C | OM00040735 |  | Lower Level Chiller Room | NA | NA | NA | NA | NA | DNA | Natural gas | DNA | 1,999,000 | NA | \Classifications\Building System Class\D30-HVAC Systems\D3020 - Heat SYS\Boiler,Hot Water,Oil/Gas/Comb. - BLR | 1017510
19-C1 | 19-C1 Torrance Courthouse | 19-C1-D3021-130-BLR04 | Boiler 2 | Lochinvar | H13H00253440 | CHN2072C | OM00040736 |  | Basement Lower Level Chiller Room | NA | NA | NA | NA | NA | DNA | Natural gas | DNA | 1,999,999 | NA | \Classifications\Building System Class\D30-HVAC Systems\D3020 - Heat SYS\Boiler,Hot Water,Oil/Gas/Comb. - BLR | 1017511
19-C1 | 19-C1 Torrance Courthouse | 19-C1-D3020-100-HET01 | Heater Water Expansion Tank #1 (Basement) | Santa Fe Tank & Heater Company | 10922 | 21943 | OM00036994 |  | Mechanical Room Above Chiller 2 | NA | NA | NA | NA | NA | NA | NA | NA | NA | NA | \Classifications\Building System Class\D30-HVAC Systems\D3020 - Heat SYS\Heater Water Expansion Tank - HET | 1017570
19-C1 | 19-C1 Torrance Courthouse | 19-C1-D3020-100-HET02 | Heater Water Expansion Tank #2 (Basement) | Ace Tank & Heater Company | 36207 | NA | OM00036995 |  | Mechanical Room Above Boiler 2 | NA | NA | NA | NA | NA | NA | NA | NA | NA | NA | \Classifications\Building System Class\D30-HVAC Systems\D3020 - Heat SYS\Heater Water Expansion Tank - HET | 1017571
19-C1 | 19-C1 Torrance Courthouse | 19-C1-D2090-230-WIP03 | Water Treatment Pump (Inhibitor) | LMI | 07072396592-4 | AA151-392S1 | OM00040726 |  | Chiller Room Near Water Pumps | NA | NA | NA | NA | 120 | 1.4 | NA | 1 | NA | NA | \Classifications\Building System Class\D20-Plumbing\D2090 - Other Plumbing SYS\Water Treatment Inhibitor Pump - WIP | 1017576
19-C1 | 19-C1 Torrance Courthouse | 19-C1-D3020-100-HET03 | Chilled Water Expansion Tank #3 (Basement) | Advance Tank MFG Co | 22287 | 15605 | OM00036996 |  | Mechanical Room Above Chiller Water Pumps | NA | NA | NA | NA | NA | NA | NA | NA | NA | NA | \Classifications\Building System Class\D30-HVAC Systems\D3020 - Heat SYS\Heater Water Expansion Tank - HET | 1017572
19-C1 | 19-C1 Torrance Courthouse | 19-C1-C1020-110-FRD01 | Manual Fire Door, Roll-Up (Mech Rm Entrance) | NA | C846833 | NA | OM00036992 |  | Mechanical Room Entrance | NA | NA | NA | NA | NA | NA | NA | NA | NA | NA | \Classifications\Building System Class\C10-General Building Interior\C1020 - Fire Doors\Fire Doors - FRD | 1017573
19-C1 | 19-C1 Torrance Courthouse | 19-C1-B2034-400-DOH02 | Manual Roll-Up Door (Sally Port) | NA | NA | NA | OM00040727 |  | Storage Room in Sally Port Area | NA | NA | NA | NA | NA | NA | NA | NA | NA | NA | \Classifications\Building System Class\B20-General Building Exterior\B2030 - Exterior Doors\Door,Overhead-Shutter,Manual,Elec,Roll-up - DOH | 1017574
19-C1 | 19-C1 Torrance Courthouse | 19-C1-D2090-230-WIP02 | Water Treatment Pump (Biocide) | Tacmina | 113Z0452 | ARPZ-31-CL-1 | OM00040725 |  | Chiller Room Near Water Pumps | NA | NA | NA | NA | 120 | 2.2 | NA | 1 | NA | NA | \Classifications\Building System Class\D20-Plumbing\D2090 - Other Plumbing SYS\Water Treatment Inhibitor Pump - WIP | 1017575
19-C1 | 19-C1 Torrance Courthouse | 19-C1-D5010-234-ATS02 | Automatic Transfer Switch (Rm 14) | Kohler Co | SGM3262N4 | KSSDMTA0080S | OM00040799 |  | Mech Room 14 | NA | NA | NA | NA | 480 | 80 | Electric | 3 | NA | NA | \Classifications\Building System Class\D50-Electrical SYS\D5010 - Elec Service & Dist\Automatic Transfer Switch - ATS | 1017884
19-C1 | 19-C1 Torrance Courthouse | 19-C1-D4095-230-HBL02 | Fire Supression, Kitchen Exhaust Hood | Pyro Chem Co | PCL460 | NMCH3 | OM00040804 | NA | Cafeteria Kitchen | NA | NA | NA | NA | DNA | DNA | Electric | DNA | NA | NA | \Classifications\Building System Class\D40-Fire Protection SYS\D4090 - Other Fire Protection Systems\Hood and Blower - HBL | 1017885
19-C1 | 19-C1 Torrance Courthouse | 19-C1-D3050-210-PKU01 | Package Unit (Basement Rm 10) | Magic aire | W080413083 | HBB20-3D | OM00040816 |  | Basement Room 10 | NA | 24x24x2 (1) | R-22 | 1 | 480 | 2.6 | Electric | 3 | NA | NA | \Classifications\Building System Class\D30-HVAC Systems\D3050 - Package SYS\Package Unit - PKU | 1017921
19-C1 | 19-C1 Torrance Courthouse | 19-C1-D3042-220-EFN09 | Exhaust Fan (Basement Rm 15) | Trane | NA | NA | OM00040814 |  | Basement Room 15 | A46 (1) | NA | NA | 1/4 | 115 | 3.0 | Electric | 1 | NA | NA | \Classifications\Building System Class\D30-HVAC Systems\D3040 - Distribution SYS\Supply/Exhaust/Return fans- FAN | 1017924
19-C1 | 19-C1 Torrance Courthouse | 19-C1-D3020-100-HET04 | Heater Water Expansion Tank (Chiller Rm) | Bell & Gosset | 91535 | NA | OM00040728 |  | Basement Room E | NA | NA | NA | NA | NA | NA | NA | NA | NA | NA | \Classifications\Building System Class\D30-HVAC Systems\D3020 - Heat SYS\Heater Water Expansion Tank - HET | 1017923
19-C1 | 19-C1 Torrance Courthouse | 19-C1-D2023-310-HWP13 | Domestic Hot Water Pump (Basement Rm E) | Grundfos | 52722370P1 | UP43-75BF216 | OM00033012 |  | Basement Room E | NA | NA | NA | NA | 115 | 10 | Electric | 1 | NA | NA | \Classifications\Building System Class\D20-Plumbing\D2020 - Domestic Water\Domestic Hot Water Circulating Pump - HWP | 1017926
19-C1 | 19-C1 Torrance Courthouse | 19-C1-D2030-410-PMS02 | Sewage Ejector Pump #2 (Mech Rm E) | Landia Pumps Co | 21035 | MPG-1 | OM00040797 |  | Boiler & Chiller Room | NA | NA | NA | 9 | 480 | 14.8 | Electric | 3 | NA | NA | \Classifications\Building System Class\D20-Plumbing\D2030 - Sani Waste\Sewage Ejector Pump - PMS | 1017934
19-C1 | 19-C1 Torrance Courthouse | 19-C1-G3060-320-DFP01 | Diesel Fuel Transfer Pump (Basement Rm 14) | NA | NA | NA | OM00040800 |  | Basement Room 14 | NA | NA | NA | NA | 115 | 5.2 | Electric | 1 | NA | NA | \Classifications\Building System Class\G30-Site Mechanical Utilities\G3060 - Fuel Distribution\Pump, Fuel, Diesel Fuel Transfer Pump - DFP | 1017922
19-C1 | 19-C1 Torrance Courthouse | 19-C1-D2023-310-HWP12 | Domestic Hot Water Pump (Basement Rm 14) | Bell & Gosset | 102222 | LD3 | OM00040801 |  | Basement Room 14 | NA | NA | NA | 1/4 | 115 | 3.0 | Electric | 1 | NA | NA | \Classifications\Building System Class\D20-Plumbing\D2020 - Domestic Water\Domestic Hot Water Circulating Pump - HWP | 1017925
19-C1 | 19-C1 Torrance Courthouse | 19-C1-D3030-110-CTW02 | Cooling Tower (Roof) | Evapco West | NA | USS29318 | OM00028984 |  | Roof Outside Elevator Rm | B154 (3) | NA | NA | 7.5 | 230/460 | 18.2/9.10 | Electric | 3 | NA | NA | \Classifications\Building System Class\D30-HVAC Systems\D3030 - Cooling SYS\Cooling Tower - CTW | 1017928
19-C1 | 19-C1 Torrance Courthouse | 19-C1-D3041-110-AHU11 | Air Handling Unit (Rm 10) | Trane | NA | EXRA | OM00040815 |  | Inside Records Management Office | 4L340 (1) | 24x24x2 (2) | NA | 1/2 | 208-230/460 | 2.1/2.2-1.1 | Electric | 3 | NA | NA | \Classifications\Building System Class\D30-HVAC Systems\D3040 - Distribution SYS\Air Handling Unit - AHU | 1017931
19-C1 | 19-C1 Torrance Courthouse | 19-C1-D3041-110-AHU12 | Air Handling Unit (Rm 10) | Trane | U76082 | 10F2FC4817 | OM00040817 |  | Inside Records Management Office | 4L340 (1) | 24x24x2 (2) | NA | 1/2 | 230/460 | 2.2/2.1 | Electric | 3 | NA | NA | \Classifications\Building System Class\D30-HVAC Systems\D3040 - Distribution SYS\Air Handling Unit - AHU | 1017932
19-C1 | 19-C1 Torrance Courthouse | 19-C1-D3041-110-AHU13 | Air Handling Unit (Next to Kitchen Door) | Trane | NA | NA | OM00040812 |  | Next to Kitchen Door | A46 (1) | 20x25x2 (2) | NA | 3/4 | 115-200/230 | 13.3-6.5/6.6 | Electric | 3 | NA | NA | \Classifications\Building System Class\D30-HVAC Systems\D3040 - Distribution SYS\Air Handling Unit - AHU | 1017933
19-C1 | 19-C1 Torrance Courthouse | 19-C1-D2040-100-PSU02 | Sump Pump (Mech Rm E) | Weil Pump | NA | NA | OM00040798 |  | Boiler & Chiller Room | NA | NA | NA | NA | NA | DNA | Electric | DNA | NA | NA | \Classifications\Building System Class\D20-Plumbing\D2040 - Rain Drain\Sump Pump - PSU | 1017935
19-C1 | 19-C1 Torrance Courthouse | 19-C1-D2023-100-BFP06 | Backflow Preventer 4 (BFP06) | Watts | 000207 | LF009M2 | OM00040760 | ID#:2 | Outside of Buildingﾠ - USE CALIFORNIA WATER SERVICE FORM | NA | NA | NA | NA | NA | NA | NA | NA | NA | NA | \Classifications\Building System Class\D20-Plumbing\D2020 - Domestic Water\Backflow Preventer - BFP | 1021679
19-C1 | 19-C1 Torrance Courthouse | 19-C1-D2023-100-BFP05 | Backflow Preventer 3 (BFP05) | Wilkins | 4278847 | 975XL2 | OM00040759 | ID#:1 | Lower Level Chiller Roomﾠ - USE CALIFORNIA WATER SERVICE FORM | NA | NA | NA | NA | NA | NA | NA | NA | NA | NA | \Classifications\Building System Class\D20-Plumbing\D2020 - Domestic Water\Backflow Preventer - BFP | 1021680
19-C1 | 19-C1 Torrance Courthouse | 19-C1-D2022-100-HWE02 | Domestic Water Heater, Electric | AO Smith | 1821110514599 | Dre-120-100 | OM000019945 |  | LOWER LEVEL CHILLER RM | NA | NA | NA | NA | OTHER | DNA | Electric | DNA | NA | NA | \Classifications\Building System Class\D20-Plumbing\D2020 - Domestic Water\Domestic Water Heater, Electric - HWE | 1022730
19-C1 | 19-C1 Torrance Courthouse | 19-C1-B2034-400-DOH03 | Sally Port Roll Up Gate | Cookson | NA | NA | OM00040730 |  | EXTRANCE/EXIT DOOR | NA | NA | NA | NA | 220 | DNA | Electric | DNA | NA | NA | \Classifications\Building System Class\B20-General Building Exterior\B2030 - Exterior Doors\Door,Overhead-Shutter,Manual,Elec,Roll-up - DOH | 1022731
19-C1 | 19-C1 Torrance Courthouse | 19-C1-D3042-220-EFN10 | TF-1 Transfer Fan | National air balance | NA | NA | OM00004802 |  | BASEMENT, RM 14 | NA | NA | NA | NA | DNA | DNA | DNA | DNA | NA | NA | \Classifications\Building System Class\D30-HVAC Systems\D3040 - Distribution SYS\Supply/Exhaust/Return fans- FAN | 1022733
19-C2 | 19-C2 Torrance Annex | 19-C2-D3090-114-CMP01 | Control Air Compressor - CMP01 | Devilbiss | E9798 | UPJ51521 | OM00015516 | State ID# A010062-65 | Mechanical Room Area | NA | NA | NA | 0.5 | 110 | DNA | Electric | 1 | NA | NA | \Classifications\Building System Class\D30-HVAC Systems\D3090 - Other HVAC Systems and Equipment\Air Compressor - CMP | 1010010
19-C2 | 19-C2 Torrance Annex | 19-C2-D3041-110-AHU01 | Air Handling Unit - AHU | Carrier | 4699F64225 | 39T9XMZEAA | OM00015513 | NA | Mechanical Room Area | NA | 20x20x2 (24) | NA | 25 | 480 | 23.8/11.9 | Electric | 3 | NA | NA | \Classifications\Building System Class\D30-HVAC Systems\D3040 - Distribution SYS\Air Handling Unit - AHU | 1010011
19-C2 | 19-C2 Torrance Annex | 19-C2-D4031-100-FEX04 | Fire Extinguisher - FEX (4) | Amerex | NA | ABC | OM00000648 | FEX - 4 | ALL FLOORS | NA | NA | NA | NA | NA | NA | NA | NA | NA | NA | \Classifications\Building System Class\D40-Fire Protection SYS\D4030 - FIRE SPEC\Fire Extinguisher - FEX | 1010012
19-C2 | 19-C2 Torrance Annex | 19-C2-D5092-250-EML04 | Emergency And Exit Lighting - EML (4) | NA | NA | NA | OM00000649 | EML - 1 | ALL FLOORS | NA | NA | NA | NA | 110 | DNA | Electric | 1 | NA | NA | \Classifications\Building System Class\D50-Electrical SYS\D5090 - Elec SYS\Emergency And Exit Lighting - EML | 1010013
19-C2 | 19-C2 Torrance Annex | 19-C2-D5010-200-ESD01 | Electrical, Switchboard- SBR 01 | Square D | 172654 | MCABCS | OM00000644 | MCE - 1 | Mechanical Room Area | NA | NA | NA | NA | 480 | 400 | Electric | 3 | NA | NA | \Classifications\Building System Class\D50-Electrical SYS\D5010 - Elec Service & Dist\Electical Service and Distribution - ESD | 1010014
19-C2 | 19-C2 Torrance Annex | 19-C2-D5010-200-ESD02 | Electrical, Switchboard- SBR 02 | Square D | 172359 | NL-1 | OM00000646 | MCE - 2 | Mechanical Room Area | NA | NA | NA | NA | 120/208 | 800 | Electric | 3 | NA | NA | \Classifications\Building System Class\D50-Electrical SYS\D5010 - Elec Service & Dist\Electical Service and Distribution - ESD | 1010015
19-C2 | 19-C2 Torrance Annex | 19-C2-D5011-240-TRN01 | Transformer - TRN | Power Zone | H7263 | 15055 | OM00000645 | TRN - 1 | Mechanical Room Area | NA | NA | NA | NA | 480-208/120 | 225 | Electric | 3 | NA | NA | \Classifications\Building System Class\D50-Electrical SYS\D5010 - Elec Service & Dist\Transformer - TRN | 1010016
19-C2 | 19-C2 Torrance Annex | 19-C2-D2040-100-PSU01 | Sump Pump - PSU | Weil Pumps | 500349 | F-2 | OM00000647 | NA | Mechanical Room Area | NA | NA | NA | 3/4 | DNA | 5.6 | Electric | 1 | NA | NA | \Classifications\Building System Class\D20-Plumbing\D2040 - Rain Drain\Sump Pump - PSU | 1010017
19-C2 | 19-C2 Torrance Annex | 19-C2-D2030-150-MWL01 | Main/Branch Waste System - MWL | NA | NA | NA | OM00033608 | NA | 1 | NA | NA | NA | NA | NA | NA | NA | NA | NA | NA | \Classifications\Building System Class\D20-Plumbing\D2030 - Sani Waste\Main/Branch Waste System - MWL | 1010018
19-C2 | 19-C2 Torrance Annex | 19-C2-B3010-100-RUF01 | Roof - RUF | NA | NA | NA | OM00033609 | NA | ROOF | NA | NA | NA | NA | NA | NA | NA | NA | NA | NA | \Classifications\Building System Class\B30-Roofing\B3010 - Roof Types\Roof - RUF | 1010019
19-C2 | 19-C2 Torrance Annex | 19-C2-B2010-100-BLD01 | Building | NA | NA | NA | OM00037887 | [12 empty] | \Classifications\Building System Class\B20-General Building Exterior\B2010 - Exterior Walls\Building - BLD | 1016543
19-C2 | 19-C2 Torrance Annex | 19-C2-B2034-400-DOH01 | Manual Overhead Rollup Door (Mech Rm M) | NA | NA | NA | OM00040813 |  | Eastside of Building by Mech Room | NA | NA | NA | NA | NA | NA | NA | NA | NA | NA | \Classifications\Building System Class\B20-General Building Exterior\B2030 - Exterior Doors\Door,Overhead-Shutter,Manual,Elec,Roll-up - DOH | 1017927
19-C2 | 19-C2 Torrance Annex | 19-C2-D3042-220-EFN01 | Exhaust Fan (Mech Rm M2) | Chigaco Air | U16656221 | EXRA | OM00015514 |  | Mech Room M2 | NA | NA | NA | 7.5 | 220/440 | DNA | Electric | 3 | NA | NA | \Classifications\Building System Class\D30-HVAC Systems\D3040 - Distribution SYS\Supply/Exhaust/Return fans- FAN | 1017929
19-C2 | 19-C2 Torrance Annex | 19-C2-D3090-220-CMD01 | Compressor Air Dryer (Basement) | Speedaire | 033110194101718G | 5Z772A | OM00015515 |  | Basement | NA | NA | R-134A | NA | 115 | 1.8 | Electric | 1 | NA | NA | \Classifications\Building System Class\D30-HVAC Systems\D3090 - Other HVAC Systems and Equipment\Compressed Air Dryer - CMD | 1017930
19-C3 | 19-C3 S. Bay Muni Court Jury Assembly Trailer | 19-C3-D3050-210-PKU01 | Package Unit 1 | Marvair | KJ27732 | AVP36HPA05NB | OM00005926 |  | Jury Trailer | NA | NA | R-22 | NA | 208/230 | 18.0 | Electric | 1 | NA | NA | \Classifications\Building System Class\D30-HVAC Systems\D3050 - Package SYS\Package Unit - PKU | 1010020
19-C3 | 19-C3 S. Bay Muni Court Jury Assembly Trailer | 19-C3-D3050-210-PKU02 | Package Unit 2 | Marvair | KJ27747 | AVP36HPA05NB | OM00005927 |  | Jury Trailer EXTERIOR | NA | NA | R-22 | NA | 208/230 | 18.0 | Electric | 1 | NA | NA | \Classifications\Building System Class\D30-HVAC Systems\D3050 - Package SYS\Package Unit - PKU | 1010021
19-C3 | 19-C3 S. Bay Muni Court Jury Assembly Trailer | 19-C3-D3050-210-PKU03 | Package Unit 3 | Marvair | KJ27718 | AVP36HPA05NB | OM00005928 |  | Jury Trailer | NA | NA | R-22 | NA | 208/230 | 18.0 | Electric | 1 | NA | NA | \Classifications\Building System Class\D30-HVAC Systems\D3050 - Package SYS\Package Unit - PKU | 1010022
19-C3 | 19-C3 S. Bay Muni Court Jury Assembly Trailer | 19-C3-D3050-210-PKU04 | Package Unit 4 | Marvair | KJ27744 | AVP36HPA05NB | OM00005929 |  | Jury Trailer EXTERIOR | NA | NA | R-22 | NA | 208/230 | 18.0 | Electric | 1 | NA | NA | \Classifications\Building System Class\D30-HVAC Systems\D3050 - Package SYS\Package Unit - PKU | 1010023
19-C3 | 19-C3 S. Bay Muni Court Jury Assembly Trailer | 19-C3-D5092-250-EML02 | LIGHTING, EMERGENCY & EXIT (2) | NA | NA | NA | OM00000653 | EML-1 | Jury Trailer | NA | NA | NA | NA | 110 | DNA | Electric | 1 | NA | NA | \Classifications\Building System Class\D50-Electrical SYS\D5090 - Elec SYS\Emergency And Exit Lighting - EML | 1010024
19-C3 | 19-C3 S. Bay Muni Court Jury Assembly Trailer | 19-C3-D4031-100-FEX04 | Fire Extinguisher - FEX (4) | Amerex | NA | NA | OM00036022 | FEX -4 | Jury Trailer | NA | NA | NA | NA | NA | NA | NA | NA | NA | NA | \Classifications\Building System Class\D40-Fire Protection SYS\D4030 - FIRE SPEC\Fire Extinguisher - FEX | 1010025
19-C3 | 19-C3 S. Bay Muni Court Jury Assembly Trailer | 19-C3-D2030-150-MWL01 | Main/Branch Waste System - MWL | NA | NA | NA | OM00005912 | NA | ALL | NA | NA | NA | NA | NA | NA | NA | NA | NA | NA | \Classifications\Building System Class\D20-Plumbing\D2030 - Sani Waste\Main/Branch Waste System - MWL | 1010026
19-C3 | 19-C3 S. Bay Muni Court Jury Assembly Trailer | 19-C3-B3010-100-RUF01 | Roof - RUF | NA | NA | NA | OM00026566 | NA | ROOF. JURY TRAILER | NA | NA | NA | NA | NA | NA | NA | NA | NA | NA | \Classifications\Building System Class\B30-Roofing\B3010 - Roof Types\Roof - RUF | 1010027
19-C3 | 19-C3 S. Bay Muni Court Jury Assembly Trailer | 19-C3-B2010-100-BLD01 | Building | NA | NA | NA | OM00037888 | [12 empty] | \Classifications\Building System Class\B20-General Building Exterior\B2010 - Exterior Walls\Building - BLD | 1016544
19-C3 | 19-C3 S. Bay Muni Court Jury Assembly Trailer | 19-C3-D4010-150-FMS01 | Wet Stand Pipe | Victaulic | NA | NA | OM00040734 |  | Exterior North Wall | NA | NA | NA | NA | NA | NA | NA | NA | NA | NA | \Classifications\Building System Class\D40-Fire Protection SYS\D4010 - Sprinkler SYS\Fire Systems, stand pipes - FMS | 1018245
19-C4 | 19-C4 S. Bay Municipal Traffic Court Trailer | 19-C4-D3050-210-PKU01 | Package Unit 1 | Bard | 87K870499103 | 34WH6 | OM00000654 |  | Traffic Trailer | NA | NA | R-22 | NA | 230/208 | 19.0/21.8 | Electric | 1 | NA | NA | \Classifications\Building System Class\D30-HVAC Systems\D3050 - Package SYS\Package Unit - PKU | 1010028
19-C4 | 19-C4 S. Bay Municipal Traffic Court Trailer | 19-C4-D3050-210-PKU02 | Package Unit 2 | Bard | 87K870499067 | 34WH6 | OM00000655 |  | Traffic Trailer | NA | NA | R-22 | NA | 230/208 | 19.0/21.8 | Electric | 1 | NA | NA | \Classifications\Building System Class\D30-HVAC Systems\D3050 - Package SYS\Package Unit - PKU | 1010029
19-C4 | 19-C4 S. Bay Municipal Traffic Court Trailer | 19-C4-D3050-210-PKU03 | Package Unit 3 | Bard | 87K870499406 | 34WH6 | OM00000656 |  | Traffic Trailer | NA | NA | R-22 | NA | 230/208 | 19.0/21.8 | Electric | 1 | NA | NA | \Classifications\Building System Class\D30-HVAC Systems\D3050 - Package SYS\Package Unit - PKU | 1010030
19-C4 | 19-C4 S. Bay Municipal Traffic Court Trailer | 19-C4-D3050-210-PKU04 | Package Unit 4 | Bard | 87K870499102 | 34WH6 | OM00000657 |  | Traffic Trailer | NA | NA | R-22 | NA | 230/208 | 19.0/21.8 | Electric | 1 | NA | NA | \Classifications\Building System Class\D30-HVAC Systems\D3050 - Package SYS\Package Unit - PKU | 1010031
19-C4 | 19-C4 S. Bay Municipal Traffic Court Trailer | 19-C4-D5092-250-EML04 | Emergency And Exit Lighting - EML (4) | NA | NA | NA | OM00000659 | EML-4 | Traffic Trailer | NA | NA | NA | NA | 110 | DNA | Electric | 1 | NA | NA | \Classifications\Building System Class\D50-Electrical SYS\D5090 - Elec SYS\Emergency And Exit Lighting - EML | 1010032
19-C4 | 19-C4 S. Bay Municipal Traffic Court Trailer | 19-C4-D4031-100-FEX04 | Fire Extinguisher - FEX (4) | Amerex | NA | NA | OM00000660 | FEX -2 | Traffic Trailer | NA | NA | NA | NA | NA | NA | NA | NA | NA | NA | \Classifications\Building System Class\D40-Fire Protection SYS\D4030 - FIRE SPEC\Fire Extinguisher - FEX | 1010033
19-C4 | 19-C4 S. Bay Municipal Traffic Court Trailer | 19-C4-D2030-150-MWL01 | Main/Branch Waste System - MWL | NA | NA | NA | OM00028982 | NA | ALL | NA | NA | NA | NA | NA | NA | NA | NA | NA | NA | \Classifications\Building System Class\D20-Plumbing\D2030 - Sani Waste\Main/Branch Waste System - MWL | 1010034
19-C4 | 19-C4 S. Bay Municipal Traffic Court Trailer | 19-C4-B2010-100-BLD01 | BUILDING | NA | NA | NA | OM00015512 |  | ALL | NA | NA | NA | NA | NA | NA | NA | NA | NA | NA | \Classifications\Building System Class\B20-General Building Exterior\B2010 - Exterior Walls\Building - BLD | 1013911
19-C4 | 19-C4 S. Bay Municipal Traffic Court Trailer | 19-C4-G2050-200-LSC01 | LANDSCAPING | NA | NA | NA | OM00005936 |  | ALL GROUNDS | NA | NA | NA | NA | NA | NA | NA | NA | NA | NA | \Classifications\Building System Class\G20-Other Systems\G2050 - Landscaping\Landscaping - LSC | 1013912
19-C4 | 19-C4 S. Bay Municipal Traffic Court Trailer | 19-C4-G2049-300-HSC01 | HARDSCAPE | NA | NA | NA | OM00005911 |  | ALL | NA | NA | NA | NA | NA | NA | NA | NA | NA | NA | \Classifications\Building System Class\G20-Other Systems\G2040 - Site Development\Hardscape - HSC | 1013913
19-C4 | 19-C4 S. Bay Municipal Traffic Court Trailer | 19-C4-B3010-100-RUF01 | Roof | NA | NA | NA | OM00036021 |  | Roof | NA | NA | NA | NA | NA | NA | NA | NA | NA |  | \Classifications\Building System Class\B30-Roofing\B3010 - Roof Types\Roof - RUF | 1014879
19-E1 | 19-E1 Inglewood Juvenile Court | 19-E1-D1010-100-ELE01 | ELEVATOR 1(HYD) | OTIS | CA36784 | PA0454B | OM00015594 | State ID# 029100 | MECHANICAL ROOM | NA | NA | NA | 15 | 230/460 | 42.2/22.6 | Hydraulic | 3 | NA | NA | \Classifications\Building System Class\D10-Conveyance Systems\D1010 - Elevator\Elevator,Hydraulic,Pass/Freight - ELE | 1009211
19-E1 | 19-E1 Inglewood Juvenile Court | 19-E1-D2022-260-HWG01 | DOMESTIC HOT WATER HEATER HWG01 | RHEEM | RHUN0708404554 | 22V50FN | OM00015597 |  | MECHANICAL ROOM | NA | NA | NA | NA | NA | NA | gas | 1 | 40,000 | NA | \Classifications\Building System Class\D20-Plumbing\D2020 - Domestic Water\Domestic Water Heater, Gas - HWG | 1009212
19-E1 | 19-E1 Inglewood Juvenile Court | 19-E1-D3041-210-SFN01 | SUPPLY FAN-SFN01 | TRANE | NA | NA | OM00015579 |  | MECHANICAL ROOM | B128 (3) | 20x20x2 (2) | NA | 10 | 230/460 | 25.8/12.9 | electric | 1 | NA | NA | \Classifications\Building System Class\D30-HVAC Systems\D3040 - Distribution SYS\Supply/Exhaust/Return fans- FAN | 1009215
19-E1 | 19-E1 Inglewood Juvenile Court | 19-E1-D3044-125-PHW01 | HEATING HOT WATER PUMP 1 | Wesco Pump | 76302 | 2G | OM00015595 | NA | MECHANICAL ROOM | NA | NA | NA | 3/4 | 208-220/440 | 2.6/1.3 | electric | 3 | NA | NA | \Classifications\Building System Class\D30-HVAC Systems\D3040 - Distribution SYS\Hot Water Pump - PHW | 1009216
19-E1 | 19-E1 Inglewood Juvenile Court | 19-E1-D3031-140-CLR01 | CHILLER, AIR COOLED #1 (EXTERIOR SW CORNER) | CARRIER | 3401F07388 | 30RAN040K501KA | OM00015578 | NA | EXTERIOR SOUTHWEST CORNER OF BUILDING | NA | NA | R-22 | NA | 240 | DNA | electric | 3 | NA | NA | \Classifications\Building System Class\D30-HVAC Systems\D3030 - Cooling SYS\Chiller, Air Cooled - CLR | 1009217
19-E1 | 19-E1 Inglewood Juvenile Court | 19-E1-D3090-114-CMP01 | CONTROL AIR COMPRESSOR CMP01 | QUINCY COMPRESSORS | 200310070008 | QTS3QCB3 | OM00015593 | State ID# A012786-15 | MECHANICAL ROOM | NA | NA | NA | 1 | 240 | 9.3 | electric | 1 | NA | NA | \Classifications\Building System Class\D30-HVAC Systems\D3090 - Other HVAC Systems and Equipment\Air Compressor - CMP | 1009218
19-E1 | 19-E1 Inglewood Juvenile Court | 19-E1-D3090-220-CMD01 | COMPRESSED AIR DRYER CMD01 | HANKINSON | N80101150201055 | 8010115 | OM00015591 | NA | MECHANICAL ROOM | NA | NA | R-134a | NA | 110 | DNA | electric | 1 | NA | NA | \Classifications\Building System Class\D30-HVAC Systems\D3090 - Other HVAC Systems and Equipment\Compressed Air Dryer - CMD | 1009220
19-E1 | 19-E1 Inglewood Juvenile Court | 19-E1-D4031-100-FEX08 | FIRE EXTINGUISHER (8) | MARX BROTHERS | NA | AMEREX | OM00033560 |  | WHOLE BLDG | NA | NA | NA | NA | NA | NA | NA | NA | NA | NA | \Classifications\Building System Class\D40-Fire Protection SYS\D4030 - FIRE SPEC\Fire Extinguisher - FEX | 1009221
19-E1 | 19-E1 Inglewood Juvenile Court | 19-E1-D5010-200-ESD01 | Main Electrical Panel #1 | SQARE D | 39559 | TYPE PK | OM00015598 | NA | MECHANICAL ROOM | NA | NA | NA | NA | 125/250 | 400 | electric | 3 | NA | NA | \Classifications\Building System Class\D50-Electrical SYS\D5010 - Elec Service & Dist\Electical Service and Distribution - ESD | 1009222
19-E1 | 19-E1 Inglewood Juvenile Court | 19-E1-D5010-200-ESD02 | Main Electrical Panel #2 | SQARE D | 39560 | TYPE PK | OM00015599 |  | MECHANICAL ROOM | NA | NA | NA | NA | 125/250 | 400 | electric | 3 | NA | NA | \Classifications\Building System Class\D50-Electrical SYS\D5010 - Elec Service & Dist\Electical Service and Distribution - ESD | 1009223
19-E1 | 19-E1 Inglewood Juvenile Court | 19-E1-D5092-250-EML19 | EXIT SIGNS (19) | NA | NA | NA | OM00033561 |  | WHOLE BLDG | NA | NA | NA | NA | NA | NA | NA | NA | NA | NA | \Classifications\Building System Class\D50-Electrical SYS\D5090 - Elec SYS\Emergency And Exit Lighting - EML | 1009225
19-E1 | 19-E1 Inglewood Juvenile Court | 19-E1-B3010-100-RUF01 | Building Roof - RUF01 | NA | NA | NA | OM00033558 |  | Roof | NA | NA | NA | NA | NA | NA | NA | NA | NA | NA | \Classifications\Building System Class\B30-Roofing\B3010 - Roof Types\Roof - RUF | 1010224
19-E1 | 19-E1 Inglewood Juvenile Court | 19-E1-B2010-100-BLD01 | BUILDING | NA | NA | NA | OM00033564 | NA | ALL | NA | NA | NA | NA | NA | NA | NA | NA | NA | NA | \Classifications\Building System Class\B20-General Building Exterior\B2010 - Exterior Walls\Building - BLD | 1013914
19-E1 | 19-E1 Inglewood Juvenile Court | 19-E1-D3042-220-EFN02 | FAN EXHAUST BELT DRIVEN FAN EFN02 | TRANE | 015P2B | AS93 | OM00015083 |  | South East of Roof Entry Door | 4L360 (1) | NA | NA | NA | 230/460 | 37.00-18.50 | Electric | 3 | NA | NA | \Classifications\Building System Class\D30-HVAC Systems\D3040 - Distribution SYS\Supply/Exhaust/Return fans- FAN | 1013915
19-E1 | 19-E1 Inglewood Juvenile Court | 19-E1-D5010-200-ESD03 | ELECTRICAL SWITCHBOARD UNDER 560V SBR03 | SQUARE D | NA | CCP-3 | OM00033559 |  | M-ROOM | NA | NA | NA | NA | 240 | 600 | Electric | 3 | NA | NA | \Classifications\Building System Class\D50-Electrical SYS\D5010 - Elec Service & Dist\Electical Service and Distribution - ESD | 1013917
19-E1 | 19-E1 Inglewood Juvenile Court | 19-E1-G2050-200-LSC01 | LANDSCAPING | NA | NA | NA | OM00033563 |  | GROUNDS | NA | NA | NA | NA | NA | NA | NA | NA | NA | NA | \Classifications\Building System Class\G20-Other Systems\G2050 - Landscaping\Landscaping - LSC | 1013918
19-E1 | 19-E1 Inglewood Juvenile Court | 19-E1-G2049-300-HSC01 | HARDSCAPE | NA | NA | NA | OM00033562 |  | GROUNDS | NA | NA | NA | NA | NA | NA | NA | NA | NA | NA | \Classifications\Building System Class\G20-Other Systems\G2040 - Site Development\Hardscape - HSC | 1013919
19-E1 | 19-E1 Inglewood Juvenile Court | 19-E1-D2023-100-BFP01 | BACKFLOW PREVENTER #1 (2" DOMESTIC) | SMR | 712993 | P-711-S | OM00036833 | OW0209916-FA0234839-BD0035584-FEBRUARY | Grounds - SW CORNER OF BLDG CARD #2 (LAPHD FORM REQUIRED) | NA | NA | NA | NA | NA | NA | NA | NA | NA | NA | \Classifications\Building System Class\D20-Plumbing\D2020 - Domestic Water\Backflow Preventer - BFP | 1015412
19-E1 | 19-E1 Inglewood Juvenile Court | 19-E1-D2023-100-BFP02 | BACKFLOW PREVENTER #2 (3/4" BOILER MAKEUP) | FEBCO | A000647 | 825YR | OM00036835 | OW0209916-FA0234839-BD0002096-FEBRUARY | First Floor - BOILER ROOM CARD #1 (LAPHD FORM REQUIRED) | NA | NA | NA | NA | NA | NA | NA | NA | NA | NA | \Classifications\Building System Class\D20-Plumbing\D2020 - Domestic Water\Backflow Preventer - BFP | 1015413
19-E1 | 19-E1 Inglewood Juvenile Court | 19-E1-B2034-400-DOH01 | HOLDING CELL:DOOR, OVERHEAD (ROLL UP, VAN) | TELEDOR | NA | NA | OM00015596 |  | HOLDING CELL: SOUTH EAST CORNER OF FACILITY | NA | NA | NA | NA | NA | DNA | Electric | 1 | NA | NA | \Classifications\Building System Class\B20-General Building Exterior\B2030 - Exterior Doors\Door,Overhead-Shutter,Manual,Elec,Roll-up - DOH | 1015518
19-E1 | 19-E1 Inglewood Juvenile Court | 19-E1-D2023-310-HWP01 | Domestic Hot Water Circulating Pump (Rm B1) | Bell & Gosset | 106192LF | Series 100 | OM00015600 |  | Basement Boiler Room B1 | NA | NA | NA | 1/12 | 115 | 1.75 | Electric | 1 | NA | NA | \Classifications\Building System Class\D20-Plumbing\D2020 - Domestic Water\Domestic Hot Water Circulating Pump - HWP | 1017655
19-E1 | 19-E1 Inglewood Juvenile Court | 19-E1-D3041-230-RFN01 | Return Fan (NE Roof) | Utility Blower Corp | NA | 1022D | OM00015577 |  | North East Roof | B120 | NA | NA | 1 | 220/440 | 3.6/1.8 | Electric | 1 | NA | NA | \Classifications\Building System Class\D30-HVAC Systems\D3040 - Distribution SYS\Supply/Exhaust/Return fans- FAN | 1017656
19-E1 | 19-E1 Inglewood Juvenile Court | 19-E1-D3021-130-BLR03 | Boiler 1 (BLR03) | ACE Heating | 73043 | WRPG-525 | OM00041073 |  | Basement Mechanical Room | NA | NA | NA | 12.9 | 120 | 6.4 | Gas | 1 | 525,000 | 430,500 | \Classifications\Building System Class\D30-HVAC Systems\D3020 - Heat SYS\Boiler,Hot Water,Oil/Gas/Comb. - BLR | 1020397
19-E1 | 19-E1 Inglewood Juvenile Court | 19-E1-D3021-130-BLR04 | Boiler 2 (BLR04) | ACE Heating | 73044 | WRNG-525 | OM00041074 |  | Basement B1 Mechanical Room | NA | NA | NA | 12.9 | 120 | 6.4 | Gas | 1 | 525,000 | 430,500 | \Classifications\Building System Class\D30-HVAC Systems\D3020 - Heat SYS\Boiler,Hot Water,Oil/Gas/Comb. - BLR | 1020398
19-F1 | 19-F1 Inglewood Courthouse | 19-F1-D2023-100-BFP01 | BACKFLOW PREVENTER #1 (2") East Irrigation | FEBCO | AB8814 | 765 | OM00036830 | OW0209916-FA0234838-BD0029648-A88814-FEBRUARY | Grounds - E SIDE OF PLAZA IN PLANTER (LAPHD FORM REQUIRED) | NA | NA | NA | NA | NA | NA | NA | NA | NA | NA | \Classifications\Building System Class\D20-Plumbing\D2020 - Domestic Water\Backflow Preventer - BFP | 1007754
19-F1 | 19-F1 Inglewood Courthouse | 19-F1-D2023-100-BFP03 | BACKFLOW PREVENTER #3 (1 1/2" CHILLER) | WATTS | 93188 | 009M2OT | OM00036832 | OW0209916-FA0234838-BD0011034-FEBRUARY | 7TH FLOOR ROOF-CHILLER BY COOLING TOWERS-NORTH SIDE (LAPHD FORM REQUIRED) | NA | NA | NA | NA | NA | NA | NA | NA | NA | NA | \Classifications\Building System Class\D20-Plumbing\D2020 - Domestic Water\Backflow Preventer - BFP | 1007756
19-F1 | 19-F1 Inglewood Courthouse | 19-F1-D2023-100-BFP04 | BACKFLOW PREVENTER #4 (1 1/2" CHILLER) | WATTS | 37491 | 009QTM1 | OM00015082 | OW0209916-FA0234838-BD0029649-FEBRUARY | 7TH FLOOR BOILER ROOM 705 (LAPHD FORM REQUIRED) | NA | NA | NA | NA | NA | NA | NA | NA | NA | NA | \Classifications\Building System Class\D20-Plumbing\D2020 - Domestic Water\Backflow Preventer - BFP | 1007757
19-F1 | 19-F1 Inglewood Courthouse | 19-F1-D1010-100-ELE01 | Elevator Car #1 ELE | Otis | CP20921 | 21AUV | OM00015067 | State ID# 063194¦ #1 | Elevator Mechanical Room | NA | NA | NA | NA | 480 | DNA | electric | 3 | NA | NA | \Classifications\Building System Class\D10-Conveyance Systems\D1010 - Elevator\Elevator,Electric,Pass/Freight - ELE | 1008295
19-F1 | 19-F1 Inglewood Courthouse | 19-F1-D1010-100-ELE02 | Elevator Car #2 ELE | Otis | CP20923 | 21AUV | OM00015069 | State ID# 063195¦ #2 | Elevator Mechanical Room | NA | NA | NA | NA | 480 | DNA | electric | 3 | NA | NA | \Classifications\Building System Class\D10-Conveyance Systems\D1010 - Elevator\Elevator,Electric,Pass/Freight - ELE | 1008296
19-F1 | 19-F1 Inglewood Courthouse | 19-F1-D1010-100-ELE03 | Elevator Car #3 ELE | Otis | CP20925 | 21AUV | OM00015070 | State ID# 063196¦ #3 | Elevator Mechanical Room | NA | NA | NA | NA | 480 | DNA | electric | 3 | NA | NA | \Classifications\Building System Class\D10-Conveyance Systems\D1010 - Elevator\Elevator,Electric,Pass/Freight - ELE | 1008297
19-F1 | 19-F1 Inglewood Courthouse | 19-F1-D1010-100-ELE04 | Elevator Car #4, ELE04 | Otis | CP20927 | 21AUV | OM00015071 | State ID# 063222¦ #4 | Elevator Mechanical Room | NA | NA | NA | NA | 480 | DNA | electric | 3 | NA | NA | \Classifications\Building System Class\D10-Conveyance Systems\D1010 - Elevator\Elevator,Electric,Pass/Freight - ELE | 1008298
19-F1 | 19-F1 Inglewood Courthouse | 19-F1-D1010-100-ELE05 | Elevator Car #5 ELE | Otis | CP20879 | 21UCLS | OM00015072 | State ID# 063193¦ #5 | Elevator Mechanical Room | NA | NA | NA | NA | 480 | DNA | electric | 3 | NA | NA | \Classifications\Building System Class\D10-Conveyance Systems\D1010 - Elevator\Elevator,Electric,Pass/Freight - ELE | 1008299
19-F1 | 19-F1 Inglewood Courthouse | 19-F1-D1010-100-ELE06 | Elevator Car #6 ELE | Otis | CP20883 | 21UCLS | OM00015049 | State ID# 063192¦ #6 | Elevator Mechanical Room | NA | NA | NA | NA | 480 | DNA | electric | 3 | NA | NA | \Classifications\Building System Class\D10-Conveyance Systems\D1010 - Elevator\Elevator,Electric,Pass/Freight - ELE | 1008300
19-F1 | 19-F1 Inglewood Courthouse | 19-F1-B3010-100-RUF01 | Roof | NA | NA | NA | OM00015085 | NA | Roof | NA | NA | NA | NA | NA | NA | NA | NA | NA | NA | \Classifications\Building System Class\B30-Roofing\B3010 - Roof Types\Roof - RUF | 1008302
19-F1 | 19-F1 Inglewood Courthouse | 19-F1-D4010-150-FMS01 | Dry Stand Pipes SEW01 | NA | NA | NA | OM00015087 | NA | Roof | NA | NA | NA | NA | NA | NA | NA | NA | NA | NA | \Classifications\Building System Class\D40-Fire Protection SYS\D4010 - Sprinkler SYS\Fire Systems, stand pipes - FMS | 1008303
19-F1 | 19-F1 Inglewood Courthouse | 19-F1-D3031-130-CLR01 | Chiller #1 | Carrier | 3099J59841 | 19XR-3232244BFH64 | OM00015088 | NA | Mechanical Room | NA | NA | R-134a | NA | 480 | 50 | electric | 3 | NA | NA | \Classifications\Building System Class\D30-HVAC Systems\D3030 - Cooling SYS\Chiller, Water Cooled - CLR | 1008304
19-F1 | 19-F1 Inglewood Courthouse | 19-F1-D3031-130-CLR02 | Chiller #2 CLR | Carrier | 2999J59840 | 19XR-3232244BFH64 | OM00015089 | NA | Mechanical Room | NA | NA | R-134a | NA | 480 | 50 | electric | 3 | NA | NA | \Classifications\Building System Class\D30-HVAC Systems\D3030 - Cooling SYS\Chiller, Water Cooled - CLR | 1008305
19-F1 | 19-F1 Inglewood Courthouse | 19-F1-D3031-100-PCH03 | Condensor Water Pump P1 PMP | Thrush Products Inc | NA | NA | OM00015092 | NA | Mechanical Room | NA | NA | NA | NA | 230/460 | 41/20.5 | electric | 3 | NA | NA | \Classifications\Building System Class\D30-HVAC Systems\D3030 - Cooling SYS\Chilled Water Pump - PCH | 1008308
19-F1 | 19-F1 Inglewood Courthouse | 19-F1-D3031-100-PCH04 | Condensor Water Pump P2 PMP | Thrush Products Inc | NA | NA | OM00015093 | NA | Mechanical Room | NA | NA | NA | NA | 230/460 | 41/20.5 | electric | 3 | NA | NA | \Classifications\Building System Class\D30-HVAC Systems\D3030 - Cooling SYS\Chilled Water Pump - PCH | 1008309
19-F1 | 19-F1 Inglewood Courthouse | 19-F1-D3044-125-PHW05 | Heating Hot Water Pump P5 PMP | Bell & Gossett | DNA | 1510 (Type) | OM00015094 | NA | Mechanical Room | NA | NA | NA | 20 | 480 | DNA | electric | 3 | NA | NA | \Classifications\Building System Class\D30-HVAC Systems\D3040 - Distribution SYS\Hot Water Pump - PHW | 1008310
19-F1 | 19-F1 Inglewood Courthouse | 19-F1-D3044-125-PHW06 | Heating Hot Water Pump P6 PMP | Bell & Gossett | 754391 | 3CB-11 1/2-BF | OM00015095 | NA | Mechanical Room | NA | NA | NA | 20 | 480 | DNA | electric | 3 | NA | NA | \Classifications\Building System Class\D30-HVAC Systems\D3040 - Distribution SYS\Hot Water Pump - PHW | 1008311
19-F1 | 19-F1 Inglewood Courthouse | 19-F1-D3020-100-HET01 | Heating HW Exspnsion Tank HET | Roy E Hanson Jr MFG Co | 164370 | NA | OM00015102 | NA | Mechanical Room | NA | NA | NA | NA | NA | NA | NA | NA | NA | NA | \Classifications\Building System Class\D30-HVAC Systems\D3020 - Heat SYS\Heater Water Expansion Tank - HET | 1008314
19-F1 | 19-F1 Inglewood Courthouse | 19-F1-D2023-310-HWP07 | Domestic Hot Water Recirc Pump, HWP07 | Bell & Gossett | 106192LF | Series 100-AB | OM00015103 | NA | Mechanical Room | NA | NA | NA | NA | 110 | 2 | electric | 1 | NA | NA | \Classifications\Building System Class\D20-Plumbing\D2020 - Domestic Water\Domestic Hot Water Circulating Pump - HWP | 1008315
19-F1 | 19-F1 Inglewood Courthouse | 19-F1-D3042-220-EFN06 | Exhaust Fan #6 | Trane Air Conditioning | U5M043086 | CF-20-A-1-SW-1-CW-VB-S-H | OM00015105 |  | Mechanical Room | B-64 | NA | NA | 5 | 230/460 | 14.1/7.05 | electric | 3 | NA | NA | \Classifications\Building System Class\D30-HVAC Systems\D3040 - Distribution SYS\Supply/Exhaust/Return fans- FAN | 1008317
19-F1 | 19-F1 Inglewood Courthouse | 19-F1-D3042-220-EFN07 | Exhaust Fan #7 | Trane Air Conditioning | NA | CF-20-A-1-SW-3-CW-VB-S-H | OM00015108 |  | Mechanical Room | B105 (2) | NA | NA | NA | 230/460 | 14.1/7.05 | electric | 3 | NA | NA | \Classifications\Building System Class\D30-HVAC Systems\D3040 - Distribution SYS\Supply/Exhaust/Return fans- FAN | 1008318
19-F1 | 19-F1 Inglewood Courthouse | 19-F1-D3030-110-CTW01 | Cooling Tower #1 CTW | E.D. Goodfellow Co Inc | NA | CBU250 | OM00033526 | NA | Mechanical Room | RB79 (1) | NA | NA | 15 | 230/460 | 40-37/18.40 | electric | 3 | NA | NA | \Classifications\Building System Class\D30-HVAC Systems\D3030 - Cooling SYS\Cooling Tower - CTW | 1008319
19-F1 | 19-F1 Inglewood Courthouse | 19-F1-D3030-110-CTW02 | Cooling Tower #2 CTW | E.D. Goodfellow Co Inc | 7603781 | CBU250 | OM00033527 | NA | Located On Roof | RB79 (1) | NA | NA | NA | 480 | DNA | electric | 3 | NA | NA | \Classifications\Building System Class\D30-HVAC Systems\D3030 - Cooling SYS\Cooling Tower - CTW | 1008320
19-F1 | 19-F1 Inglewood Courthouse | 19-F1-D2017-100-SHW01 | Eye Wash Station SHW01 | Haws | NA | NA | OM00015077 | NA | Mechanical Room | NA | NA | NA | NA | NA | NA | NA | NA | NA | NA | \Classifications\Building System Class\D20-Plumbing\D2010 - Plumb Fix\Showers - SHW | 1008322
19-F1 | 19-F1 Inglewood Courthouse | 19-F1-D3041-110-AHU06 | AHU Penthouse AHU | Trane Climate Changer | U6B043444 | TYPE 14 | OM00015078 | NA | Mechanical Room | 78 (2) | 12x24x12 (3) | NA | NA | 480 | DNA | electric | 3 | NA | NA | \Classifications\Building System Class\D30-HVAC Systems\D3040 - Distribution SYS\Air Handling Unit - AHU | 1008323
19-F1 | 19-F1 Inglewood Courthouse | 19-F1-D3041-110-AHU05 | AHU #5 AHU | Trane Climate Changer | U6B043443 | NA | OM00015063 | NA | Mechanical Room | B136 (3) | 24x24x12 (15) | NA | 25 | 208-230/460 | 66.1-59.8/29.9 | electric | 3 | NA | NA | \Classifications\Building System Class\D30-HVAC Systems\D3040 - Distribution SYS\Air Handling Unit - AHU | 1008324
19-F1 | 19-F1 Inglewood Courthouse | 19-F1-D3041-230-RFN04 | AHU #5 Return Fan,RFN04 | Trane | U6B043572 | T41V | OM00015061 | NA | Mechanical Room | BX93 (2) | NA | NA | 10 | 230/460 | 28.6/14.3 | electric | 3 | NA | NA | \Classifications\Building System Class\D30-HVAC Systems\D3040 - Distribution SYS\Supply/Exhaust/Return fans- FAN | 1008326
19-F1 | 19-F1 Inglewood Courthouse | 19-F1-D3041-110-AHU04 | AHU #4 AHU | Trane Climate Changer | U6B043442 | NA | OM00015291 | NA | Mechanical Room | NA | 20x20x12x15 | NA | 35 | 230/460 | 35.0/31.2 | electric | 3 | NA | NA | \Classifications\Building System Class\D30-HVAC Systems\D3040 - Distribution SYS\Air Handling Unit - AHU | 1008327
19-F1 | 19-F1 Inglewood Courthouse | 19-F1-D3041-230-RFN06 | Fan Return #4, RFN06 | Trane Cabinet Fan | U6A043562 | 135DV | OM00015289 | NA | Mechanical Room | BX85 (2) | NA | NA | 10 | 230/460 | 28.6/14.3 | electric | 3 | NA | NA | \Classifications\Building System Class\D30-HVAC Systems\D3040 - Distribution SYS\Supply/Exhaust/Return fans- FAN | 1008329
19-F1 | 19-F1 Inglewood Courthouse | 19-F1-D3041-110-AHU03 | AHU #3 AHU | Trane Climate Changer | U6A043399 | NA | OM00015296 | NA | Mechanical Room | BX136 (3) | 24x24x12 (15) | NA | 25 | 230/460 | 66/33 | electric | 3 | NA | NA | \Classifications\Building System Class\D30-HVAC Systems\D3040 - Distribution SYS\Air Handling Unit - AHU | 1008330
19-F1 | 19-F1 Inglewood Courthouse | 19-F1-D3041-230-RFN08 | Return Fan #3, RFN08 | Trane Cabinet Fan | U6A043561 | T35V | OM00015298 | NA | Mechanical Room | BX85 (2) | NA | NA | 10 | 230/460 | 26.4/13.3 | electric | 3 | NA | NA | \Classifications\Building System Class\D30-HVAC Systems\D3040 - Distribution SYS\Supply/Exhaust/Return fans- FAN | 1008332
19-F1 | 19-F1 Inglewood Courthouse | 19-F1-D3041-210-SFN09 | Fan Supply #2, SFN09 | Trane Climate Changer | U6A043398 | Type 50 | OM00015310 | NA | Mechanical Room | B136 (3) | 24x24x15 (15) | NA | 35 | 480 | DNA | electric | 3 | NA | NA | \Classifications\Building System Class\D30-HVAC Systems\D3040 - Distribution SYS\Supply/Exhaust/Return fans- FAN | 1008334
19-F1 | 19-F1 Inglewood Courthouse | 19-F1-D3041-230-RFN10 | Fan Return #2,RFN10 | Trane Cabinet Fan | U6A043560 | T35V | OM00015307 | NA | Mechanical Room | B85 (2) | NA | NA | 10 | 230/460 | 29-26.8/13.4 | electric | 3 | NA | NA | \Classifications\Building System Class\D30-HVAC Systems\D3040 - Distribution SYS\Supply/Exhaust/Return fans- FAN | 1008335
19-F1 | 19-F1 Inglewood Courthouse | 19-F1-D3090-114-CMP01 | Contol Air Compressor #1 CAC | DeVinlbiss Company | 47255 | 4468 | OM00015312 | State ID# A009627-78 | Mechanical Room | AP40 V-Belt (2) | NA | NA | NA | 480-280-230 | 16.5 | electric | 3 | NA | NA | \Classifications\Building System Class\D30-HVAC Systems\D3090 - Other HVAC Systems and Equipment\Air Compressor - CMP | 1008337
19-F1 | 19-F1 Inglewood Courthouse | 19-F1-D3090-114-CMP02 | Contol Air Compressor #2 CAC | DeVinlbiss Company | 47257 | 44643 | OM00015313 | State ID# A012785-15 | Mechanical Room | A 90 X2 | NA | NA | 5 | 480 | 7.0 | electric | 3 | NA | NA | \Classifications\Building System Class\D30-HVAC Systems\D3090 - Other HVAC Systems and Equipment\Air Compressor - CMP | 1008338
19-F1 | 19-F1 Inglewood Courthouse | 19-F1-D3041-230-RFN12 | Fan Return#1, RFN12 | Trane Cabinet Fan | U6B043571 | T50V | OM00015319 | NA | Mechanical Room | B116 (3) | NA | NA | 20 | 230/460 | 48.3/24.4 | electric | 3 | NA | NA | \Classifications\Building System Class\D30-HVAC Systems\D3040 - Distribution SYS\Supply/Exhaust/Return fans- FAN | 1008342
19-F1 | 19-F1 Inglewood Courthouse | 19-F1-G3063-100-AST01 | Diesel Storage Tank FSU | Convault | M298229 | RN10002SF | OM00015334 |  | Diesel Tank Storage Area | NA | NA | NA | NA | NA | NA | Diesel | NA | NA | NA | \Classifications\Building System Class\G30-Site Mechanical Utilities\G3060 - Fuel Distribution\Tank, Fuel Storage, Above Ground - AST | 1008343
19-F1 | 19-F1 Inglewood Courthouse | 19-F1-D5037-710-FAP01 | Fire Control Room FAP | Firenet | 90703718 | HA963400251 | OM00015331 |  | Incident command Room | NA | NA | NA | NA | 240 | 9 | electric | 1 | NA | NA | \Classifications\Building System Class\D50-Electrical SYS\D5030 - Comm & Security\Fire Alarm Panel - FAP | 1008344
19-F1 | 19-F1 Inglewood Courthouse | 19-F1-D3041-210-SFN08 | Supply Fan #8 (Parking Structure Basement) | Trane Air Conditioning | U5M043084 | CR-33-A-1-DW-3-CW-TAU-S-H | OM00015340 | NA | West Pkng Structure | B103 (3) | NA | NA | 15 | 230/460 | 41/20.5 | electric | 3 | NA | NA | \Classifications\Building System Class\D30-HVAC Systems\D3040 - Distribution SYS\Supply/Exhaust/Return fans- FAN | 1008351
19-F1 | 19-F1 Inglewood Courthouse | 19-F1-D4022-250-PFD01 | Diesel Fire Pump#1,PFD01 | Peerless Pumps | 377431F | 4ABF-10 | OM00015341 |  | West Pkng Structure | NA | NA | NA | 575 | 115 | NA | diesel | NA | NA | NA | \Classifications\Building System Class\D40-Fire Protection SYS\D4020 - Stand Pipe\Pump,Fire,Diesel Engine Driven - PFD | 1008353
19-F1 | 19-F1 Inglewood Courthouse | 19-F1-D4022-250-PFD02 | Diesel Fire Pump#2, PFD02 | Peerless Pumps | 377430-F | 4ABF-10 | OM00015342 |  | West Pkng Structure | NA | NA | NA | 115 | NA | 15 | diesel | NA | NA | NA | \Classifications\Building System Class\D40-Fire Protection SYS\D4020 - Stand Pipe\Pump,Fire,Diesel Engine Driven - PFD | 1008354
19-F1 | 19-F1 Inglewood Courthouse | 19-F1-D4022-210-JPM01 | Jockey Pump JPM01 | Peerless Pumps | FI6809 | 4 Stage | OM00015343 | NA | Diesel Mechanical Room | NA | NA | NA | 3 | 230/460 | 7.6/3.8 | electric | 1 | NA | NA | \Classifications\Building System Class\D40-Fire Protection SYS\D4020 - Stand Pipe\Jockey Pump - JPM | 1008355
19-F1 | 19-F1 Inglewood Courthouse | 19-F1-D2040-100-PSU03 | Sump Pump 1 | Weil Pump Submersible | 239598 | 3-260114-1 | OM00015344 | NA | Diesel Mechanical Room | NA | NA | NA | 1 | 480 | 1.9 | electric | 3 | NA | NA | \Classifications\Building System Class\D20-Plumbing\D2040 - Rain Drain\Sump Pump - PSU | 1008357
19-F1 | 19-F1 Inglewood Courthouse | 19-F1-D2040-100-PSU02 | Sump Pump 2 | Weil Pump Submersible | NA | 3260114-1 | OM00015345 | NA | Diesel Mechanical Room | NA | NA | NA | 1 | 480 | 1.9 | electric | 3 | NA | NA | \Classifications\Building System Class\D20-Plumbing\D2040 - Rain Drain\Sump Pump - PSU | 1008358
19-F1 | 19-F1 Inglewood Courthouse | 19-F1-D5036-200-CSY01 | Clock Systems - CSY | Standard | 124 | 1460 | OM00026020 | NA | Floor 1 | NA | NA | NA | NA | NA | DNA | Electric | DNA | NA | NA | \Classifications\Building System Class\D50-Electrical SYS\D5030 - Comm & Security\Clock Systems - CSY | 1010084
19-F1 | 19-F1 Inglewood Courthouse | 19-F1-D2023-100-BFP06 | BACKFLOW PREVENTER #6 (4") | Hersey | 3390354-53 | 40-20A-02 4" | OM00015328 | ID#:1¦W Device (SN 20640 has been recorded for this device) | E/O Parking Structure Exit at Regent St - W Device | NA | NA | NA | NA | NA | NA | NA | NA | NA | NA | \Classifications\Building System Class\D20-Plumbing\D2020 - Domestic Water\Backflow Preventer - BFP | 1010628
19-F1 | 19-F1 Inglewood Courthouse | 19-F1-G3010-210-FWT01 | Storage Tank Sprinkler FWT01 | National Tank | 32196A | NA | OM00033520 | NA | Diesel Mechanical Room | NA | NA | NA | NA | NA | NA | NA | NA | NA | NA | \Classifications\Building System Class\G30-Site Mechanical Utilities\G3010 - Water Supply\Fire Water Tank - FWT | 1011282
19-F1 | 19-F1 Inglewood Courthouse | 19-F1-G3010-210-FWT02 | Storage Tank Sprinkler FWT02 | National Tank | 32196B | NA | OM00033519 | NA | Diesel Mechanical Room | NA | NA | NA | NA | NA | NA | NA | NA | NA | NA | \Classifications\Building System Class\G30-Site Mechanical Utilities\G3010 - Water Supply\Fire Water Tank - FWT | 1011283
19-F1 | 19-F1 Inglewood Courthouse | 19-F1-D1010-100-ELE07 | Elevator Car #7 ELE | Otis | CP20907 | 20HICL | OM00015050 | State ID# 063198 | Elevator Mechanical Room | NA | NA | NA | NA | 480 | DNA | ELECTRIC | 3 | NA | NA | \Classifications\Building System Class\D10-Conveyance Systems\D1010 - Elevator\Elevator,Electric,Pass/Freight - ELE | 1011636
19-F1 | 19-F1 Inglewood Courthouse | 19-F1-B2010-100-BLD01 | BUILDING | NA | NA | NA | OM00033516 | NA | ALL | NA | NA | NA | NA | NA | NA | NA | NA | NA | NA | \Classifications\Building System Class\B20-General Building Exterior\B2010 - Exterior Walls\Building - BLD | 1013920
19-F1 | 19-F1 Inglewood Courthouse | 19-F1-D2040-100-PSU01 | SUMP PUMP PSU01 | Weil Pump Company | 239-594 | 140304-1/3 | OM00015336 |  | BASEMENT - WEST SIDE | NA | NA | NA | NA | 115 | DNA | Electric | 3 | NA | NA | \Classifications\Building System Class\D20-Plumbing\D2040 - Rain Drain\Sump Pump - PSU | 1013922
19-F1 | 19-F1 Inglewood Courthouse | 19-F1-D3031-100-PCH05 | CHILL WATER PUMP P3 PMP PCH05 | Bell & Gossett | NA | VSC-10 7/8 BF-LHR | OM00040149 |  | MECHANICAL ROOM | NA | NA | NA | NA | 230/460 | 62/31 | Electric | 3 | NA | NA | \Classifications\Building System Class\D30-HVAC Systems\D3030 - Cooling SYS\Chilled Water Pump - PCH | 1013923
19-F1 | 19-F1 Inglewood Courthouse | 19-F1-D3031-100-PCH06 | CHILLED WATER PUMP P4 PCH06 | Bell & Gossett | 751497MT | VSC-10 7/8 BF-LHR | OM00015302 |  | MECHANICAL ROOM | NA | NA | NA | 25 | 230/460 | 60/30 | Electric | 3 | NA | NA | \Classifications\Building System Class\D30-HVAC Systems\D3030 - Cooling SYS\Chilled Water Pump - PCH | 1013924
19-F1 | 19-F1 Inglewood Courthouse | 19-F1-D3041-210-SFN01 | Supply Fan #7 (Parking Structure Rm B7) | Trane Air Conditioning | U5M013083 | CF-36-A-1-DW-3-CCW-TH-S-H | OM00015337 |  | MECHANICAL ROOM | NA | 24X24X15 | NA | 5 | 230/460 | 14 | Electric | 3 | NA | NA | \Classifications\Building System Class\D30-HVAC Systems\D3040 - Distribution SYS\Supply/Exhaust/Return fans- FAN | 1013925
19-F1 | 19-F1 Inglewood Courthouse | 19-F1-D3041-210-SFN02 | AIR HANDLER SFN02 | Trane Climate Changer | U6A043400 | NA | OM00026571 |  | MECHANICAL OFFICE | A42 (1) | NA | NA | 5 | 230/460 | 14.4 | Electric | 3 | NA | NA | \Classifications\Building System Class\D30-HVAC Systems\D3040 - Distribution SYS\Supply/Exhaust/Return fans- FAN | 1013926
19-F1 | 19-F1 Inglewood Courthouse | 19-F1-D3042-220-EFN01 | Exhaust Fan #11 (Parking Structure Basement) | Trane Air Conditioning | U5M043082 | CF-36-A-1-DW-3-CW-BH-S-H | OM00015346 |  | BASEMENT | B120 (3) | NA | NA | 15 | 230/460 | 21.0/20.5 | Electric | 3 | NA | NA | \Classifications\Building System Class\D30-HVAC Systems\D3040 - Distribution SYS\Supply/Exhaust/Return fans- FAN | 1013927
19-F1 | 19-F1 Inglewood Courthouse | 19-F1-D3042-220-EFN10 | FAN EXHAUST BELT DRIVEN FAN EFN10 | Trane Air Conditioning | U5M043081 | CF-36-A-1-DW-3-CCW-BH-S-H | OM00033514 |  | BASEMENT | B20 (3) | NA | NA | 15 | 230/460 | 41/20.5 | Electric | 3 | NA | NA | \Classifications\Building System Class\D30-HVAC Systems\D3040 - Distribution SYS\Supply/Exhaust/Return fans- FAN | 1013928
19-F1 | 19-F1 Inglewood Courthouse | 19-F1-D3042-220-EFN13 | EXHAUST FAN #13 | TRANE | U5UO13083 | CF-36-A-DW-3CCW-TSHS | OM00026570 |  | BASEMENT WEST SIDE | B120 | NA | NA | 15 | NA | NA | Electric | 3 | NA | NA | \Classifications\Building System Class\D30-HVAC Systems\D3040 - Distribution SYS\Supply/Exhaust/Return fans- FAN | 1013929
19-F1 | 19-F1 Inglewood Courthouse | 19-F1-D3050-250-ACU01 | DATA ROOM AIR CONDITIONING SPLIT SYSTEM | CARRIER | 2104X88516 | 38HDC024-341 | OM00033806 |  | NA | NA | DNA | R-22 | NA | 460 | DNA | Electric | 3 | NA | NA | \Classifications\Building System Class\D30-HVAC Systems\D3050 - Package SYS\Air Conditioning,Split System - ACU | 1013930
19-F1 | 19-F1 Inglewood Courthouse | 19-F1-D2023-100-BFP10 | BACKFLOW PREVENTER #10 (2" COOLING TOWER) | FEBCO | 244310 | 825YR | OM00016126 | OW0209916-FA0234838-BD0029650-FEBRUARY | 7TH FLOOR-COOLING WATER COOLING TOWER (LAPHD FORM REQUIRED) | NA | NA | NA | NA | NA | NA | NA | NA | NA | NA | \Classifications\Building System Class\D20-Plumbing\D2020 - Domestic Water\Backflow Preventer - BFP | 1013931
19-F1 | 19-F1 Inglewood Courthouse | 19-F1-D4031-100-FEX55 | Fire Extinguishers (55) | MART BROTHERS | Multiple | NA | OM00033554 |  | ALL | NA | NA | NA | NA | NA | NA | NA | NA | NA | NA | \Classifications\Building System Class\D40-Fire Protection SYS\D4030 - FIRE SPEC\Fire Extinguisher - FEX | 1013932
19-F1 | 19-F1 Inglewood Courthouse | 19-F1-D5010-200-ESD01 | ELECTRICAL MAIN PANEL | SYLVANIA | 660385 | S-028742-2 | OM00033601 |  | MECHANICAL EQUIPMENT ROOM | NA | NA | NA | NA | 277-480 | 2500 | Electric | DNA | NA | NA | \Classifications\Building System Class\D50-Electrical SYS\D5010 - Elec Service & Dist\Electical Service and Distribution - ESD | 1013933
19-F1 | 19-F1 Inglewood Courthouse | 19-F1-D5010-200-ESD10 | ELECTRICAL SWITCHBOARD | SYLVANIA | NA | NA | OM00015303 |  | MECHANICAL ROOM | NA | NA | NA | NA | DNA | DNA | Electric | DNA | NA | NA | \Classifications\Building System Class\D50-Electrical SYS\D5010 - Elec Service & Dist\Electical Service and Distribution - ESD | 1013934
19-F1 | 19-F1 Inglewood Courthouse | 19-F1-D5010-200-ESD11 | ELECTRICAL SWITCHBOARD SBR02 | SYLVANIA | K-313310 | NA | OM00015321 |  | MECHANICAL ROOM | NA | NA | NA | NA | 480 | DNA | Electric | 3 | NA | NA | \Classifications\Building System Class\D50-Electrical SYS\D5010 - Elec Service & Dist\Electical Service and Distribution - ESD | 1013935
19-F1 | 19-F1 Inglewood Courthouse | 19-F1-D3060-100-RDS02 | CO2 Monitor | Teletrol Integrator | 029829 | 186 | OM00015084 |  | WEST PARKING STRUCTURE | NA | NA | NA | NA | 120/240 | NA | Electric | NA | NA | NA | \Classifications\Building System Class\D30-HVAC Systems\D3060 - Control & Inst Air\Refrigerant Leak Detection System - RDS | 1013936
19-F1 | 19-F1 Inglewood Courthouse | 19-F1-D5092-250-EML153 | LIGHTING, EMERGENCY (23) & EXIT (130) | NA | NA | NA | OM00033557 |  | ALL | NA | NA | NA | NA | NA | DNA | Electric | DNA | NA | NA | \Classifications\Building System Class\D50-Electrical SYS\D5090 - Elec SYS\Emergency And Exit Lighting - EML | 1013937
19-F1 | 19-F1 Inglewood Courthouse | 19-F1-G2050-200-LSC01 | LANDSCAPING | NA | NA | NA | OM00033555 |  | ALL | NA | NA | NA | NA | NA | NA | NA | NA | NA | NA | \Classifications\Building System Class\G20-Other Systems\G2050 - Landscaping\Landscaping - LSC | 1013939
19-F1 | 19-F1 Inglewood Courthouse | 19-F1-G2049-300-HSC01 | HARDSCAPE | NA | NA | NA | OM00033556 |  | ALL | NA | NA | NA | NA | NA | NA | NA | NA | NA | NA | \Classifications\Building System Class\G20-Other Systems\G2040 - Site Development\Hardscape - HSC | 1013940
19-F1 | 19-F1 Inglewood Courthouse | 19-F1-B2034-400-DOH01 | Roll-Up Overhead Door #1 (Judges' Parking) | Lawerence Roll-Up Door | 106737 | NA | OM00033522 |  | Lower Level Parking Structure Judges' Secured Parking | NA | NA | NA | 3/4 | 208-230/460 | 2.8-3.0/1.5 | Electric | 1 | NA | NA | \Classifications\Building System Class\B20-General Building Exterior\B2030 - Exterior Doors\Door,Overhead-Shutter,Manual,Elec,Roll-up - DOH | 1015583
19-F1 | 19-F1 Inglewood Courthouse | 19-F1-B2034-400-DOH02 | Roll-Up Overhead Door #2 (Sheriffs' Parking) | NA | NA | NA | OM00033515 |  | East Side Sheriffs' Parking Garage off Florance St | NA | NA | NA | 3/4 | 208-230/460 | 2.8-3.0/1.5 | Electric | 3 | NA | NA | \Classifications\Building System Class\B20-General Building Exterior\B2030 - Exterior Doors\Door,Overhead-Shutter,Manual,Elec,Roll-up - DOH | 1015584
19-F1 | 19-F1 Inglewood Courthouse | 19-F1-B2034-400-DOH03 | Roll-Up Overhead Door #3 (Bus Exit Sally Port) | RAYNOR | S001455859 | NA | OM00036782 |  | Sally Port Exit Door | NA | NA | NA | NA | NA | DNA | Electric | 1 | NA | NA | \Classifications\Building System Class\B20-General Building Exterior\B2030 - Exterior Doors\Door,Overhead-Shutter,Manual,Elec,Roll-up - DOH | 1015585
19-F1 | 19-F1 Inglewood Courthouse | 19-F1-B2034-400-DOH04 | Roll-Up Overhead Door #4 (Sheriffs' Exit Regent St) | NA | NA | NA | OM00015330 |  | Sheriffs' Parking Garage Regent St | NA | NA | NA | NA | NA | DNA | Electric | 1 | NA | NA | \Classifications\Building System Class\B20-General Building Exterior\B2030 - Exterior Doors\Door,Overhead-Shutter,Manual,Elec,Roll-up - DOH | 1015586
19-F1 | 19-F1 Inglewood Courthouse | 19-F1-B2034-400-DOH05 | Roll-Up Overhead Door #5 (Loading Dock Florence St) | R&S Door Products | NA | NA | OM00015332 |  | Loading Dock on Florence St | NA | NA | NA | NA | NA | DNA | Electric | 1 | NA | NA | \Classifications\Building System Class\B20-General Building Exterior\B2030 - Exterior Doors\Door,Overhead-Shutter,Manual,Elec,Roll-up - DOH | 1015587
19-F1 | 19-F1 Inglewood Courthouse | 19-F1-B2034-400-DOH07 | Roll-Up Overhead Door #7 (Bus Entry Sally Port) | Porvene Doors | DNA | HDRS Series II | OM00015333 |  | Sally Port Entry Door | NA | NA | NA | DNA | DNA | DNA | Electric | 1 | NA | NA | \Classifications\Building System Class\B20-General Building Exterior\B2030 - Exterior Doors\Door,Overhead-Shutter,Manual,Elec,Roll-up - DOH | 1015588
19-F1 | 19-F1 Inglewood Courthouse | 19-F1-B2034-400-DOH08 | Roll-Up Overhead Door #8 (Loading Dock Regent St) | R&S Door Products | NA | NA | OM00015335 |  | Loading Dock on Regent St | NA | NA | NA | NA | NA | DNA | Electric | 1 | NA | NA | \Classifications\Building System Class\B20-General Building Exterior\B2030 - Exterior Doors\Door,Overhead-Shutter,Manual,Elec,Roll-up - DOH | 1015589
19-F1 | 19-F1 Inglewood Courthouse | 19-F1-B2033-120-DOR01 | DOOR, AUTOMATIC #1 (SLIDING GATE) | RICHARDS WILCOX MFG | 6369 | AUT-O-DOR 1295 E | OM00040191 |  | EAST PARKING STRUCTURE | NA | NA | NA | 1 | 208-230/460 | 3.6-3.4/1.7 | Electric | 3 | NA | NA | \Classifications\Building System Class\B20-General Building Exterior\B2030 - Exterior Doors\Door,Automatic-Sliding,Revolving - DOR | 1015590
19-F1 | 19-F1 Inglewood Courthouse | 19-F1-B2033-120-DOR02 | DOOR, AUTOMATIC #2 (SLIDING GATE) | RICHARDS WILCOX MFG | 6368 | AUT-O-DOR 1295 E | OM00015292 |  | WEST PARKING STRUCTURE | NA | NA | NA | 1 | 208-230/460 | 3.6-3.4/1.7 | Electric | 3 | NA | NA | \Classifications\Building System Class\B20-General Building Exterior\B2030 - Exterior Doors\Door,Automatic-Sliding,Revolving - DOR | 1015591
19-F1 | 19-F1 Inglewood Courthouse | 19-F1-D5010-234-ATS01 | ELECTRICAL, AUTOMATIC TRANSFER SWITCH #1 | ASCO | 1150642 WE | J07ATBB30600N5XC | OM00015300 |  | 1st Floor Room 103 | NA | NA | NA | NA | 480 | 600 | Electric | 3 | NA | NA | \Classifications\Building System Class\D50-Electrical SYS\D5010 - Elec Service & Dist\Automatic Transfer Switch - ATS | 1015933
19-F1 | 19-F1 Inglewood Courthouse | 19-F1-G3063-100-DAT01 | Diesel Fuel Day Tank | Pryco Fuel System | NA | AUT-O-DOR 1295 E | OM00036824 | NA | Generator | NA | NA | NA | NA | NA | NA | Diesel |  | NA | NA | \Classifications\Building System Class\G30-Site Mechanical Utilities\G3060 - Fuel Distribution\Tank, Fuel Storage Day - DAT | 1017478
19-F1 | 19-F1 Inglewood Courthouse | 19-F1-D2022-260-HWG02 | Domestic Water Heater (Rm 705) | AO Smith | 1318M000745 | GCBN75100 | OM00040172 | NA | Boiler Room 705 | NA | NA | NA | NA | 120 | 5 | Gas |  | 75,100 | NA | \Classifications\Building System Class\D20-Plumbing\D2020 - Domestic Water\Domestic Water Heater, Gas - HWG | 1018040
19-F1 | 19-F1 Inglewood Courthouse | 19-F1-D5010-234-ATS02 | Automatic Transfer Switch #2 (Rm 110) | ASCO | 1150641 RE | J3ADTSA30600NGXC | OM00015299 |  | Mech/Electrical Rm 110 | NA | NA | NA | NA | 480 | 600 | Electric | 3 | NA | NA | \Classifications\Building System Class\D50-Electrical SYS\D5010 - Elec Service & Dist\Automatic Transfer Switch - ATS | 1018255
19-F1 | 19-F1 Inglewood Courthouse | 19-F1-D5010-234-ATS03 | Automatic Transfer Switch (Parking Rm B8) | Asco | 72802Y1 | 38635091C | OM00030791 |  | Parking Structure Rm B8 | NA | NA | NA | NA | 480 | 50 | Electric | 3 | NA | NA | \Classifications\Building System Class\D50-Electrical SYS\D5010 - Elec Service & Dist\Automatic Transfer Switch - ATS | 1018256
19-F1 | 19-F1 Inglewood Courthouse | 19-F1-D5010-234-ATS04 | Automatic Transfer Switch (Parking Rm B6) | Asco | 72802Y2 | 3863509IC | OM00015316 |  | Parking Structure Rm B6 | NA | NA | NA | NA | 480 | 50 | Electric | 3 | NA | NA | \Classifications\Building System Class\D50-Electrical SYS\D5010 - Elec Service & Dist\Automatic Transfer Switch - ATS | 1018257
19-F1 | 19-F1 Inglewood Courthouse | 19-F1-D3090-220-CMD02 | Compressor Air Dryer (Air Handler Rm) | Hankinson | H510A1151006089 | HPR510 | OM00033525 |  | Air Handler Room | NA | NA | R-134a | NA | 115 | DNA | NA | 3 | NA | NA | \Classifications\Building System Class\D30-HVAC Systems\D3090 - Other HVAC Systems and Equipment\Compressed Air Dryer - CMD | 1018258
19-F1 | 19-F1 Inglewood Courthouse | 19-F1-D3090-114-CMP03 | Control Air Compressor (Rm 188) | Kellogg-American Inc | 838705 | 211SV | OM00026572 | State ID# A009628-78 | ABM Office Rm 188 | NA | NA | NA | NA | 230/460 | 3.6/1.8 | Electric | 3 | NA | NA | \Classifications\Building System Class\D30-HVAC Systems\D3090 - Other HVAC Systems and Equipment\Air Compressor - CMP | 1018259
19-F1 | 19-F1 Inglewood Courthouse | 19-F1-B2034-400-DOH06 | Overhead Manual Rollup Door (Loading Dock Rm 116) | Cookson | NA | NA | OM00015326 |  | Loading Dock Next to Rm 116 | NA | NA | NA | NA | NA | NA | NA | NA | NA | NA | \Classifications\Building System Class\B20-General Building Exterior\B2030 - Exterior Doors\Door,Overhead-Shutter,Manual,Elec,Roll-up - DOH | 1018260
19-F1 | 19-F1 Inglewood Courthouse | 19-F1-D5010-200-ESD02 | Main Electrical Panel (Rm 110) | GTE System | 660384 | S0287421 | OM00015309 |  | Mech/Electrical Rm 110 | NA | NA | NA | NA | 277/480 | 2500 | Electric | 3 | NA | NA | \Classifications\Building System Class\D50-Electrical SYS\D5010 - Elec Service & Dist\Electical Service and Distribution - ESD | 1018261
19-F1 | 19-F1 Inglewood Courthouse | 19-F1-D2040-100-PSU07 | Sump Pump (Parking Structure Rm B7) | Weil Pump Company | DNA | 140304 | OM00015290 |  | Parking Structure Fire Pump Room B3 | NA | NA | NA | 1/3 | 115 | 7.1 | Electric | 1 | NA | NA | \Classifications\Building System Class\D20-Plumbing\D2040 - Rain Drain\Sump Pump - PSU | 1018266
19-F1 | 19-F1 Inglewood Courthouse | 19-F1-D2040-100-PSU08 | Sump Pump (Parking Structure Florence Side) | Weil Pump Company | 239596 | 140304 | OM00016138 |  | Parking Structure Florence St Side | NA | NA | NA | 1/3 | 115 | 7.1 | Electric | 1 | NA | NA | \Classifications\Building System Class\D20-Plumbing\D2040 - Rain Drain\Sump Pump - PSU | 1018267
19-F1 | 19-F1 Inglewood Courthouse | 19-F1-D2023-310-WBS01 | Water Booster Pump (Rm 103) | Paco Pump | 97D1050801 | 1012709130001174 | OM00030798 |  | Air Handler Room 103 | NA | NA | NA | 7.5 | 208-230/460 | 18.5-17.4/8.7 | Electric | 3 | NA | NA | \Classifications\Building System Class\D20-Plumbing\D2020 - Domestic Water\Domestic Water Booster System - WBS | 1018268
19-F1 | 19-F1 Inglewood Courthouse | 19-F1-D2023-310-WBS03 | Water Booster Pump (Rm 103) | Paco Pump | 97D1050801B | 10157051300011821 | OM00015322 |  | Air Handler Room 103 | NA | NA | NA | 15 | 208-230/460 | 37-35/17.5 | Electric | 3 | NA | NA | \Classifications\Building System Class\D20-Plumbing\D2020 - Domestic Water\Domestic Water Booster System - WBS | 1018270
19-F1 | 19-F1 Inglewood Courthouse | 19-F1-D5010-200-ESD08 | Electrical Switchboard (Rm 325) | GTE Sylvania | 691715 | 287425 | OM00015064 |  | Electrical Room 325 | NA | NA | NA | NA | 120/208 | 600 | Electric | 3 | NA | NA | \Classifications\Building System Class\D50-Electrical SYS\D5010 - Elec Service & Dist\Electical Service and Distribution - ESD | 1018279
19-F1 | 19-F1 Inglewood Courthouse | 19-F1-D5010-110-MCC01 | Chiller Motor Control Center (Rm 704) | Cutler Hammer | NA | NA | OM00040123 |  | Chiller Room 704 | NA | NA | NA | NA | NA | DNA | Electric | DNA | NA | NA | \Classifications\Building System Class\D50-Electrical SYS\D5010 - Elec Service & Dist\Chiller Room Electrical Panel - MCC | 1018262
19-F1 | 19-F1 Inglewood Courthouse | 19-F1-D2040-100-PSU04 | Sump Pump (Parking Structure) | Weil Pump Company | 239595 | 140304 | OM00030785 |  | Parking Structure | NA | NA | NA | 1/3 | 115 | 7.1 | Electric | 1 | NA | NA | \Classifications\Building System Class\D20-Plumbing\D2040 - Rain Drain\Sump Pump - PSU | 1018263
19-F1 | 19-F1 Inglewood Courthouse | 19-F1-D2040-100-PSU05 | Sump Pump (Parking Structure Rm B3) | Weil Pump Company | 239599 | 260114 | OM00000585 |  | Parking Structure Fire Pump Room B3 | NA | NA | NA | NA | NA | DNA | Electric | DNA | NA | NA | \Classifications\Building System Class\D20-Plumbing\D2040 - Rain Drain\Sump Pump - PSU | 1018264
19-F1 | 19-F1 Inglewood Courthouse | 19-F1-D2040-100-PSU06 | Sump Pump (Parking Structure Rm B3) | Weil Pump Company | NA | NA | OM00030787 |  | Parking Structure Fire Pump Room B3 | NA | NA | NA | NA | NA | DNA | Electric | DNA | NA | NA | \Classifications\Building System Class\D20-Plumbing\D2040 - Rain Drain\Sump Pump - PSU | 1018265
19-F1 | 19-F1 Inglewood Courthouse | 19-F1-D2023-310-WBS02 | Water Booster Pump (Rm 103) | Paco Pump | 97D105081A | 10157051300011821 | OM00030799 |  | Air Handler Room 103 | NA | NA | NA | 15 | 208-230/460 | 38-36/18 | Electric | 3 | NA | NA | \Classifications\Building System Class\D20-Plumbing\D2020 - Domestic Water\Domestic Water Booster System - WBS | 1018269
19-F1 | 19-F1 Inglewood Courthouse | 19-F1-D3041-210-SFN06 | Supply Fan (Parking Structure) | Trane Air Conditioning | U77D00712 | T14 | OM00030758 |  | Parking Structure | A85 (2) | NA | NA | 5 | 230/460 | 13.2/6.6 | Electric | 3 | NA | NA | \Classifications\Building System Class\D30-HVAC Systems\D3040 - Distribution SYS\Supply/Exhaust/Return fans- FAN | 1018271
19-F1 | 19-F1 Inglewood Courthouse | 19-F1-D3041-210-SFN04 | Supply Fan (Parking Structure Rm B9) | Trane Air Conditioning | U5M043085 | CF36A1DW3UBCWSH | OM00033523 |  | Parking Structure Rm B9 | B120 (3) | NA | NA | 15 | 230/460 | 37.0/18.5 | Electric | 3 | NA | NA | \Classifications\Building System Class\D30-HVAC Systems\D3040 - Distribution SYS\Supply/Exhaust/Return fans- FAN | 1018272
19-F1 | 19-F1 Inglewood Courthouse | 19-F1-D5010-200-ESD03 | Electrical Switchboard (Rm 110) | GTE Sylvania | 662566 | S0287421 | OM00015062 |  | Electrical Room 110 | NA | NA | NA | NA | 277/480 | 2000 | Electric | 3 | NA | NA | \Classifications\Building System Class\D50-Electrical SYS\D5010 - Elec Service & Dist\Electical Service and Distribution - ESD | 1018273
19-F1 | 19-F1 Inglewood Courthouse | 19-F1-D5010-200-ESD04 | Electrical Switchboard (Rm 110) | GTE Sylvania | 691710 | 287423 | OM00033553 |  | Electrical Room 110 | NA | NA | NA | NA | 277/480 | 600 | Electric | 3 | NA | NA | \Classifications\Building System Class\D50-Electrical SYS\D5010 - Elec Service & Dist\Electical Service and Distribution - ESD | 1018274
19-F1 | 19-F1 Inglewood Courthouse | 19-F1-D5010-200-ESD05 | Electrical Switchboard (Rm 110) | GTE Sylvania | 691720 | S028742 | OM00015295 |  | Electrical Room 110 | NA | NA | NA | NA | 120/208 | 400 | Electric | 3 | NA | NA | \Classifications\Building System Class\D50-Electrical SYS\D5010 - Elec Service & Dist\Electical Service and Distribution - ESD | 1018275
19-F1 | 19-F1 Inglewood Courthouse | 19-F1-D5010-200-ESD06 | Electrical Switchboard (Rm 110) | GTE Sylvania | 691716 | 287426 | OM00015308 |  | Electrical Room 110 | NA | NA | NA | NA | 120/208 | 400 | Electric | 3 | NA | NA | \Classifications\Building System Class\D50-Electrical SYS\D5010 - Elec Service & Dist\Electical Service and Distribution - ESD | 1018276
19-F1 | 19-F1 Inglewood Courthouse | 19-F1-D5010-200-ESD07 | Electrical Switchboard (Rm 110) | GTE Sylvania | 662569 | S0287422 | OM00015294 |  | Electrical Room 110 | NA | NA | NA | NA | 277/480 | 2500 | Electric | 3 | NA | NA | \Classifications\Building System Class\D50-Electrical SYS\D5010 - Elec Service & Dist\Electical Service and Distribution - ESD | 1018277
19-F1 | 19-F1 Inglewood Courthouse | 19-F1-D5010-200-ESD09 | Electrical Switchboard (Rm 704) | GTE Sylvania | NA | NA | OM00015096 |  | Chiller Room 704 | NA | NA | NA | NA | DNA | DNA | Electric | DNA | NA | NA | \Classifications\Building System Class\D50-Electrical SYS\D5010 - Elec Service & Dist\Electical Service and Distribution - ESD | 1018278
19-F1 | 19-F1 Inglewood Courthouse | 19-F1-D5092-210-GEN02 | Generator, Standby | PRAMAC | LK-5-300 | GEW44OM | OM00002633 | Permit# G33656 | Basement, Generator Mechanical Room | NA | NA | NA | 548 | 480 | 526 | Diesel | 3 | NA | NA | \Classifications\Building System Class\D50-Electrical SYS\D5090 - Elec SYS\Emergency Generator - GEN | 1019561
19-F1 | 19-F1 Inglewood Courthouse | 19-F1-D2023-100-BFP12 | Backflow Prevention Device (BFP12) 4" | Wilkins Zurn | 598F | 375ASTR | OM00041084 | ID#:4 | S SIDE BY ROLL UP GATE | NA | NA | NA | NA | NA | NA | NA | NA | NA | NA | \Classifications\Building System Class\D20-Plumbing\D2020 - Domestic Water\Backflow Preventer - BFP | 1021331
19-F1 | 19-F1 Inglewood Courthouse | 19-F1-D2023-100-BFP11 | Backflow Prevention Device - Fire System (BFP11) 4" | Wilkins Zurn | 4237539 | 950xld | OM00041083 | ID#:2 | E/O Parking Structure Exit at Regent St - W Device | NA | NA | NA | NA | NA | NA | NA | NA | NA | NA | \Classifications\Building System Class\D20-Plumbing\D2020 - Domestic Water\Backflow Preventer - BFP | 1021332
19-F1 | 19-F1 Inglewood Courthouse | 19-F1-D2023-100-BFP13 | Backflow, bypass for 6 " | WILKINS | 4237539 | Model 950XLD 3/4 size | Dummy Asset | ID#:3 ¦ bypass for SN 598F 6" | [11 empty] | \Classifications\Building System Class\D20-Plumbing\D2020 - Domestic Water\Backflow Preventer - BFP | 1021706
19-F1 | 19-F1 Inglewood Courthouse | 19-F1-D3021-130-BLR03 | Hot Water Boiler 01 | RBI | 031673503 | FB1950 | OM00040749 | 586160 | RM 705 | NA | NA | NA | NA | 120 | 12 | Gas | 1 | 1950000 | 1657500 | \Classifications\Building System Class\D30-HVAC Systems\D3020 - Heat SYS\Boiler,Hot Water,Oil/Gas/Comb. - BLR | 1021803
19-F1 | 19-F1 Inglewood Courthouse | 19-F1-D3021-130-BLR04 | Hot Water Boiler 02 | RBI | 031673399 | FB1950 | OM00040750 | 586165 | RM 705 | NA | NA | NA | NA | 120 | 12 | Gas | 1 | 1950000 | 1657500 | \Classifications\Building System Class\D30-HVAC Systems\D3020 - Heat SYS\Boiler,Hot Water,Oil/Gas/Comb. - BLR | 1021804
19-F1 | 19-F1 Inglewood Courthouse | 19-F1-D3021-130-BLR05 | Hot Water Boiler 03 | RBI | 031673400 | FB1950 | OM00040751 | 586166 | RM 705 | NA | NA | NA | NA | 120 | 12 | Gas | 1 | 1950000 | 1657500 | \Classifications\Building System Class\D30-HVAC Systems\D3020 - Heat SYS\Boiler,Hot Water,Oil/Gas/Comb. - BLR | 1021805
19-F1 | 19-F1 Inglewood Courthouse | 19-F1-D3021-130-BLR06 | Hot Water Boiler 04 | RBI | 041673668 | FB1950 | OM00040752 | 586163 | RM 705 | NA | NA | NA | NA | 120 | 12 | Gas | 1 | 1950000 | 1657500 | \Classifications\Building System Class\D30-HVAC Systems\D3020 - Heat SYS\Boiler,Hot Water,Oil/Gas/Comb. - BLR | 1021806
19-F1 | 19-F1 Inglewood Courthouse | 19-F1-D2090-230-WIP01 | CHEMICAL INJECTION SYSTEM | Raynor | NA | NA | DNA |  | Next to Cooling towers | NA | NA | NA | NA | NA | NA | Electric | NA | NA | NA | \Classifications\Building System Class\D20-Plumbing\D2090 - Other Plumbing SYS\Water Treatment Inhibitor Pump - WIP | 1022657
19-F1 | 19-F1 Inglewood Courthouse | 19-F1-D5010-200-ESD12 | Elevator Electrical Switchboard | SYLVANIA | 691714 | 28742-7 | DNA |  | Elevator Mechanical Room | NA | NA | NA | NA | NA | NA | Electric | NA | NA | NA | \Classifications\Building System Class\D50-Electrical SYS\D5010 - Elec Service & Dist\Electical Service and Distribution - ESD | 1022658
19-F1 | 19-F1 Inglewood Courthouse | 19-F1-D3068-100-BAS01 | BUILDING AUTOMATION SYSTEM | E.D. Goodfellow Co Inc | NA | NA | DNA |  | Mechanical room | NA | NA | NA | NA | NA | NA | Electric | NA | NA | NA | \Classifications\Building System Class\D30-HVAC Systems\D3060 - Control & Inst Air\Building Automation System - BAS | 1022659
19-F1 | 19-F1 Inglewood Courthouse | 19-F1-D3041-210-SFN10 | Supply Fan #1 | Trane | U6B-043419 | 86 | DNA |  | Mechanical room | NA | NA | NA | NA | 480 | NA | Electric | NA | NA | NA | \Classifications\Building System Class\D30-HVAC Systems\D3040 - Distribution SYS\Supply/Exhaust/Return fans- FAN | 1022660
19-F1 | 19-F1 Inglewood Courthouse | 19-F1-D2023-100-BFP14 | BACKFLOW PREVENTER #2 (2") West irrigation (BFP14) | Febco | H038192 | 765, 2" | OM00046493 | OW0209916-FA0234838-BD0029647-08240-FEBRUARY | GROUNDS - W SIDE PLAZA - PLANTER | NA | NA | NA | NA | NA | NA | NA | NA | NA | NA | \Classifications\Building System Class\D20-Plumbing\D2020 - Domestic Water\Backflow Preventer - BFP | 1022929
19-F2 | 19-F2 East Parking Structure | 19-F2-D1010-100-ELE01 | LIFT, ELEVATOR #1 (ELE01 - PARKING LOT) | OTIS | CP20908 | DNA | OM00033524 | State ID# 063197¦ #7 | SOUTHEAST PARKING LOT | 3V560 (6) | NA | NA | 40 | 460 | 49.4 | electric | 3 | NA | NA | \Classifications\Building System Class\D10-Conveyance Systems\D1010 - Elevator\Elevator,Electric,Pass/Freight - ELE | 1008301
19-G1 | 19-G1 Burbank Courthouse | 19-G1-D3041-110-AHU02 | AIR HANDLER UNIT #2 | MCQUAY SNYDER GENERAL | 3ZA00368-06 | LSL111CH | OM00026737 |  | MECH ROOM | A-59 (2) | 16X20X2 (6) | NA | 5 | 230/460 | 12.4/6.2 | Electric | 3 | NA | NA | \Classifications\Building System Class\D30-HVAC Systems\D3040 - Distribution SYS\Air Handling Unit - AHU | 1012979
19-G1 | 19-G1 Burbank Courthouse | 19-G1-D3041-110-AHU03 | AIR HANDLER UNIT #3 | MCQUAY SNYDER GENERAL | 3ZA03366-06 | LSL111CV | OM00026738 |  | MECH ROOM | A-59 | 16X20X2 (6) | NA | 5 | 230/460 | 12.4/6.2 | Electric | 3 | NA | NA | \Classifications\Building System Class\D30-HVAC Systems\D3040 - Distribution SYS\Air Handling Unit - AHU | 1012980
19-G1 | 19-G1 Burbank Courthouse | 19-G1-D3041-110-AHU04 | AIR HANDLER UNIT #4 | MCQUAY SNYDER GENERAL | 3ZA00367-06 | LSL103CV | OM00026717 |  | ELECTRICAL PANEL ROOM | A-59 | 16X20X2 (6) | NA | 5 | 230/460 | 12.4/6.2 | Electric | 3 | NA | NA | \Classifications\Building System Class\D30-HVAC Systems\D3040 - Distribution SYS\Air Handling Unit - AHU | 1012981
19-G1 | 19-G1 Burbank Courthouse | 19-G1-D5010-234-ATS01 | ELECTRICAL AUTOMATIC TRANSFER SWITCH | CUMMINS TRANSFER SWITCH | L910437419 | LTEU200L | OM00026707 |  | BEHIND EXIT DOOR OF EMPLOYEE BREAKROOM | NA | NA | NA | NA | 480 | 200 | Electric | 3 | NA | NA | \Classifications\Building System Class\D50-Electrical SYS\D5010 - Elec Service & Dist\Automatic Transfer Switch - ATS | 1012983
19-G1 | 19-G1 Burbank Courthouse | 19-G1-D2023-100-BFP01 | BACKFLOW PREVENTER #1 (3/4 INCH) | WILKINS | 775566 | 975XL 3/4" | OM00026687 |  | CHILLER ROOM | NA | NA | NA | NA | NA | NA | NA | NA | NA | NA | \Classifications\Building System Class\D20-Plumbing\D2020 - Domestic Water\Backflow Preventer - BFP | 1012984
19-G1 | 19-G1 Burbank Courthouse | 19-G1-D3021-140-BLR02 | HOT WATER BOILER #2 (GAS,OIL,COMBO) | Rite Engineering | 23897 | #85 | OM00026715 | DNA | NEW SIDE | NA | NA | NA | NA | NA | NA | Natural gas | NA | 850,000 | 790,000 | \Classifications\Building System Class\D30-HVAC Systems\D3020 - Heat SYS\Boiler,Hot Water,Oil/Gas/Comb. - BLR | 1012986
19-G1 | 19-G1 Burbank Courthouse | 19-G1-D3031-130-CLR01 | WATER COOLED CHILLER | CARRIER | 2002Q01557 | 30HXC096RZE540KA | OM00026684 | DNA | CHILLER ROOM | NA | NA | R-134a | DNA | 208/230 | 114.9 | Electric | 3 | NA | NA | \Classifications\Building System Class\D30-HVAC Systems\D3030 - Cooling SYS\Chiller, Water Cooled - CLR | 1012987
19-G1 | 19-G1 Burbank Courthouse | 19-G1-D3090-220-CMD01 | AIR DRY COMPRESSOR #1 | QUINCY | 5034805 | 0C00706DXI | OM00026682 | DNA | CHILLER ROOM | 3360 | NA | NA | DNA | 208/230-115 | 7.2-7.5/15.0 | Electric | 1 | NA | NA | \Classifications\Building System Class\D30-HVAC Systems\D3090 - Other HVAC Systems and Equipment\Compressed Air Dryer - CMD | 1012988
19-G1 | 19-G1 Burbank Courthouse | 19-G1-D3090-220-CMD02 | AIR DRY COMPRESSOR #2 | HANKINSON | F-23607 | VA-65 | OM00026696 | DNA | BASEMENT | NA | NA | NA | 1.5 | 208-230 | 8.8-8.6 | Electric | 1 | NA | NA | \Classifications\Building System Class\D30-HVAC Systems\D3090 - Other HVAC Systems and Equipment\Compressed Air Dryer - CMD | 1012989
19-G1 | 19-G1 Burbank Courthouse | 19-G1-D3030-110-CTW01 | COOLING TOWER | BALTIMORE AIR COIL CO | 94200019 | VTO-78KCR | OM00026713 | DNA | NEW SIDE | NA | NA | NA | 30 | 480 | 37.5 | Electric | 3 | NA | NA | \Classifications\Building System Class\D30-HVAC Systems\D3030 - Cooling SYS\Cooling Tower - CTW | 1012990
19-G1 | 19-G1 Burbank Courthouse | 19-G1-B2034-400-DOH01 | DOOR, OVERHEAD ROLLUP #1 (ELECTRIC) | DNA | DNA | DNA | OM00035013 |  | REAR OF COURT SALLY PORT | NA | NA | NA | DNA | 220 | DNA | Electric | 3 | NA | NA | \Classifications\Building System Class\B20-General Building Exterior\B2030 - Exterior Doors\Door,Overhead-Shutter,Manual,Elec,Roll-up - DOH | 1012991
19-G1 | 19-G1 Burbank Courthouse | 19-G1-D3042-220-EFN01 | EXHAUST FAN #1 (BELT DRIVEN) | AO SMITH | DNA | DX30B | OM00026708 | DNA | NEW SIDE ROOF | BA39 | NA | NA | 2 | 460/280-230 | 3.5/6.6-7.0 | Electric | 3 | NA | NA | \Classifications\Building System Class\D30-HVAC Systems\D3040 - Distribution SYS\Supply/Exhaust/Return fans- FAN | 1012993
19-G1 | 19-G1 Burbank Courthouse | 19-G1-D3042-220-EFN02 | EXHAUST FAN #2 (BELT DRIVEN) | AO SMITH | DNA | DX7B | OM00026709 | DNA | NEW SIDE | 4L-220 | NA | NA | 1/4 | 115 | 5.1 | Electric | 1 | NA | NA | \Classifications\Building System Class\D30-HVAC Systems\D3040 - Distribution SYS\Supply/Exhaust/Return fans- FAN | 1012994
19-G1 | 19-G1 Burbank Courthouse | 19-G1-D3042-220-EFN03 | EXHAUST FAN #3 (BELT DRIVEN) | AO SMITH | DNA | DX7B | OM00026710 | DNA | NEW SIDE | 4L-220 | NA | NA | 1/4 | 115 | 5.1 | Electric | 1 | NA | NA | \Classifications\Building System Class\D30-HVAC Systems\D3040 - Distribution SYS\Supply/Exhaust/Return fans- FAN | 1012995
19-G1 | 19-G1 Burbank Courthouse | 19-G1-D1010-100-ELE01 | ELEVATOR #1 (HYDRAULIC) | LINCOLN | 056707 | DNA | OM00026728 | State ID# 056707 | ELEVATOR ROOM | NA | NA | NA | 40 | 230/460 | 100/50 | Hydraulic | 3 | NA | NA | \Classifications\Building System Class\D10-Conveyance Systems\D1010 - Elevator\Elevator,Hydraulic,Pass/Freight - ELE | 1012996
19-G1 | 19-G1 Burbank Courthouse | 19-G1-D1010-100-ELE02 | ELEVATOR #2 (HYDRAULIC) | MOTION CONTROL ENGINEERING INC | 10502/1053 | HMC-1000 | OM00026727 | State ID# 100890 | ELEVATOR ROOM | NA | NA | NA | 40 | 230/460 | 100/50 | Hydraulic | 3 | NA | NA | \Classifications\Building System Class\D10-Conveyance Systems\D1010 - Elevator\Elevator,Hydraulic,Pass/Freight - ELE | 1012997
19-G1 | 19-G1 Burbank Courthouse | 19-G1-D1010-100-ELE03 | ELEVATOR #3 (HYDRAULIC) | LINCOLN | DNA | DNA | OM00035014 | State ID# 117636 | ELEVATOR ROOM | NA | NA | NA | 40 | 230/460 | 100/50 | Hydraulic | 3 | NA | NA | \Classifications\Building System Class\D10-Conveyance Systems\D1010 - Elevator\Elevator,Hydraulic,Pass/Freight - ELE | 1012998
19-G1 | 19-G1 Burbank Courthouse | 19-G1-D5037-710-FAP01 | FIRE ALARM PANEL | EDWARD GENERAL SIGNAL | DNA | 5721B | OM00026725 | DNA | LOCKUP | NA | NA | NA | NA | 115 | DNA | Electric | 1 | NA | NA | \Classifications\Building System Class\D50-Electrical SYS\D5030 - Comm & Security\Fire Alarm Panel - FAP | 1012999
19-G1 | 19-G1 Burbank Courthouse | 19-G1-D4010-150-FMS01 | FIRE SYSTEMS, STANDPIPES | POWHATAN AUTOSPKR | 21202 | DNA | OM00026730 | DNA | EASTSIDE OF BUILDING | NA | NA | NA | NA | NA | NA | NA | NA | NA | NA | \Classifications\Building System Class\D40-Fire Protection SYS\D4010 - Sprinkler SYS\Fire Systems, stand pipes - FMS | 1013000
19-G1 | 19-G1 Burbank Courthouse | 19-G1-C1020-110-FRD01 | FIRE DOOR #1, OVERHEAD (FIRE RATING 3) | COOKSON | 515498 | DNA | OM00026692 | DNA | ENTRANCE TO CLERK OFFICE | NA | NA | NA | NA | DNA | DNA | Electric | DNA | NA | NA | \Classifications\Building System Class\C10-General Building Interior\C1020 - Fire Doors\Fire Doors - FRD | 1013001
19-G1 | 19-G1 Burbank Courthouse | 19-G1-C1020-110-FRD02 | FIRE DOOR #2, OVERHEAD | DNA | DNA | DNA | OM00026723 | DNA | PUBLIC HALL | NA | NA | NA | DNA | DNA | DNA | Electric | DNA | NA | NA | \Classifications\Building System Class\C10-General Building Interior\C1020 - Fire Doors\Fire Doors - FRD | 1013002
19-G1 | 19-G1 Burbank Courthouse | 19-G1-C1020-110-FRD03 | FIRE DOOR #3 (SLIDING DOOR) | WON-DOR | 471102 | R6799 | OM00026726 | DNA | ENTRANCE TO LOCKUP ELEVATOR | NA | NA | NA | DNA | DNA | DNA | Electric | DNA | NA | NA | \Classifications\Building System Class\C10-General Building Interior\C1020 - Fire Doors\Fire Doors - FRD | 1013003
19-G1 | 19-G1 Burbank Courthouse | 19-G1-D5092-210-GEN01 | GENERATOR, EMERGENCY | PRYCO | 08320839 | PYSO50UL | OM00035012 | EMERGENCY GENERATOR G7050 | NEAR SALLY PORT | NA | NA | NA | 75 | DNA | DNA | Diesel | DNA | NA | NA | \Classifications\Building System Class\D50-Electrical SYS\D5090 - Elec SYS\Emergency Generator - GEN | 1013004
19-G1 | 19-G1 Burbank Courthouse | 19-G1-D3020-100-HET01 | WATER HEATER EXPANSION TANK #1 | DNA | DNA | DNA | OM00026695 | DNA | BOILER ROOM | NA | NA | NA | NA | NA | NA | NA | NA | NA | NA | \Classifications\Building System Class\D30-HVAC Systems\D3020 - Heat SYS\Heater Water Expansion Tank - HET | 1013005
19-G1 | 19-G1 Burbank Courthouse | 19-G1-D5010-110-MCC01 | CHILLER MOTOR CONTROL CENTER | GENERAL ELECTRIC | J-85239 | 968X0129L01 | OM00026685 | DNA | CHILLER ROOM | NA | NA | NA | NA | 480 | 600 | Electric | 3 | NA | NA | \Classifications\Building System Class\D50-Electrical SYS\D5010 - Elec Service & Dist\Chiller Room Electrical Panel - MCC | 1013006
19-G1 | 19-G1 Burbank Courthouse | 19-G1-D5010-200-ESD01 | MAIN ELECTRICAL PANEL | GENERAL ELECTRIC | DNA | DNA | OM00026705 | DNA | OUTSIDE EXTI DOOR OF EMPLOYEE BREAKROOM | NA | NA | NA | NA | 480 | 1200 | Electric | 3 | NA | NA | \Classifications\Building System Class\D50-Electrical SYS\D5010 - Elec Service & Dist\Electical Service and Distribution - ESD | 1013007
19-G1 | 19-G1 Burbank Courthouse | 19-G1-D3050-250-ACU02 | Air Conditioning, Split System (Roof) | CARRIER | 0697E14126 | 38CKB060600 | OM00026735 |  | SOUTHEAST OF BUILDING | A-59 | NA | R-22 | NA | 460 | 8.0 | Electric | 3 | NA | NA | \Classifications\Building System Class\D30-HVAC Systems\D3050 - Package SYS\Air Conditioning,Split System - ACU | 1013008
19-G1 | 19-G1 Burbank Courthouse | 19-G1-D3031-100-PCH01 | CONDENSER WATER PUMP #2 (chiller room) | Weinman | 812954 | 25G2A-75PN12GA | OM00026690 | DNA | CHILLER ROOM | NA | NA | NA | 7.5 | 208/230-460 | 19-18/9 | Electric | 3 | NA | NA | \Classifications\Building System Class\D30-HVAC Systems\D3030 - Cooling SYS\Chilled Water Pump - PCH | 1013009
19-G1 | 19-G1 Burbank Courthouse | 19-G1-D3031-100-PCH02 | CHILLED WATER PUMP #1 (chiller room) | Weinman | 812955 | 2.562A-Y34 | OM00026691 | DNA | CHILLER ROOM | NA | NA | NA | 15 | 208/230-460 | 38-36/18 | Electric | 3 | NA | NA | \Classifications\Building System Class\D30-HVAC Systems\D3030 - Cooling SYS\Chilled Water Pump - PCH | 1013010
19-G1 | 19-G1 Burbank Courthouse | 19-G1-D3031-100-PCH03 | CONDENSER WATER PUMP #1 (electric room) | AURORA PUMP CO | F020130222B | IMM32181 | OM00026703 | DNA | ELECTRICAL PANEL ROOM | NA | NA | NA | 5 | 230/460 | 14.7 | Electric | 3 | NA | NA | \Classifications\Building System Class\D30-HVAC Systems\D3030 - Cooling SYS\Chilled Water Pump - PCH | 1013011
19-G1 | 19-G1 Burbank Courthouse | 19-G1-D3031-100-PCH04 | CONDENSER WATER PUMP #2 (electric room) | AURORA PUMP CO | 02-442122 | 341A-BF | OM00026704 | DNA | ELECTRICAL PANEL ROOM | NA | NA | NA | 5 | 230/460 | 14.7 | Electric | 3 | NA | NA | \Classifications\Building System Class\D30-HVAC Systems\D3030 - Cooling SYS\Chilled Water Pump - PCH | 1013012
19-G1 | 19-G1 Burbank Courthouse | 19-G1-D3044-125-PHW01 | HOT WATER PUMP #1 | WEINMAN | A12956 | 15G12AW50P1 | OM00026689 | DNA | CHILLER ROOM | NA | NA | NA | 5 | 208/230-460 | 13-12/6 | Electric | 3 | NA | NA | \Classifications\Building System Class\D30-HVAC Systems\D3040 - Distribution SYS\Hot Water Pump - PHW | 1013013
19-G1 | 19-G1 Burbank Courthouse | 19-G1-D3044-125-PHW02 | HOT WATER PUMP #2 | BELL & GOSSETT | DNA | 2.5BB | OM00026720 | DNA | ELECTRICAL PANEL ROOM | NA | NA | NA | 5 | 208/230 | 12.9 6.44 | Electric | 3 | NA | NA | \Classifications\Building System Class\D30-HVAC Systems\D3040 - Distribution SYS\Hot Water Pump - PHW | 1013014
19-G1 | 19-G1 Burbank Courthouse | 19-G1-D3044-125-PHW03 | HOT WATER PUMP #3 | BELL & GOSSETT | DNA | 2.5BB | OM00026721 | DNA | ELECTRICAL PANEL ROOM | NA | NA | NA | 5 | 208/230 | 12.9/6.44 | Electric | 3 | NA | NA | \Classifications\Building System Class\D30-HVAC Systems\D3040 - Distribution SYS\Hot Water Pump - PHW | 1013015
19-G1 | 19-G1 Burbank Courthouse | 19-G1-D2040-100-PSU01 | SUMP PUMP #1 | LIBERTY PUMPS | DNA | DNA | OM00026700 | DNA | ELECTRICAL PANEL ROOM | NA | NA | NA | DNA | 115 | 10.5 | Electric | DNA | NA | NA | \Classifications\Building System Class\D20-Plumbing\D2040 - Rain Drain\Sump Pump - PSU | 1013016
19-G1 | 19-G1 Burbank Courthouse | 19-G1-D2040-100-PSU02 | SUMP PUMP #2 | DNA | DNA | DNA | OM00026699 | DNA | BOILER ROOM | NA | NA | NA | DNA | 115 | 10.5 | Electric | 1 | NA | NA | \Classifications\Building System Class\D20-Plumbing\D2040 - Rain Drain\Sump Pump - PSU | 1013017
19-G1 | 19-G1 Burbank Courthouse | 19-G1-G3010-210-PWT01 | POTABLE WATER STORAGE TANK #1 | DNA | DNA | DNA | OM00026686 | DNA | CHILLER ROOM | NA | NA | NA | NA | NA | NA | NA | NA | NA | NA | \Classifications\Building System Class\G30-Site Mechanical Utilities\G3010 - Water Supply\Potable Water Storage Tank - PWT | 1013018
19-G1 | 19-G1 Burbank Courthouse | 19-G1-G3010-210-PWT02 | POTABLE WATER STORAGE TANK #2 | BRUNNER | DNA | DNA | OM00026688 | DNA | CHILLER ROOM | NA | NA | NA | NA | NA | NA | NA | NA | NA | NA | \Classifications\Building System Class\G30-Site Mechanical Utilities\G3010 - Water Supply\Potable Water Storage Tank - PWT | 1013019
19-G1 | 19-G1 Burbank Courthouse | 19-G1-D5010-200-ESD02 | ELECTRICAL SWITCHBOARD (UNDER 560 VOLTS) | GENERAL ELECTRIC | DNA | DNA | OM00026706 | DNA | BEHIND EXIT DOOR OF EMPLOYEE BREAKROOM | NA | NA | NA | NA | 480 | 1200 | Electric | 3 | NA | NA | \Classifications\Building System Class\D50-Electrical SYS\D5010 - Elec Service & Dist\Electical Service and Distribution - ESD | 1013020
19-G1 | 19-G1 Burbank Courthouse | 19-G1-D5011-240-TRN01 | ELECTRICAL TRANSFORMER | CUTLER-HAMMER | J02H01920 | V49013 | OM00026681 | DNA | ABM SHOP | NA | NA | NA | NA | 480 | 150 | Electric | 3 | NA | NA | \Classifications\Building System Class\D50-Electrical SYS\D5010 - Elec Service & Dist\Transformer - TRN | 1013021
19-G1 | 19-G1 Burbank Courthouse | 19-G1-D5011-240-TRN02 | ELECTRICAL TRANSFORMER #2 | GENERAL ELECTRIC | DNA | 9T23B3876 | OM00026701 | DNA | ELECTRICAL PANEL ROOM | NA | NA | NA | NA | 480 | 150 | Electric | 3 | NA | NA | \Classifications\Building System Class\D50-Electrical SYS\D5010 - Elec Service & Dist\Transformer - TRN | 1013022
19-G1 | 19-G1 Burbank Courthouse | 19-G1-D5011-240-TRN03 | ELECTRICAL TRANSFORMER #3 | MGM | 9302-150D-015-1 | HT150A3K2 | OM00026702 | DNA | ELECTRICAL PANEL ROOM | NA | NA | NA | NA | 480 | 150 | Electric | 3 | NA | NA | \Classifications\Building System Class\D50-Electrical SYS\D5010 - Elec Service & Dist\Transformer - TRN | 1013023
19-G1 | 19-G1 Burbank Courthouse | 19-G1-D5011-240-TRN05 | ELECTRICAL TRANSFORMER #5 | GE | DNA | DNA | OM00026716 | DNA | NEW SIDE | NA | NA | NA | NA | 480 | 150 | Electric | 3 | NA | NA | \Classifications\Building System Class\D50-Electrical SYS\D5010 - Elec Service & Dist\Transformer - TRN | 1013024
19-G1 | 19-G1 Burbank Courthouse | 19-G1-D1013-310-WCL01 | WHEELCHAIR LIFT #1 | DNA | DNA | DNA | OM00026722 | PEND RISK RVW | DEPT 1 COURTROOM | NA | NA | NA | DNA | DNA | DNA | Electric | DNA | NA | NA | \Classifications\Building System Class\D10-Conveyance Systems\D1010 - Elevator\Wheelchair Lift - WCL | 1013025
19-G1 | 19-G1 Burbank Courthouse | 19-G1-D1013-310-WCL02 | WHEELCHAIR LIFT #2 | DNA | DNA | DNA | OM00026724 | PEND RISK RVW | DEPT "G" | NA | NA | NA | DNA | DNA | DNA | Electric | DNA | NA | NA | \Classifications\Building System Class\D10-Conveyance Systems\D1010 - Elevator\Wheelchair Lift - WCL | 1013026
19-G1 | 19-G1 Burbank Courthouse | 19-G1-D2090-230-WIP01 | PUMP, WATER TREATMENT | WALCHEM | 0601302419 | WCT-310-IN2 | OM00026683 | DNA | CHILLER ROOM | NA | NA | NA | DNA | 115 | 10 | Electric | NA | NA | NA | \Classifications\Building System Class\D20-Plumbing\D2090 - Other Plumbing SYS\Water Treatment Inhibitor Pump - WIP | 1013027
19-G1 | 19-G1 Burbank Courthouse | 19-G1-B2010-100-BLD01 | BUILDING | NA | NA | NA | OM00035011 | NA | ENTIRE BUILDING | NA | NA | NA | NA | NA | NA | NA | NA | NA | NA | \Classifications\Building System Class\B20-General Building Exterior\B2010 - Exterior Walls\Building - BLD | 1013028
19-G1 | 19-G1 Burbank Courthouse | 19-G1-B3010-100-RUF01 | ROOFING SYSTEM | DNA | NA | NA | OM00035007 | NA | ROOF | NA | NA | NA | NA | NA | NA | NA | NA | NA | NA | \Classifications\Building System Class\B30-Roofing\B3010 - Roof Types\Roof - RUF | 1013029
19-G1 | 19-G1 Burbank Courthouse | 19-G1-G2050-200-LSC01 | LANDSCAPE | NA | NA | NA | OM00035006 | NA | GROUNDS | NA | NA | NA | NA | NA | NA | NA | NA | NA | NA | \Classifications\Building System Class\G20-Other Systems\G2050 - Landscaping\Landscaping - LSC | 1013030
19-G1 | 19-G1 Burbank Courthouse | 19-G1-G2049-300-HSC01 | HARDSCAPE | DNA | DNA | DNA | OM00035005 | DNA | GROUNDS | NA | NA | NA | NA | NA | NA | NA | NA | NA | NA | \Classifications\Building System Class\G20-Other Systems\G2040 - Site Development\Hardscape - HSC | 1013031
19-G1 | 19-G1 Burbank Courthouse | 19-G1-D4031-100-FEX45 | FIRE EXTINGUISHERS (45) | NA | NA | NA | OM00035008 |  | THROUGHOUT BUILDING | NA | NA | NA | NA | NA | NA | NA | NA | NA | NA | \Classifications\Building System Class\D40-Fire Protection SYS\D4030 - FIRE SPEC\Fire Extinguisher - FEX | 1013032
19-G1 | 19-G1 Burbank Courthouse | 19-G1-D5092-250-EML80 | EMERGENCY (30) & EXIT (50) LIGHTS | NA | NA | NA | OM00035009 |  | THROUGHOUT BUILDING | NA | NA | NA | NA | 115, 110 | NA | Electric | NA | NA | NA | \Classifications\Building System Class\D50-Electrical SYS\D5090 - Elec SYS\Emergency And Exit Lighting - EML | 1013033
19-G1 | 19-G1 Burbank Courthouse | 19-G1-D5092-250-ELT30 | EXTERIOR LIGHTING (30) | NA | NA | NA | OM00035010 |  | EXTERIOR AROUND BUILDING | NA | NA | NA | NA | 277, 115, 110 | DNA | Electric | DNA | NA | NA | \Classifications\Building System Class\D50-Electrical SYS\D5090 - Elec SYS\Exterior Lighting - ELT | 1013034
19-G1 | 19-G1 Burbank Courthouse | 19-G1-D3068-100-BAS01 | BUILDING AUTOMATION SYSTEM | DNA | DNA | DNA | OM00033792 | DNA | NEAR EXIT ABM OFFICE | NA | NA | NA | NA | 120 | DNA | Electric | 3 | NA | NA | \Classifications\Building System Class\D30-HVAC Systems\D3060 - Control & Inst Air\Building Automation System - BAS | 1013035
19-G1 | 19-G1 Burbank Courthouse | 19-G1-D3041-110-AHU01 | AIR HANDLER UNIT #1 | MCQUAY SNYDER GENERAL | 3ZA00365-06 | LSL108CH | OM00026736 |  | MECH ROOM | A-59 | 16X25X2 (2), 16x20x2 (2) | NA | 5 | 230/460 | 12.4/6.2 | Electric | 3 | NA | NA | \Classifications\Building System Class\D30-HVAC Systems\D3040 - Distribution SYS\Air Handling Unit - AHU | 1013037
19-G1 | 19-G1 Burbank Courthouse | 19-G1-D2023-100-BFP02 | BACKFLOW PREVENTER #2 (3 INCH) | FEBCO | 9405160626 | 805YD 3" | OM00026729 | Acct#:951-848 Meter#: 62616 Assembly ID#: 374 | DOMESTIC FOR NEW SIDE OF BUILDING - Test on Purveyors form (USE CITY OF BURBANK TESTING FORMS) | NA | NA | NA | NA | NA | NA | NA | NA | NA | NA | \Classifications\Building System Class\D20-Plumbing\D2020 - Domestic Water\Backflow Preventer - BFP | 1013038
19-G1 | 19-G1 Burbank Courthouse | 19-G1-D2023-100-BFP04 | BACKFLOW PREVENTER #4 (3 INCH) | FEBCO | N0710090847 | 825YD 3" | OM00026732 | Acct#:951-848 Meter#: 51415/51431 Assembly ID#: 372 | NEXT TO PUBLIC ENTRANCE - - (USE CITY OF BURBANK TESTING FORMS) | NA | NA | NA | NA | NA | NA | NA | NA | NA | NA | \Classifications\Building System Class\D20-Plumbing\D2020 - Domestic Water\Backflow Preventer - BFP | 1013040
19-G1 | 19-G1 Burbank Courthouse | 19-G1-D2023-100-BFP05 | Backflow Preventer #5 (Irrigation) (1.25") | FEBCO | 11503 | 825Y (1.25") | OM00026733 | OW0211055-FA0235943-BD0053621 | REAR OF COURT BUILDING NEXT TO PUBLIC ENTRANCE (LAPHD FORM REQUIRED) | NA | NA | NA | NA | NA | NA | NA | NA | NA | NA | \Classifications\Building System Class\D20-Plumbing\D2020 - Domestic Water\Backflow Preventer - BFP | 1013041
19-G1 | 19-G1 Burbank Courthouse | 19-G1-D2023-100-BFP06 | BACKFLOW PREVENTER #6 (3/4 INCH) | WILKINS | 2513966 | 975XL 3/4" | OM00026697 | OW0211055-FA0205958-BD0004859 | BOILER - CARD #2 A CIVIC CENTER (LAPHD FORM REQUIRED) | NA | NA | NA | NA | NA | NA | NA | NA | NA | NA | \Classifications\Building System Class\D20-Plumbing\D2020 - Domestic Water\Backflow Preventer - BFP | 1013042
19-G1 | 19-G1 Burbank Courthouse | 19-G1-D3020-100-HET02 | WATER HEATER EXPANSION TANK #2 | WENDLAND | 32849 | DNA | OM00026718 | DNA | ELECTRICAL PANEL ROOM | NA | NA | NA | NA | NA | NA | NA | NA | NA | NA | \Classifications\Building System Class\D30-HVAC Systems\D3020 - Heat SYS\Heater Water Expansion Tank - HET | 1013043
19-G1 | 19-G1 Burbank Courthouse | 19-G1-D3020-100-HET03 | WATER HEATER EXPANSION TANK #3 | WESSELLS COMP | CRNH08511 | 12NA33 | OM00026719 | DNA | ELECTRICAL PANEL ROOM | NA | NA | NA | NA | NA | NA | NA | NA | NA | NA | \Classifications\Building System Class\D30-HVAC Systems\D3020 - Heat SYS\Heater Water Expansion Tank - HET | 1013044
19-G1 | 19-G1 Burbank Courthouse | 19-G1-D3020-100-HET04 | WATER HEATER EXPANSION TANK #4 | JOHN WOOD COMPANY | DNA | DNA | OM00026714 | DNA | NEW SIDE OVER BOILER | NA | NA | NA | NA | NA | NA | NA | NA | NA | NA | \Classifications\Building System Class\D30-HVAC Systems\D3020 - Heat SYS\Heater Water Expansion Tank - HET | 1013045
19-G1 | 19-G1 Burbank Courthouse | 19-G1-D2022-260-HWG01 | WATER HEATER DOMESTIC #1, GAS (89 GALLONS) | AO SMITH | MC94-0330155S56 | BTC 154920 | OM00026693 | DNA | SECURED HALL | NA | NA | NA | NA | 120 | 5 | Gas | NA | 154,000 | DNA | \Classifications\Building System Class\D20-Plumbing\D2020 - Domestic Water\Domestic Water Heater, Gas - HWG | 1013046
19-G1 | 19-G1 Burbank Courthouse | 19-G1-D3041-110-AHU06 | AIR HANDLER UNIT #6 | CARRIER | 3399F43452 | 39T6LQA-QGR-AB | OM00035130 |  | MECH ROOM UPSTAIRS | C-158 (2) | 20X25X8 | NA | 40 | 460 | 60 | Electric | 3 | NA | NA | \Classifications\Building System Class\D30-HVAC Systems\D3040 - Distribution SYS\Air Handling Unit - AHU | 1013048
19-G1 | 19-G1 Burbank Courthouse | 19-G1-D3041-230-RFN01 | RETURN FAN | UTILITY FAN CORP | A03613 | 4-1300 | OM00035131 | DNA | MECHANICAL | B-97 (2) | NA | NA | 1.5-.67 | 460 | 2.2-1.4 | Electric | 3 | NA | NA | \Classifications\Building System Class\D30-HVAC Systems\D3040 - Distribution SYS\Supply/Exhaust/Return fans- FAN | 1013050
19-G1 | 19-G1 Burbank Courthouse | 19-G1-D2040-100-PSU03 | SUMP PUMP #3 | DNA | DNA | EC1108-01-04-08-14-18-3 | OM00035128 | DNA | ALLEY WAY BESIDE SALLY PORT | NA | NA | NA | 2 | 460 | 8.2 | Electric | 3 | NA | NA | \Classifications\Building System Class\D20-Plumbing\D2040 - Rain Drain\Sump Pump - PSU | 1013051
19-G1 | 19-G1 Burbank Courthouse | 19-G1-D2040-100-PSU04 | SUMP PUMP #4 | DNA | DNA | EC1108-01-04-08-14-18-3 | OM00035129 | DNA | ALLEY BESIDE SALLY PORT | NA | NA | NA | 2 | 460 | 8.2 | Electric | 3 | NA | NA | \Classifications\Building System Class\D20-Plumbing\D2040 - Rain Drain\Sump Pump - PSU | 1013052
19-G1 | 19-G1 Burbank Courthouse | 19-G1-D2023-100-BFP08 | BACKFLOW PREVENTER #8 (2") | FEBCO | AF0466 | 825Y 2" | OM00036347 | Acct#:951-848 Meter#: 51415/51431 Assembly ID#: 373 | EXTERIOR BY THE MAIN PUBLIC ENTRANCE (USE CITY OF BURBANK TESTING FORMS) | NA | NA | NA | NA | NA | NA | NA | NA | NA | NA | \Classifications\Building System Class\D20-Plumbing\D2020 - Domestic Water\Backflow Preventer - BFP | 1015421
19-G1 | 19-G1 Burbank Courthouse | 19-G1-D2023-100-BFP09 | BACKFLOW PREVENTER #9 (1") | WILKINS | 174412 | 975XL 1" | OM00036346 |  | ROOF BY THE COOLING TOWER | NA | NA | NA | NA | NA | NA | NA | NA | NA | NA | \Classifications\Building System Class\D20-Plumbing\D2020 - Domestic Water\Backflow Preventer - BFP | 1015422
19-G1 | 19-G1 Burbank Courthouse | 19-G1-D3031-140-CLR01 | CHILLER, AIR COOLED | CARRIER | 0999F02570 | 30GT-090---510KA | OM00026740 |  | OUTSIDE BUILDING | NA | NA | R-22 | DNA | 240 | 397 | Electric | 3 | DNA | DNA | \Classifications\Building System Class\D30-HVAC Systems\D3030 - Cooling SYS\Chiller, Air Cooled - CLR | 1015759
19-G1 | 19-G1 Burbank Courthouse | 19-G1-D3041-110-AHU09 | AIR HANDLER UNIT | MCQUAY SNYDER GENERAL | 3ZA00363-04 | LSL114DH | OM00037670 | NA | BASEMENT MECH ROOM | NA | 16X25X2 (6) | DNA | 5 | 240-480 | 12.4-6.2 | Electric | 3 | NA | NA | \Classifications\Building System Class\D30-HVAC Systems\D3040 - Distribution SYS\Air Handling Unit - AHU | 1016598
19-G1 | 19-G1 Burbank Courthouse | 19-G1-D3041-110-AHU08 | AIR HANDLER UNIT (BASEMENT) | MCQUAY SNYDER GENERAL | 3ZA00364-04 | LSL117DH | OM00037671 | NA | BASEMENT ROOM 030 | B-54 (2) | 16X20X2 (4) | NA | 7.5 | 240/480 | 22.5/11.3 | Electric | 3 | NA | NA | \Classifications\Building System Class\D30-HVAC Systems\D3040 - Distribution SYS\Air Handling Unit - AHU | 1016597
19-G1 | 19-G1 Burbank Courthouse | 19-G1-D3090-220-CMD03 | AIR DRYER COMPRESSOR | HANKINSON | 0331-101-9403-647N | 8005 | OM00037672 | NA | BASEMENT MECH ROOM | NA | NA | R-134a | 1/16 | 110 | 2 | Electric | 1 | NA | NA | \Classifications\Building System Class\D30-HVAC Systems\D3090 - Other HVAC Systems and Equipment\Compressed Air Dryer - CMD | 1016599
19-G1 | 19-G1 Burbank Courthouse | 19-G1-D4010-150-FMS02 | STAND PIPES, FIRE SYSTEM | DNA | DNA | DNA | OM00035939 | NA | BASEMENT STAIRWELL #2 | NA | NA | NA | NA | NA | NA | NA |  | NA | NA | \Classifications\Building System Class\D40-Fire Protection SYS\D4010 - Sprinkler SYS\Fire Systems, stand pipes - FMS | 1016730
19-G1 | 19-G1 Burbank Courthouse | 19-G1-B2034-400-DOH02 | DOOR, OVERHEAD ROLL-UP (ELECTRICAL) | DNA | DNA | DNA | OM00035015 | NA | EXTERIOR, OUTSIDE REAR | NA | NA | NA | DNA | DNA | DNA | NA |  | NA | NA | \Classifications\Building System Class\B20-General Building Exterior\B2030 - Exterior Doors\Door,Overhead-Shutter,Manual,Elec,Roll-up - DOH | 1016731
19-G1 | 19-G1 Burbank Courthouse | 19-G1-D3012-120-GMR01 | GAS METER READER | ROOTS METER | 1317973 | BM 058901-102 | OM00037674 | NA | OUTSIDE GROUNDS, REAR EAST SIDE | NA | NA | NA | NA | NA | NA | NA |  | NA | NA | \Classifications\Building System Class\D30-HVAC Systems\D3010 - Energy Supply\Gas Meter Readings - GMR | 1016732
19-G1 | 19-G1 Burbank Courthouse | 19-G1-D3041-230-RFN02 | RETURN FAN #1 (BELT DRIVEN) | MCQUAY SNYDER GENERAL | 34A00369-06 | LYF106CH | OM00035940 | NA | BASEMENT MECH ROOM | DNA | DNA (2) | NA | 5 | 240-480 | 12.4-6.2 | Electric | 3 | NA | NA | \Classifications\Building System Class\D30-HVAC Systems\D3040 - Distribution SYS\Supply/Exhaust/Return fans- FAN | 1016733
19-G1 | 19-G1 Burbank Courthouse | 19-G1-D3041-230-RFN03 | RETURN FAN #2 (BELT DRIVEN) | MCQUAY SNYDER GENERAL | 3ZA00370-06 | LYF108CH | OM00037669 | NA | BASEMENT MECH ROOM | DNA | DNA | NA | 7.5 | 240-480 | 19.2-9.6 | Electric | 3 | NA | NA | \Classifications\Building System Class\D30-HVAC Systems\D3040 - Distribution SYS\Supply/Exhaust/Return fans- FAN | 1016734
19-G1 | 19-G1 Burbank Courthouse | 19-G1-D3041-230-RFN04 | RETURN FAN (BELT DRIVEN) | CARRIER | 3399F43461 | 39T6H-JLZ-AB | OM00037676 | NA | PENTHOUSE MECH ROOM | DNA | DNA | NA | 10 | 240-480 | 25.2-12.6 | Electric | 3 | NA | NA | \Classifications\Building System Class\D30-HVAC Systems\D3040 - Distribution SYS\Supply/Exhaust/Return fans- FAN | 1016735
19-G1 | 19-G1 Burbank Courthouse | 19-G1-C1020-110-FRD04 | FIRE DOOR OVERHEAD (JURY ASSEMBLY BIG DOOR) | DNA | DNA | DNA | OM00037709 | NA | BIG DOOR JURY ASSEMBLY AREA | NA | NA | NA | NA | DNA | DNA | DNA |  | NA | NA | \Classifications\Building System Class\C10-General Building Interior\C1020 - Fire Doors\Fire Doors - FRD | 1016736
19-G1 | 19-G1 Burbank Courthouse | 19-G1-C1020-110-FRD05 | FIRE DOOR OVERHEAD (JURY ASSEMBLY SUPERVISOR) |  |  |  | OM00037707 |  | SUPERVISOR JURY ASSEMBLY | NA | NA | NA | NA | DNA | DNA | DNA |  | NA | NA | \Classifications\Building System Class\C10-General Building Interior\C1020 - Fire Doors\Fire Doors - FRD | 1016737
19-G1 | 19-G1 Burbank Courthouse | 19-G1-C1020-110-FRD06 | FIRE DOOR OVERHEAD (TRAFFIC WINDOW) | DNA | DNA | DNA | OM00037705 | NA | TRAFFIC WINDOW ON 1ST FLOOR | NA | NA | NA | NA | DNA | DNA | DNA |  | NA | NA | \Classifications\Building System Class\C10-General Building Interior\C1020 - Fire Doors\Fire Doors - FRD | 1016738
19-G1 | 19-G1 Burbank Courthouse | 19-G1-C1020-110-FRD07 | FIRE DOOR OVERHEAD (CRIMINAL WINDOW #4) | DNA | DNA | DNA | OM00037680 | NA | CRIMINAL WINDOW #4 ON 1ST FLOOR | NA | NA | NA | NA | DNA | DNA | DNA |  | NA | NA | \Classifications\Building System Class\C10-General Building Interior\C1020 - Fire Doors\Fire Doors - FRD | 1016739
19-G1 | 19-G1 Burbank Courthouse | 19-G1-C1020-110-FRD08 | FIRE DOOR OVERHEAD (CRIMINAL WINDOW #3) | DNA | DNA | DNA | OM00037679 | NA | CRIMINAL WINDOW #3 ON 1ST FLOOR | NA | NA | NA | NA | DNA | DNA | DNA |  | NA | NA | \Classifications\Building System Class\C10-General Building Interior\C1020 - Fire Doors\Fire Doors - FRD | 1016740
19-G1 | 19-G1 Burbank Courthouse | 19-G1-C1020-110-FRD09 | FIRE DOOR OVERHEAD (PUBLIC DEFENDER) | WON DOOR FIRE GUARD | DNA | DNA | OM00037706 | NA | BY PUBLIC DEFENDER IN BASEMENT | NA | NA | NA | NA | DNA | DNA | DNA |  | NA | NA | \Classifications\Building System Class\C10-General Building Interior\C1020 - Fire Doors\Fire Doors - FRD | 1016741
19-G1 | 19-G1 Burbank Courthouse | 19-G1-C1020-110-FRD10 | FIRE DOOR OVERHEAD (JURY ASSEMBLY ROOM) | DNA | DNA | DNA | OM00037708 | NA` | JURY ASSEMBLY ROOM | NA | NA | NA | NA | DNA | DNA | DNA |  | NA | NA | \Classifications\Building System Class\C10-General Building Interior\C1020 - Fire Doors\Fire Doors - FRD | 1016742
19-G1 | 19-G1 Burbank Courthouse | 19-G1-C1020-110-FRD11 | FIRE DOOR SLIDING (MAIN LOBBY ELEVATOR) | WON DOOR FIRE GUARD | 471100 | R-6799 | OM00037678 | NA | MAIN LOBBY IN FRONT OF ELEVATOR | NA | NA | NA | NA | DNA | DNA | DNA |  | NA | NA | \Classifications\Building System Class\C10-General Building Interior\C1020 - Fire Doors\Fire Doors - FRD | 1016743
19-G1 | 19-G1 Burbank Courthouse | 19-G1-C1020-110-FRD13 | FIRE DOOR SLIDING (1ST FLOOR ELEVATOR) | WON DOOR FIRE GUARD | 471099 | R-6799 | OM00037675 | NA | ELEVATOR BY ROOM 123 ON 1ST FLOOR | NA | NA | NA | NA | DNA | DNA | DNA |  | NA | NA | \Classifications\Building System Class\C10-General Building Interior\C1020 - Fire Doors\Fire Doors - FRD | 1016745
19-G1 | 19-G1 Burbank Courthouse | 19-G1-C1020-110-FRD12 | FIRE DOOR SLIDING (2ND FLOOR ELEVATOR) | WON DOOR FIRE GUARD | 471098 | R-6799 | OM00037710 | NA | ELEVATOR NEXT TO ROOM 234 ON 2ND FLOOR | NA | NA | NA | NA | DNA | DNA | DNA |  | NA | NA | \Classifications\Building System Class\C10-General Building Interior\C1020 - Fire Doors\Fire Doors - FRD | 1016744
19-G1 | 19-G1 Burbank Courthouse | 19-G1-D3042-210-FAN01 | EXHAUST FAN (DIRECT DRIVE) (BASEMENT) | GE | DNA | 5KH43MJ336S | OM00037677 | NA | BASEMENT MECHANICAL/BOILER ROOM SOUTHSIDE OF BUILDING | NA | NA | NA | 1/4 | 110 | 5.6 | Electric | 1 | NA | NA | \Classifications\Building System Class\D30-HVAC Systems\D3040 - Distribution SYS\Fan,Axial - FAN | 1017215
19-G1 | 19-G1 Burbank Courthouse | 19-G1-D3021-130-BLR03 | Hot Water Boiler #1 (Rm B003) | Lochinvar | H13H00253224 | CHN1262M7 | OM00036827 | Permit# B51401754 | Basement Boiler Room B003 | NA | NA | NA | NA | DNA | DNA | Gas |  | 1,260,000 | 1,071,000 | \Classifications\Building System Class\D30-HVAC Systems\D3020 - Heat SYS\Boiler,Hot Water,Oil/Gas/Comb. - BLR | 1017645
19-G1 | 19-G1 Burbank Courthouse | 19-G1-D3050-250-ACU03 | Split System, Air Conditioning | Mitsubishi Electric | 4003149T | MUY-GE24NA | OM00040831 |  | Exterior Southwest Corner at Chiller Area | NA | NA | R-410A | DNA | 208/230 | DNA | Electric | 3 | NA | NA | \Classifications\Building System Class\D30-HVAC Systems\D3050 - Package SYS\Air Conditioning,Split System - ACU | 1019857
19-G1 | 19-G1 Burbank Courthouse | 19-G1-D2022-260-HWG03 | Water Heater Domestic #2 (Gas) (HWG03) | Bradford White | NK38365016 | ULG250H553N | OM00041136 |  | BOILER ROOM | NA | NA | NA | NA | DNA | DNA | Gas | DNA | 55000 | DNA | \Classifications\Building System Class\D20-Plumbing\D2020 - Domestic Water\Domestic Water Heater, Gas - HWG | 1021712
19-G1 | 19-G1 Burbank Courthouse | 19-G1-D2023-100-BFP10 | BACKFLOW PREVENTER #7 (2" SPRINKLER) (BFP10) | Wilkins | T002356 | 720A, 2" | OM00046494 | OW0209916-FA0234835-BD0049536-325836-FEBRUARY | SPRINKLERS- CARD #3 CIVIC CENTER, REAR OF BUILDING BY FLOWER BED | NA | NA | NA | NA | NA | NA | NA | NA | NA | NA | \Classifications\Building System Class\D20-Plumbing\D2020 - Domestic Water\Backflow Preventer - BFP | 1022927
19-H1 | 19-H1 Glendale Courthouse | 19-H1-D3041-230-RFN01 | RETURN FAN #1 (RA-1) (ROOF) | THE NEW YORKER BLOWER | 97675XP (MOTOR) | 5K4254A3 (MOTOR) | OM00040357 |  | Floor 3, PENTHOUSE | B195 | NA | NA | 5 | 240/480 | 15.2/7.6 | Electric | 3 | NA | NA | \Classifications\Building System Class\D30-HVAC Systems\D3040 - Distribution SYS\Supply/Exhaust/Return fans- FAN | 1011120
19-H1 | 19-H1 Glendale Courthouse | 19-H1-D3041-230-RFN02 | RETURN FAN #2 (RA-2) (ROOF) | THE NEW YORKER BLOWER | DNA | DNA | OM00026069 |  | Floor 3, PENTHOUSE | B-195 (2) | NA | NA | 7.5 | 240/480 | 20.4/10.2 | Electric | 3 | NA | NA | \Classifications\Building System Class\D30-HVAC Systems\D3040 - Distribution SYS\Supply/Exhaust/Return fans- FAN | 1011121
19-H1 | 19-H1 Glendale Courthouse | 19-H1-D3041-230-RFN03 | RETURN FAN #3 (RA-3) (ROOF) | THE NEW YORKER BLOWER | DNA | DNA | OM00026070 |  | Floor 3, PENTHOUSE | B68 | NA | NA | 5 | 240/480 | 15.2-13.6/6.8 | Electric | 3 | NA | NA | \Classifications\Building System Class\D30-HVAC Systems\D3040 - Distribution SYS\Supply/Exhaust/Return fans- FAN | 1011122
19-H1 | 19-H1 Glendale Courthouse | 19-H1-D3041-110-AHU04 | Air Handling Unit 3 | THE NEW YORKER BLOWER | NA | NA | OM00040356 |  | Floor 3, PENTHOUSE | B-90 (2) | 16X20X2 (12) | R-22 | 10 | 240/480 | 30-28/14 | Electric | 3 | NA | NA | \Classifications\Building System Class\D30-HVAC Systems\D3040 - Distribution SYS\Air Handling Unit - AHU | 1011123
19-H1 | 19-H1 Glendale Courthouse | 19-H1-D3041-110-AHU05 | Air Handling Unit 2 | THE NEW YORKER BLOWER | NA | NA | OM00026072 |  | Floor 3, PENTHOUSE | B-144 (2) | 20X20X2 (21) | R-22 | 20 | 240/480 | 50/25 | Electric | 3 | NA | NA | \Classifications\Building System Class\D30-HVAC Systems\D3040 - Distribution SYS\Air Handling Unit - AHU | 1011124
19-H1 | 19-H1 Glendale Courthouse | 19-H1-D3041-110-AHU06 | Air Handling Unit 1 | THE NEW YORKER BLOWER | NA | NA | OM00026073 |  | Floor 3, PENTHOUSE | B-144 (3) | 20X20X2 (21) | R-22 | 15 | 480 | 18.5 | Electric | 3 | NA | NA | \Classifications\Building System Class\D30-HVAC Systems\D3040 - Distribution SYS\Air Handling Unit - AHU | 1011125
19-H1 | 19-H1 Glendale Courthouse | 19-H1-D3021-130-BLR01 | Boiler 1 | RBI | 90539951 | DB1050 | OM00026062 |  | Floor 3, BOILER ROOM | NA | NA | NA | 0.5 | 110 | 8 | Natural gas | 1 | 1,050,000 | 894,000 | \Classifications\Building System Class\D30-HVAC Systems\D3020 - Heat SYS\Boiler,Hot Water,Oil/Gas/Comb. - BLR | 1011126
19-H1 | 19-H1 Glendale Courthouse | 19-H1-D3021-130-BLR02 | Boiler 2 | RBI | 90539952 | DB1050 | OM00026063 |  | Floor 3, BOILER ROOM | NA | NA | NA | 0.5 | 110 | 8 | Natural gas | 1 | 1,050,000 | 894,000 | \Classifications\Building System Class\D30-HVAC Systems\D3020 - Heat SYS\Boiler,Hot Water,Oil/Gas/Comb. - BLR | 1011127
19-H1 | 19-H1 Glendale Courthouse | 19-H1-D3050-250-ACU02 | Air Conditioning,Split System 2 | FUJITSU | DCN015597 | AOU18CL | OM00026510 |  | PARKIN LOT/EMPLOYEE PARKING/EMPLOYEE ENTRANCE | NA | NA | R-22 | NA | 240 | 7.7 | Electric | 1 | NA | NA | \Classifications\Building System Class\D30-HVAC Systems\D3050 - Package SYS\Air Conditioning,Split System - ACU | 1011129
19-H1 | 19-H1 Glendale Courthouse | 19-H1-D3031-210-CDR01 | Condenser,Air Cooled - CDR01 | RUSSELL | NA | NA | OM00026481 |  | ROOF EXTERIOR - NON OPERATIONAL | NA | DNA | R-22 | NA | 240/480 (EACH) | 5.5-5.4/2.7 (EACH) | Electric | 3 | NA | NA | \Classifications\Building System Class\D30-HVAC Systems\D3030 - Cooling SYS\Condensing Unit, Air Cooled - CDR | 1011130
19-H1 | 19-H1 Glendale Courthouse | 19-H1-D3031-210-CDR02 | Condenser,Air Cooled - CDR | RUSSELL | NA | NA | OM00026482 |  | ROOF EXTERIOR | NA | NA | R-22 | 1.5 (EACH) | 240/480 (EACH) | 5.5-5.4/2.7 (EACH) | Electric | 3 | NA | NA | \Classifications\Building System Class\D30-HVAC Systems\D3030 - Cooling SYS\Condensing Unit, Air Cooled - CDR | 1011131
19-H1 | 19-H1 Glendale Courthouse | 19-H1-D4010-150-FMS01 | System Extinguishing,Wet Pipe - SEW | Grimes | A 0467 | D-1 | OM00026485 |  | Near Room B-1 | NA | NA | NA | NA | NA | NA | NA | NA | NA | NA | \Classifications\Building System Class\D40-Fire Protection SYS\D4010 - Sprinkler SYS\Fire Systems, stand pipes - FMS | 1011134
19-H1 | 19-H1 Glendale Courthouse | 19-H1-D2023-100-BFP01 | Backflow Preventer 2" - BFP01 | WILKINS ZURN | 335325 | 720A 2" Type PVB | OM00040351 | 2000838-335325 | COURTYARD - NEAR PARKING | [10 empty] | \Classifications\Building System Class\D20-Plumbing\D2020 - Domestic Water\Backflow Preventer - BFP | 1011599
19-H1 | 19-H1 Glendale Courthouse | 19-H1-D2023-100-BFP02 | Backflow Preventer 2" - BFP02 | WILKINS ZURN | 370502 | 720A (2") | OM00040352 | 2000839-W607470 | GROUNDS COURTYARD | NA | NA | NA | NA | NA | NA | NA | NA | NA | NA | \Classifications\Building System Class\D20-Plumbing\D2020 - Domestic Water\Backflow Preventer - BFP | 1011600
19-H1 | 19-H1 Glendale Courthouse | 19-H1-D2023-100-BFP03 | Backflow Preventer 3/4" - BFP03 | Wilkins | 810053 | 975XL 3/4" Type RP | OM00026501 | OW0209916-FA0234851-BD0043241 | ROOF BOILER ROOM (LAPHD FORM REQUIRED) | [10 empty] | \Classifications\Building System Class\D20-Plumbing\D2020 - Domestic Water\Backflow Preventer - BFP | 1011601
19-H1 | 19-H1 Glendale Courthouse | 19-H1-D3090-114-CMP01 | Control Air Compressor | CHALLENGE AIR | AS07070374 | ES-10 | OM00026058 | State ID#: A007876-63 | ROOF MECH ROOM | A - 50 | NA | NA | 1 | 110/240 | 13.6/6.8 | Electric | 1 | NA | NA | \Classifications\Building System Class\D30-HVAC Systems\D3090 - Other HVAC Systems and Equipment\Air Compressor - CMP | 1013941
19-H1 | 19-H1 Glendale Courthouse | 19-H1-G2050-200-LSC01 | LANDSCAPING | NA | NA | NA | OM00033463 |  | OUTSIDE OF BUILDING | NA | NA | NA | NA | NA | NA | NA | NA | NA | NA | \Classifications\Building System Class\G20-Other Systems\G2050 - Landscaping\Landscaping - LSC | 1015219
19-H1 | 19-H1 Glendale Courthouse | 19-H1-B3010-100-RUF01 | ROOF | NA | NA | NA | OM00033466 |  | ROOF | NA | NA | NA | NA | NA | NA | NA | NA | NA | NA | \Classifications\Building System Class\B30-Roofing\B3010 - Roof Types\Roof - RUF | 1015220
19-H1 | 19-H1 Glendale Courthouse | 19-H1-D3042-220-EFN04 | EXHAUST FAN #1 (BELT DRIVEN) (EF-1) | NEW YORK BLOWER | NA | NA | OM00026067 |  | MECHANICAL ROOM | BP-68 | NA | NA | 1.5 | 240/480 | 6.4/3.2 | Electric | 3 | NA | NA | \Classifications\Building System Class\D30-HVAC Systems\D3040 - Distribution SYS\Supply/Exhaust/Return fans- FAN | 1015223
19-H1 | 19-H1 Glendale Courthouse | 19-H1-D3042-220-EFN01 | EXHAUST FAN (ROOFTOP) | CHELSEA FAN & BLOWER | NA | NA | OM00026491 |  | NEW ROOF ABOVE PARKING | NA | NA | NA | NA | 110 | 0.9 | Electric | 1 | NA | NA | \Classifications\Building System Class\D30-HVAC Systems\D3040 - Distribution SYS\Supply/Exhaust/Return fans- FAN | 1015224
19-H1 | 19-H1 Glendale Courthouse | 19-H1-D3042-220-EFN02 | EXHAUST FAN (ROOFTOP) | CHELSEA FAN & BLOWER | NA | NA | OM00026492 |  | ABOVE PARKING | NA | NA | NA | 1/4 | 110 | 2.6 | Electric | 1 | NA | NA | \Classifications\Building System Class\D30-HVAC Systems\D3040 - Distribution SYS\Supply/Exhaust/Return fans- FAN | 1015225
19-H1 | 19-H1 Glendale Courthouse | 19-H1-D3042-220-EFN03 | EXHAUST FAN (ROOFTOP) | THE NEW YORKER BLOWER | NA | NA | OM00026478 |  | ABOVE ELEVATOR MECHANICAL ROOM | 4L240 | NA | NA | 1/2 | 110/240 | 9.6/4.8 | Electric | 1 | NA | NA | \Classifications\Building System Class\D30-HVAC Systems\D3040 - Distribution SYS\Supply/Exhaust/Return fans- FAN | 1015226
19-H1 | 19-H1 Glendale Courthouse | 19-H1-D1010-100-ELE01 | LIFT, ELEVATOR | OTIS | 249704 | NA | OM00026057 | State ID# 032658 | MULTIPLE FLOORS | NA | NA | NA | 15 | 480 | 25 | Electric | 3 | NA | NA | \Classifications\Building System Class\D10-Conveyance Systems\D1010 - Elevator\Elevator,Electric,Pass/Freight - ELE | 1015227
19-H1 | 19-H1 Glendale Courthouse | 19-H1-D5092-250-ELT85 | LIGHTING, EXTERIOR (85) | NA | NA | NA | OM00033464 |  | OUTSIDE OF BUILDING | NA | NA | NA | NA | 277 | DNA | Electric | 1 | NA | NA | \Classifications\Building System Class\D50-Electrical SYS\D5090 - Elec SYS\Exterior Lighting - ELT | 1015228
19-H1 | 19-H1 Glendale Courthouse | 19-H1-D5092-250-EML47 | LIGHTING, EMERGENCY & EXIT (47) | NA | NA | NA | OM00026512 |  | THROUGHOUT BUILDING | NA | NA | NA | NA | 120 | DNA | Electric | DNA | NA | NA | \Classifications\Building System Class\D50-Electrical SYS\D5090 - Elec SYS\Emergency And Exit Lighting - EML | 1015229
19-H1 | 19-H1 Glendale Courthouse | 19-H1-D4031-100-FEX32 | FIRE EXTINGUISHERS (32) | NA | NA | NA | OM00026511 |  | THROUGHOUT BUILDING | NA | NA | NA | NA | NA | NA | NA | NA | NA | NA | \Classifications\Building System Class\D40-Fire Protection SYS\D4030 - FIRE SPEC\Fire Extinguisher - FEX | 1015230
19-H1 | 19-H1 Glendale Courthouse | 19-H1-D2022-260-HWG01 | WATER HEATER #1 (GAS) | AMERICAN STANDARD | 1112M001966 | BCG3100T1996NDX108 | OM00026064 |  | PENTHOUSE BOILER ROOM | NA | NA | NA | NA | 120 | 12 | Gas | 1 | NA | NA | \Classifications\Building System Class\D20-Plumbing\D2020 - Domestic Water\Domestic Water Heater, Gas - HWG | 1015231
19-H1 | 19-H1 Glendale Courthouse | 19-H1-D2022-260-HWG02 | WATER HEATER #2 (GAS) | AMERICAN STANDARD | F00-2340 | D100-199-AS | OM00026065 |  | PENTHOUSE BOILER ROOM | NA | NA | NA | NA | 120 | 12 | Gas | 1 | NA | NA | \Classifications\Building System Class\D20-Plumbing\D2020 - Domestic Water\Domestic Water Heater, Gas - HWG | 1015232
19-H1 | 19-H1 Glendale Courthouse | 19-H1-G2049-300-HSC01 | HARDSCAPE | NA | NA | NA | OM00033462 |  | OUTSIDE OF BUILDING | NA | NA | NA | NA | NA | NA | NA | NA | NA | NA | \Classifications\Building System Class\G20-Other Systems\G2040 - Site Development\Hardscape - HSC | 1015233
19-H1 | 19-H1 Glendale Courthouse | 19-H1-D2022-100-HWE01 | WATER HEATER, DOMESTIC (ELECTRIC) | AO SMITH | C99-0010294-0917 | ELJF-6-917 | OM00026505 |  | NEAR ENGINEERING OFFICE | NA | NA | NA | NA | 120 | 15 | Electric | 1 | NA | NA | \Classifications\Building System Class\D20-Plumbing\D2020 - Domestic Water\Domestic Water Heater, Electric - HWE | 1015234
19-H1 | 19-H1 Glendale Courthouse | 19-H1-D2023-310-HWP01 | PUMP, DOMESTIC HOT WATER CIRCULATING | BELL & GOSSETT | 100BNF1K21 | 106197LF | OM00037839 |  | PENTHOUSE BOILER ROOM | NA | NA | NA | NA | 120 | DNA | Electric | 1 | NA | NA | \Classifications\Building System Class\D20-Plumbing\D2020 - Domestic Water\Domestic Hot Water Circulating Pump - HWP | 1015235
19-H1 | 19-H1 Glendale Courthouse | 19-H1-D3044-125-PHW01 | PUMP, HOT WATER #1 | BELL & GOSSETT CO | 75556 | HYDRO FLO | OM00026060 |  | PENTHOUSE BOILER ROOM | NA | NA | NA | 2 | 240/480 | 6.1-6.33 | Electric | 3 | NA | NA | \Classifications\Building System Class\D30-HVAC Systems\D3040 - Distribution SYS\Hot Water Pump - PHW | 1015236
19-H1 | 19-H1 Glendale Courthouse | 19-H1-D3044-125-PHW02 | PUMP, HOT WATER #2 | BELL & GOSSETT CO | 75552 | HYDRO FLO | OM00026061 |  | PENTHOUSE BOILER ROOM | NA | NA | NA | 2 | 240/480 | 6.1-6.33 | Electric | 3 | NA | NA | \Classifications\Building System Class\D30-HVAC Systems\D3040 - Distribution SYS\Hot Water Pump - PHW | 1015237
19-H1 | 19-H1 Glendale Courthouse | 19-H1-D3050-210-PKU01 | PACKAGE UNIT #1 | Lennox | 127 | HP601ET4 | OM00026483 |  | NEW ROOP TOP | NA | NA | R-22 | 3/4 | 240 | 4.4 | Electric | 3 | NA | NA | \Classifications\Building System Class\D30-HVAC Systems\D3050 - Package SYS\Package Unit - PKU | 1015238
19-H1 | 19-H1 Glendale Courthouse | 19-H1-D3050-210-PKU02 | PACKAGE UNIT #2 | Lennox | 128 | HP601ET4 | OM00026484 |  | NEW ROOF TOP | NA | NA | R-22 | 3/4 | 230 | 8.2 | Electric | 3 | NA | NA | \Classifications\Building System Class\D30-HVAC Systems\D3050 - Package SYS\Package Unit - PKU | 1015239
19-H1 | 19-H1 Glendale Courthouse | 19-H1-D2030-410-PMS01 | PUMP, EJECTOR SEWAGE | AURORA PUMP | 120636 | DSA | OM00026503 |  | NEXT TO STAIRWELL | NA | NA | NA | 3/4 | 240/480 | 2.6-2.4/14.4 | Electric | 3 | NA | NA | \Classifications\Building System Class\D20-Plumbing\D2030 - Sani Waste\Sewage Ejector Pump - PMS | 1015240
19-H1 | 19-H1 Glendale Courthouse | 19-H1-D1092-120-PTS01 | PNEUMATIC TUBE SYSTEM | NA | NA | NA | OM00033465 |  | THROUGH OUT BUILDING | NA | NA | NA | NA | NA | NA | NA | NA | NA | NA | \Classifications\Building System Class\D10-Conveyance Systems\D1090 - Other Conveyance Systems\Pneumatic Tube System -PTS | 1015241
19-H1 | 19-H1 Glendale Courthouse | 19-H1-B2010-100-BLD01 | BUILDING | NA | NA | NA | OM00036328 |  | ENTIRE BUILDING | NA | NA | NA | NA | NA | NA | NA | NA | NA | NA | \Classifications\Building System Class\B20-General Building Exterior\B2010 - Exterior Walls\Building - BLD | 1015244
19-H1 | 19-H1 Glendale Courthouse | 19-H1-D3090-220-CMD01 | COMPRESSOR, AIR DRYER | JOHNSON CONTROLS | M0150 | A-44-12-1 | OM00026066 |  | MECHANICAL ROOM | NA | A-4000-147 | R-134a | NA | 115 | 5.4 | Electric | 1 | NA | NA | \Classifications\Building System Class\D30-HVAC Systems\D3090 - Other HVAC Systems and Equipment\Compressed Air Dryer - CMD | 1015329
19-H1 | 19-H1 Glendale Courthouse | 19-H1-D3090-114-CMP02 | COMPRESSOR, CONTROL AIR #2 | QUINCY | Q-B1106280093 | QTS3QCB | OM00031002 |  | MECHANICAL ROOM | NA | NA | NA | 1/2 | 110/240 | 18.6/9.9-9.3 | Electric | 1 | NA | NA | \Classifications\Building System Class\D30-HVAC Systems\D3090 - Other HVAC Systems and Equipment\Air Compressor - CMP | 1015330
19-H1 | 19-H1 Glendale Courthouse | 19-H1-D5010-200-ESD01 | Main Electrical Switchboard (Basement) | SQUARE D | NA | J-2856 | OM00037841 |  | BASEMENT IN FRONT OF MAINT OFFICE | NA | NA | NA | NA | 110/240 | 800 | Electric | 3 | NA | NA | \Classifications\Building System Class\D50-Electrical SYS\D5010 - Elec Service & Dist\Electical Service and Distribution - ESD | 1017248
19-H1 | 19-H1 Glendale Courthouse | 19-H1-D5010-200-ESD02 | Main Electrical Switchboard (Basement) | SQUARE D | NA | J-2856 | OM00037840 |  | BASEMENT IN FRONT OF MAINT OFFICE | NA | NA | NA | NA | 110/240 | 800 | Electric | 3 | NA | NA | \Classifications\Building System Class\D50-Electrical SYS\D5010 - Elec Service & Dist\Electical Service and Distribution - ESD | 1017249
19-H1 | 19-H1 Glendale Courthouse | 19-H1-D3020-100-HET01 | WATER EXPANSION TANK (BOILER RM) | WESSELS | M212437 | NA | OM00037843 |  | ROOF BOILER ROOM | NA | NA | NA | NA | NA | NA | NA | NA | NA | NA | \Classifications\Building System Class\D30-HVAC Systems\D3020 - Heat SYS\Heater Water Expansion Tank - HET | 1017251
19-H1 | 19-H1 Glendale Courthouse | 19-H1-D2023-310-HWP03 | DOMESTIC HOT WATER CIRCULATING PUMP #1 | BELL & GOSSETT |  | 185322LF | OM00040344 |  | ROOF BOILER ROOM | NA | NA | NA | 1/2 | 110/240 | DNA | Electric | 1 | NA | NA | \Classifications\Building System Class\D20-Plumbing\D2020 - Domestic Water\Domestic Hot Water Circulating Pump - HWP | 1017252
19-H1 | 19-H1 Glendale Courthouse | 19-H1-C1020-110-FRD01 | FIRE DOOR, SLIDING (MENS LOCKUP) | REPUBLIC STEEL FIRE DOOR | B-126779 | NA | OM00040341 |  | 1ST FLOOR MENS LOCKUP | NA | NA | NA | NA | NA | DNA | Electric | DNA | NA | NA | \Classifications\Building System Class\C10-General Building Interior\C1020 - Fire Doors\Fire Doors - FRD | 1017253
19-H1 | 19-H1 Glendale Courthouse | 19-H1-D5010-110-MCC01 | MOTOR CONTROL CENTER | SQUARE D | H-45668 | 2972993-A | OM00037845 |  | ROOF MECH ROOM BY CHILLER | NA | NA | NA | NA | 600 | DNA | Electric |  | NA | NA | \Classifications\Building System Class\D50-Electrical SYS\D5010 - Elec Service & Dist\Chiller Room Electrical Panel - MCC | 1017254
19-H1 | 19-H1 Glendale Courthouse | 19-H1-D5010-110-MCC02 | MOTOR CONTROL CENTER | SQUARE D | H-45669 | 2972993-A | OM00037846 |  | ROOF MECH ROOM BY CHILLER | NA | NA | NA | NA | 600 | DNA | Electric |  | NA | NA | \Classifications\Building System Class\D50-Electrical SYS\D5010 - Elec Service & Dist\Chiller Room Electrical Panel - MCC | 1017255
19-H1 | 19-H1 Glendale Courthouse | 19-H1-D5010-110-MCC03 | MOTOR CONTROL CENTER | SQUARE D | H-45670 | 2972993-A | OM00037844 |  | ROOF MECH ROOM BY CHILLER | NA | NA | NA | NA | 600 | DNA | Electric |  | NA | NA | \Classifications\Building System Class\D50-Electrical SYS\D5010 - Elec Service & Dist\Chiller Room Electrical Panel - MCC | 1017256
19-H1 | 19-H1 Glendale Courthouse | 19-H1-D5010-110-MCC05 | MOTOR CONTROL CENTER | SQUARE D | H-45672 | 2972993-A | OM00037847 |  | ROOF MECH ROOM BY CHILLER | NA | NA | NA | NA | 600 | NA | Electric |  | NA | NA | \Classifications\Building System Class\D50-Electrical SYS\D5010 - Elec Service & Dist\Chiller Room Electrical Panel - MCC | 1017258
19-H1 | 19-H1 Glendale Courthouse | 19-H1-D2030-410-PMS03 | Sewage Ejector Pump (Rm B1) | AURORA PUMP | 136299 | NA | OM00037842 |  | BASEMENT ROOM B-1 | NA | NA | NA | 3/4 | 208-220/440 | 2.6-2.4/1.2 | Electric | 3 | NA | NA | \Classifications\Building System Class\D20-Plumbing\D2030 - Sani Waste\Sewage Ejector Pump - PMS | 1017259
19-H1 | 19-H1 Glendale Courthouse | 19-H1-D5010-110-MCC04 | MOTOR CONTROL CENTER | SQUARE D | H-45671 | 2972993-A | OM00037848 |  | ROOF MECH ROOM BY CHILLER | NA | NA | NA | NA | 600 | DNA | Electric |  | NA | NA | \Classifications\Building System Class\D50-Electrical SYS\D5010 - Elec Service & Dist\Chiller Room Electrical Panel - MCC | 1017257
19-H1 | 19-H1 Glendale Courthouse | 19-H1-D2030-410-PMS02 | Sewage Ejector Pump (front of elevators) | SWABY PUMP | 17943 | 5200ES | OM00026074 |  | BASEMENT IN FRONT OF ELEVATOR | NA | NA | NA | 3/4 | 230/115 | 5.0/10.0 | Electric | 1 | NA | NA | \Classifications\Building System Class\D20-Plumbing\D2030 - Sani Waste\Sewage Ejector Pump - PMS | 1017260
19-H1 | 19-H1 Glendale Courthouse | 19-H1-D2040-100-PSU03 | SUMP PUMP (FRONT OF ELEVATOR, BASEMENT) | SWABY PUMP | 17944 | 5200ES | OM00026075 |  | BASEMENT IN FRONT OF ELEVATOR | NA | NA | NA | 3/4 | 110/240 | 10.0/5.0 | Electric | 1 | NA | NA | \Classifications\Building System Class\D20-Plumbing\D2040 - Rain Drain\Sump Pump - PSU | 1017261
19-H1 | 19-H1 Glendale Courthouse | 19-H1-D2023-310-WBS01 | DOMESITIC WATER BOOSTER PUMP (ROOF) | HYSAV PUMPS | FF21179 | YVA56T348532AL | OM00040347 |  | ROOF BY CONDENSOR UNITS | NA | NA | NA | 3/4 | 240 | 2.6-2.5 | Electric | 3 | NA | NA | \Classifications\Building System Class\D20-Plumbing\D2020 - Domestic Water\Domestic Water Booster System - WBS | 1017262
19-H1 | 19-H1 Glendale Courthouse | 19-H1-D2023-310-WBS02 | DOMESITIC WATER BOOSTER PUMP (ROOF) | HYSAV PUMPS | FF20099 | YVA56T348532AL | OM00040346 |  | ROOF BY CONDENSOR UNITS | NA | NA | NA | 3/4 | 240 | 2.6-2.5 | Electric | 3 | NA | NA | \Classifications\Building System Class\D20-Plumbing\D2020 - Domestic Water\Domestic Water Booster System - WBS | 1017263
19-H1 | 19-H1 Glendale Courthouse | 19-H1-D2023-310-HWP02 | DOMESTIC HOT WATER CIRCULATING PUMP #1 | BELL & GOSSETT | NA | 185322LF | OM00040345 |  | ROOF BOILER ROOM | NA | NA | NA | 1/2 | 110/240 | DNA | Electric | 1 | NA | NA | \Classifications\Building System Class\D20-Plumbing\D2020 - Domestic Water\Domestic Hot Water Circulating Pump - HWP | 1017282
19-H1 | 19-H1 Glendale Courthouse | 19-H1-D3050-250-ACU03 | Air Conditioning,Split System 3 | Mitsubishi Electric | 52U04274b | PUZ-A24NHA6 | OM00036520 |  | PARKING GARAGE -EMPLOYEE ENTRANCE | NA | NA | R-410A | NA | 208/230 | 25 | Electric | 1 | NA | NA | \Classifications\Building System Class\D30-HVAC Systems\D3050 - Package SYS\Air Conditioning,Split System - ACU | 1021664
19-H1 | 19-H1 Glendale Courthouse | 19-H1-D3031-180-RCM04 | Refrigeration Compressor #2 (RCM04) | Carrier | 1556017-9 | 5H120 | OM00040758 |  | Compressor Room, Penthouse | NA | NA | R-22 | NA | NA | DNA | Electric | DNA | NA | NA | \Classifications\Building System Class\D30-HVAC Systems\D3030 - Cooling SYS\Refrigeration Compressor - RCM | 1021682
19-H1 | 19-H1 Glendale Courthouse | 19-H1-D3031-180-RCM03 | Refrigeration Compressor #1 (RCM03) | Carrier | 1555362-3 | 5H120 | OM00040757 |  | Compressor Room, Penthouse | NA | NA | R-22 | NA | NA | DNA | Electric | DNA | NA | NA | \Classifications\Building System Class\D30-HVAC Systems\D3030 - Cooling SYS\Refrigeration Compressor - RCM | 1021681
19-I1 | 19-I1 Alhambra Courthouse | 19-I1-D3050-250-ACU05 | Air Conditioning, Split System (Generator Rm) | GOODMAN | 9601108572 | DK60-1C | OM00026913 |  | EXIT DOOR GENERATOR ROOM. | NA | NA | R-22 | 1/4 | 230 | 33.5 | Electric | 1 | DNA | DNA | \Classifications\Building System Class\D30-HVAC Systems\D3050 - Package SYS\Air Conditioning,Split System - ACU | 1013094
19-I1 | 19-I1 Alhambra Courthouse | 19-I1-D3050-250-ACU02 | Air Conditioning, Split System (Roof Elevator Rm) | CARRIER | 4606E06905 | 24ABR360A630 | OM00026897 |  | ELEVATOR ROOM | NA | 20x25x1 | R-22 | 1/4 | 460V | 8.4 | Electric | 3 | NA | NA | \Classifications\Building System Class\D30-HVAC Systems\D3050 - Package SYS\Air Conditioning,Split System - ACU | 1013097
19-I1 | 19-I1 Alhambra Courthouse | 19-I1-D3050-250-ACU06 | Air Conditioning, Split System (Generator Rm) | AMANA | 9109086780 | ARCF48U03D | OM00026914 |  | EXIT DOOR GENERATOR ROOM. | NA | NA | R-22 | 1/3 | 230 | 15.3 | Electric | 1 | NA | NA | \Classifications\Building System Class\D30-HVAC Systems\D3050 - Package SYS\Air Conditioning,Split System - ACU | 1013100
19-I1 | 19-I1 Alhambra Courthouse | 19-I1-D3050-250-ACU03 | Air Conditioning, Split System (Room M6) | AMANA | 9804235614 | RCB18B2A | OM00026896 |  | MECHANICAL ROOM 6 | NA | 20x25x1 | R-22 | 1-1/2 | 230V | 97 | Electric | 1 | NA | NA | \Classifications\Building System Class\D30-HVAC Systems\D3050 - Package SYS\Air Conditioning,Split System - ACU | 1013101
19-I1 | 19-I1 Alhambra Courthouse | 19-I1-D1010-100-ELE01 | ELEVATOR # 1 (Public) | DOVER | 24-159 | 68900 | OM00026902 | State ID# 058510 | ROOR ELEVATOR ROOM | NA | NA | NA | 40 | 240V | 102 | Electric | 3 | NA | NA | \Classifications\Building System Class\D10-Conveyance Systems\D1010 - Elevator\Elevator,Electric,Pass/Freight - ELE | 1013117
19-I1 | 19-I1 Alhambra Courthouse | 19-I1-D3031-130-CLR01 | CHILLER # 1 | Carrier | 3794J48819 | 23XL1010NC40 | OM00026922 |  | CHILLER ROOM | NA | NA | R-22 | NA | 480 | DNA | Electric | 3 | NA | NA | \Classifications\Building System Class\D30-HVAC Systems\D3030 - Cooling SYS\Chiller, Water Cooled - CLR | 1013163
19-I1 | 19-I1 Alhambra Courthouse | 19-I1-D3031-130-CLR02 | CHILLER # 2 | CARRIER | 724018857 | 19DG5325A E | OM00026921 |  | CHILLER ROOM | NA | NA | R-11 | NA | 480 | DNA | Electric | 3 | NA | NA | \Classifications\Building System Class\D30-HVAC Systems\D3030 - Cooling SYS\Chiller, Water Cooled - CLR | 1013164
19-I1 | 19-I1 Alhambra Courthouse | 19-I1-D3050-250-ACU01 | Air Conditioning, Split System (Roof by Cooling Twr) | CARRIER | 4606EO6898 | 24ABR360A630 | OM00026920 |  | NEXT TO COOLING TOWER. | NA | 20x25x1 | R-22 | NA | 460 | DNA | Electric | 3 | NA | NA | \Classifications\Building System Class\D30-HVAC Systems\D3050 - Package SYS\Air Conditioning,Split System - ACU | 1013165
19-I1 | 19-I1 Alhambra Courthouse | 19-I1-D3050-250-ACU04 | Air Conditioning, Split System (Bus Entrance) | FUJITSU | DD014512 | AOU24OL | OM00030578 |  | LOCK BUS ENTRANCE DOOR. | NA | NA | R-410A | 1-1/2 | 230V | 1.5 | Electric | 1 | NA | NA | \Classifications\Building System Class\D30-HVAC Systems\D3050 - Package SYS\Air Conditioning,Split System - ACU | 1013166
19-I1 | 19-I1 Alhambra Courthouse | 19-I1-D3090-220-CMD01 | COMPRESSOR AIR DRYER | Speed Aire | GRO15A1151403021 | 3YA50A | OM00036183 |  | CHILLER ROOM | NA | NA | R-134 | 5 | 460V | 15.5 | Electric | 3 | NA | NA | \Classifications\Building System Class\D30-HVAC Systems\D3090 - Other HVAC Systems and Equipment\Compressed Air Dryer - CMD | 1013167
19-I1 | 19-I1 Alhambra Courthouse | 19-I1-D3021-130-BLR01 | BOILER 1 | RBI | 110644593 | DB1050 | OM00026891 |  | MECH 3 | NA | NA | NA | DNA | 120 | DNA | Gas | DNA | 1050000 | 892500 | \Classifications\Building System Class\D30-HVAC Systems\D3020 - Heat SYS\Boiler,Hot Water,Oil/Gas/Comb. - BLR | 1013187
19-I1 | 19-I1 Alhambra Courthouse | 19-I1-D3021-130-BLR02 | BOILER # 2 | RBI | 010641221 | DW1050 | OM00026890 |  | MECH 3 | NA | NA | NA | DNA | 120 | DNA | Gas | DNA | 1050000 | 892500 | \Classifications\Building System Class\D30-HVAC Systems\D3020 - Heat SYS\Boiler,Hot Water,Oil/Gas/Comb. - BLR | 1013188
19-I1 | 19-I1 Alhambra Courthouse | 19-I1-D3021-130-BLR03 | BOILER # 3 | Rite Engineering | 30168 | 200 WGE | OM00026892 |  | BOILER ROOM | NA | NA | NA | .75 | 120V | DNA | Natural gas | 1 | 2,000,000 | 1,660,000 | \Classifications\Building System Class\D30-HVAC Systems\D3020 - Heat SYS\Boiler,Hot Water,Oil/Gas/Comb. - BLR | 1013189
19-I1 | 19-I1 Alhambra Courthouse | 19-I1-D3021-130-BLR04 | BOILER HOT WATER GAS COMBINATION | TELEDYNE LAARS | A95CK0094 | PW0250CN12CBACN | OM00026893 |  | BOILER ROOM | NA | NA | NA | DNA | 120 | DNA | Gas | 1 | 212,000 | 171,720 | \Classifications\Building System Class\D30-HVAC Systems\D3020 - Heat SYS\Boiler,Hot Water,Oil/Gas/Comb. - BLR | 1013191
19-I1 | 19-I1 Alhambra Courthouse | 19-I1-D1010-100-ELE02 | ELEVATOR #2 (Public) | DOVER | 24-160 | 68900 | OM00026901 | State ID# 058511 | ROOF ELEVATOR ROOM | NA | NA | NA | 40 | 240V | 102 | Electric | 3 | NA | NA | \Classifications\Building System Class\D10-Conveyance Systems\D1010 - Elevator\Elevator,Electric,Pass/Freight - ELE | 1013193
19-I1 | 19-I1 Alhambra Courthouse | 19-I1-D1010-100-ELE03 | ELEVATOR #3 (Public) | Winter & Bain Mfg | A-84689 | 630H | OM00026900 | State ID# 100138 | ELEVATOR ROOM | NA | NA | NA | 40 | 240V | 140 | Electric | 3 | NA | NA | \Classifications\Building System Class\D10-Conveyance Systems\D1010 - Elevator\Elevator,Electric,Pass/Freight - ELE | 1013194
19-I1 | 19-I1 Alhambra Courthouse | 19-I1-D1010-100-ELE04 | Elevator #4 (Judges) | DOVER | 24-163 | 68901 | OM00026899 | State ID# 056038 | ELEV ROOM | NA | NA | NA | 40 | 240V | 102 | Electric | 3 | NA | NA | \Classifications\Building System Class\D10-Conveyance Systems\D1010 - Elevator\Elevator,Electric,Pass/Freight - ELE | 1013195
19-I1 | 19-I1 Alhambra Courthouse | 19-I1-D1010-100-ELE05 | Elevator #5 (Custody) | DOVER | 24-162 | 68901 | OM00030619 | State ID# 057515 | ELEVATOR ROOM | NA | NA | NA | 40 | 240V | 102 | Electric | 3 | NA | NA | \Classifications\Building System Class\D10-Conveyance Systems\D1010 - Elevator\Elevator,Electric,Pass/Freight - ELE | 1013196
19-I1 | 19-I1 Alhambra Courthouse | 19-I1-D3030-110-CTW01 | Cooling Tower #2 | EVAPCO | 303510 | USS1978 | OM00026918 |  | ROOF | B144 | NA | NA | 5 | 208V | DNA | Electric | 3 | NA | NA | \Classifications\Building System Class\D30-HVAC Systems\D3030 - Cooling SYS\Cooling Tower - CTW | 1013197
19-I1 | 19-I1 Alhambra Courthouse | 19-I1-D2023-310-HWP02 | Domestic Hot Water Circulating Pump (Boiler Rm) | Bell & Gossett | K31 | 185332LF | OM00033027 |  | BOILER ROOM | NA | NA | NA | 1/2 | 110/240 | 8.8/4.2-4.4 | Electric | 1 | NA | NA | \Classifications\Building System Class\D20-Plumbing\D2020 - Domestic Water\Domestic Hot Water Circulating Pump - HWP | 1013198
19-I1 | 19-I1 Alhambra Courthouse | 19-I1-D3030-110-CTW02 | Cooling Tower #1 | EVAPCO | 6303509 | USS1978 | OM00026919 |  | ROOF | B144 | NA | NA | 30 | 480V | DNA | Electric | 3 | NA | NA | \Classifications\Building System Class\D30-HVAC Systems\D3030 - Cooling SYS\Cooling Tower - CTW | 1013199
19-I1 | 19-I1 Alhambra Courthouse | 19-I1-D3031-100-PCH01 | CHILLER WATER PUMP 1 | Bell & Gossett | 666270 | 3BB_9-1/4BF | OM00026929 |  | CHILLER ROOM | NA | NA | NA | 10 | 240/480 | 27.6/13.8 | Electric | 3 | NA | NA | \Classifications\Building System Class\D30-HVAC Systems\D3030 - Cooling SYS\Chilled Water Pump - PCH | 1013200
19-I1 | 19-I1 Alhambra Courthouse | 19-I1-D3031-100-PCH03 | CONDENSER WATER PUMP 1 | Bell & Gossett | C03311702M60 | NA | OM00026930 |  | Basement Chiller Room | NA | NA | NA | 20 | 230/460V | DNA | Electric | 3 | NA | NA | \Classifications\Building System Class\D30-HVAC Systems\D3030 - Cooling SYS\Chilled Water Pump - PCH | 1013201
19-I1 | 19-I1 Alhambra Courthouse | 19-I1-D3031-100-PCH02 | CHILLED WATER PUMP #2 | Bell & Gossett | 661959 | 3BB_9-1/4BF | OM00026928 |  | CHILLER ROOM | NA | NA | NA | 10 | 230/460 | 26/13 | Electric | 3 | DNA | DNA | \Classifications\Building System Class\D30-HVAC Systems\D3030 - Cooling SYS\Chilled Water Pump - PCH | 1013202
19-I1 | 19-I1 Alhambra Courthouse | 19-I1-D5011-240-TRN01 | TRANSFORMER 1 | Acme Electric Corp | NA | NA | OM00030620 |  | NEAR PKS OF ELEVATOR. | NA | NA | NA | NA | 480V | DNA | Electric | 3 | NA | NA | \Classifications\Building System Class\D50-Electrical SYS\D5010 - Elec Service & Dist\Transformer - TRN | 1013203
19-I1 | 19-I1 Alhambra Courthouse | 19-I1-D3031-100-PCH04 | CONDENSER WATER PUMP #2 | Bell & Gossett | C03311701M60 | 256TTOB4026AA | OM00026931 |  | Basement Chiller Room | NA | NA | NA | 20 | 230/460V | DNA | Electric | 3 | NA | NA | \Classifications\Building System Class\D30-HVAC Systems\D3030 - Cooling SYS\Chilled Water Pump - PCH | 1013204
19-I1 | 19-I1 Alhambra Courthouse | 19-I1-D2023-100-BFP01 | BACK FLOW PREVENTER 1 -3/4- Hot water make-up | WILKINS | A1506965 | 975XL- 3/4" | OM00030622 | OW0209916-FA0234849-BD0053812-A 1506965 | BOILER ROOM (LAPHD FORM REQUIRED) | NA | NA | NA | NA | NA | NA | NA | NA | NA | NA | \Classifications\Building System Class\D20-Plumbing\D2020 - Domestic Water\Backflow Preventer - BFP | 1013205
19-I1 | 19-I1 Alhambra Courthouse | 19-I1-D2023-100-BFP02 | BACK FLOW PREVENTER 2- Chilled Water Make-Up | Febco | A-1700 | 825-Y 3/4" | OM00026926 | OW0209916-FA0234849-BD0053811 | Basement In the compressor room(LAPHD FORM REQUIRED) | NA | NA | NA | NA | NA | NA | NA | NA | NA | NA | \Classifications\Building System Class\D20-Plumbing\D2020 - Domestic Water\Backflow Preventer - BFP | 1013206
19-I1 | 19-I1 Alhambra Courthouse | 19-I1-D5011-240-TRN03 | TRANSFORMER 3 | ZINSCO | C4-316-4 | 153-415-3 | OM00030584 | 2240100101 | GENERATOR ROOM | NA | NA | NA | NA | 480 | DNA | Electric | 3 | NA | NA | \Classifications\Building System Class\D50-Electrical SYS\D5010 - Elec Service & Dist\Transformer - TRN | 1013208
19-I1 | 19-I1 Alhambra Courthouse | 19-I1-D5011-240-TRN06 | TRANSFORMER TRN 6 | SQUARED D | NA | 45T3H | OM00030586 |  | GENERATOR ROOM | NA | NA | NA | NA | 480V | 54 | Electric | 3 | NA | NA | \Classifications\Building System Class\D50-Electrical SYS\D5010 - Elec Service & Dist\Transformer - TRN | 1013209
19-I1 | 19-I1 Alhambra Courthouse | 19-I1-B2034-400-DOH01 | Overhead Rollup Door (Eastside Lockup) | Rolling Door Products | NA | NA | OM00030581 |  | EAST SIDE LOCKUP AREA. | NA | NA | NA | .5 | 220 | DNA | Electric | DNA | NA | NA | \Classifications\Building System Class\B20-General Building Exterior\B2030 - Exterior Doors\Door,Overhead-Shutter,Manual,Elec,Roll-up - DOH | 1013274
19-I1 | 19-I1 Alhambra Courthouse | 19-I1-B2010-100-BLD01 | BUILDING | NA | NA | NA | OM00026596 |  | All | NA | NA | NA | NA | NA | NA | NA | NA | NA | NA | \Classifications\Building System Class\B20-General Building Exterior\B2010 - Exterior Walls\Building - BLD | 1013275
19-I1 | 19-I1 Alhambra Courthouse | 19-I1-B2034-400-DOH02 | Overhead Rollup Door (Eastside Lockup) | Lawrence Roll-Up Door | 117058 | NA | OM00030582 |  | EAST SIDE LOCKUP AREA. | NA | NA | NA | NA | 220 | DNA | Electric | DNA | NA | NA | \Classifications\Building System Class\B20-General Building Exterior\B2030 - Exterior Doors\Door,Overhead-Shutter,Manual,Elec,Roll-up - DOH | 1013276
19-I1 | 19-I1 Alhambra Courthouse | 19-I1-B3010-100-RUF01 | Roof | NA | NA | NA | OM00033036 |  | BASEMENT OFFICE | NA | NA | NA | NA | NA | NA | NA | NA | NA | NA | \Classifications\Building System Class\B30-Roofing\B3010 - Roof Types\Roof - RUF | 1013277
19-I1 | 19-I1 Alhambra Courthouse | 19-I1-D1013-310-WCL02 | WHEEL CHAIR LIFT #2 | JOHNS BARNES | NA | NA | OM00026904 | PEND RISK RVW | DEPT W | NA | NA | NA | 1/2 | 115/208-230 | 8.8/4.4 | Electric | 3 | NA | NA | \Classifications\Building System Class\D10-Conveyance Systems\D1010 - Elevator\Wheelchair Lift - WCL | 1013278
19-I1 | 19-I1 Alhambra Courthouse | 19-I1-D1013-310-WCL03 | WHEEL CHAIR LIFT | JOHN C BARNES | NA | NA | OM00026905 | PEND RISK RVW | DEPT X | NA | NA | NA | 1/2 | 230V | .5 | Electric | 1 | NA | NA | \Classifications\Building System Class\D10-Conveyance Systems\D1010 - Elevator\Wheelchair Lift - WCL | 1013279
19-I1 | 19-I1 Alhambra Courthouse | 19-I1-D1013-310-WCL01 | WHEEL CHAIR LIFT # 1 | JOHN S BARNES | NA | C6C17F229C | OM00026903 | PEND RISK RVW | DEPT V | NA | NA | NA | 1/2 | 115/208-230 | 8.8/4.4 | Electric | 1 | NA | NA | \Classifications\Building System Class\D10-Conveyance Systems\D1010 - Elevator\Wheelchair Lift - WCL | 1013280
19-I1 | 19-I1 Alhambra Courthouse | 19-I1-D2017-100-SHW01 | EYE WASHING STATION | HAWS | NA | 8200 | OM00033028 |  | BOILER ROOM | NA | NA | NA | NA | NA | NA | NA | NA | NA | NA | \Classifications\Building System Class\D20-Plumbing\D2010 - Plumb Fix\Showers - SHW | 1013281
19-I1 | 19-I1 Alhambra Courthouse | 19-I1-D2030-410-PMS01 | Sewage Ejector Pump (Mech 2 Shop) | Aurora Pump | 72-9282 | K55ST | OM00026911 |  | Basement Mech 2 Shop | NA | NA | NA | 3/4 | 460V | 31.5 | Electric | 3 | NA | NA | \Classifications\Building System Class\D20-Plumbing\D2030 - Sani Waste\Sewage Ejector Pump - PMS | 1013282
19-I1 | 19-I1 Alhambra Courthouse | 19-I1-D2040-100-PSU03 | SUMP PUMP # 3 | ZOELLER | NA | NA | OM00033030 |  | Outside Engineers Office | NA | NA | NA | NA | 120V | DNA | Electric | DNA | NA | NA | \Classifications\Building System Class\D20-Plumbing\D2040 - Rain Drain\Sump Pump - PSU | 1013283
19-I1 | 19-I1 Alhambra Courthouse | 19-I1-D2040-100-PSU04 | SUMP PUMP # 4 | Liberty Pumps | B60695682 | 257 | OM00033032 |  | DNA | NA | NA | NA | 1/3 | 110 | 5.2 | Electric | 1 | NA | NA | \Classifications\Building System Class\D20-Plumbing\D2040 - Rain Drain\Sump Pump - PSU | 1013284
19-I1 | 19-I1 Alhambra Courthouse | 19-I1-D2040-100-PSU05 | SUMP PUMP 5 PSU | Zoeller Company | 53-0015 | M53-D | OM00030583 |  | GENERATOR ROOM. | NA | NA | NA | 3/10 | 110 | 9.7 | Electric | 1 | NA | NA | \Classifications\Building System Class\D20-Plumbing\D2040 - Rain Drain\Sump Pump - PSU | 1013286
19-I1 | 19-I1 Alhambra Courthouse | 19-I1-D3020-100-HET01 | HOT WATER EXPANSION TANK. | Roy & Hanson Tank Co | 127942 | FN2631 | OM00030623 |  | BOILER ROOM | NA | NA | NA | NA | NA | NA | NA | NA | NA | NA | \Classifications\Building System Class\D30-HVAC Systems\D3020 - Heat SYS\Heater Water Expansion Tank - HET | 1013288
19-I1 | 19-I1 Alhambra Courthouse | 19-I1-D3044-125-PHW05 | HOT WATER PUMP. | Bell & Gossett | C031844-02L06 | NA | OM00026888 |  | BOILER ROOM | NA | NA | NA | 5 | 240/480 | 14.10-12.8/6.39 | Electric | 3 | NA | NA | \Classifications\Building System Class\D30-HVAC Systems\D3040 - Distribution SYS\Hot Water Pump - PHW | 1013290
19-I1 | 19-I1 Alhambra Courthouse | 19-I1-D3044-125-PHW01 | HOT WATER PUMP 1 | Bell & Gossett | C031844-01L60 | NA | OM00026889 |  | MECH 3 | NA | NA | NA | 5 | 240/480 | 14.10-12.80/6.3 | Electric | 3 | NA | NA | \Classifications\Building System Class\D30-HVAC Systems\D3040 - Distribution SYS\Hot Water Pump - PHW | 1013291
19-I1 | 19-I1 Alhambra Courthouse | 19-I1-D2023-310-HWP01 | Domestic Hot Water Circulating Pump (Boiler Rm) |  | 52722370P1 | VP43-75BF | OM00030624 |  | BOILER ROOM | NA | NA | NA | NA | 110 | 2.1 | Electric | 1 | NA | NA | \Classifications\Building System Class\D20-Plumbing\D2020 - Domestic Water\Domestic Hot Water Circulating Pump - HWP | 1013292
19-I1 | 19-I1 Alhambra Courthouse | 19-I1-D2090-650-WSR01 | Water Softner, Demineralization | Uniloc | NA | 30C | OM00033029 |  | OUT SIDE TECH OFFICE. | NA | NA | NA | NA | 115 | DNA | Electric | DNA | NA | NA | \Classifications\Building System Class\D20-Plumbing\D2090 - Other Plumbing SYS\Water Softener - WSR | 1013293
19-I1 | 19-I1 Alhambra Courthouse | 19-I1-D3042-220-EFN01 | EXHAUST FAN 1 | ALADDIN | 64008 | GX-3 | OM00026932 |  | CHILLER ROOM | 4L510 (1) | NA | NA | 1/2 | 240/480 | 2.1-2.0/1.0 | Electric | 3 | NA | NA | \Classifications\Building System Class\D30-HVAC Systems\D3040 - Distribution SYS\Supply/Exhaust/Return fans- FAN | 1013298
19-I1 | 19-I1 Alhambra Courthouse | 19-I1-D3090-114-CMP01 | CONTROL AIR COMPRESSOR. | GAST | 1192 | 7LDE-11T-M700X | OM00030621 | State ID# A008160-15 ¦ (150671) | MECHANICAL ROOM | NA | NA | NA | 1-1/2 | 110/230 | DNA | Electric | 3 | NA | NA | \Classifications\Building System Class\D30-HVAC Systems\D3090 - Other HVAC Systems and Equipment\Air Compressor - CMP | 1013300
19-I1 | 19-I1 Alhambra Courthouse | 19-I1-D4010-150-FMS01 | FIRE STAND PIPE FMS | Grinnell | DNA | Model 1A | OM00026915 |  | WEST SIDE OF THE BUILDING. | NA | NA | NA | NA | NA | NA | NA | NA | NA | NA | \Classifications\Building System Class\D40-Fire Protection SYS\D4010 - Sprinkler SYS\Fire Systems, stand pipes - FMS | 1013302
19-I1 | 19-I1 Alhambra Courthouse | 19-I1-D4031-100-FEX36 | FIRE EXTINGUISHERS 36 | NA | NA | NA | OM00026856 |  | ENGINEER OFFICE. | NA | NA | NA | NA | NA | NA | NA | NA | NA | NA | \Classifications\Building System Class\D40-Fire Protection SYS\D4030 - FIRE SPEC\Fire Extinguisher - FEX | 1013303
19-I1 | 19-I1 Alhambra Courthouse | 19-I1-D5010-200-ESD01 | MAIN ELECTRICAL PANEL | Zinsco | 26058-2 | NA | OM00030587 |  | GERERATOR ROOM | NA | NA | NA | NA | 480V | 300 | Electric | 3 | NA | NA | \Classifications\Building System Class\D50-Electrical SYS\D5010 - Elec Service & Dist\Electical Service and Distribution - ESD | 1013304
19-I1 | 19-I1 Alhambra Courthouse | 19-I1-D5010-110-MCC01 | Motor Control Center (Chiller Rm) | ZINSCO | SO.26058-13 | NA | OM00033035 |  | CHILLER ROOM | NA | NA | NA | NA | 480V | 225 | Electric | 3 | NA | NA | \Classifications\Building System Class\D50-Electrical SYS\D5010 - Elec Service & Dist\Chiller Room Electrical Panel - MCC | 1013305
19-I1 | 19-I1 Alhambra Courthouse | 19-I1-D5010-110-MCC02 | Motor Control Center (Boiler Rm) | ZINSCO | NA | NA | OM00033031 |  | BOILER ROOM | NA | NA | NA | NA | 480V | 250 | Electric | 3 | NA | NA | \Classifications\Building System Class\D50-Electrical SYS\D5010 - Elec Service & Dist\Chiller Room Electrical Panel - MCC | 1013306
19-I1 | 19-I1 Alhambra Courthouse | 19-I1-D5010-200-ESD06 | Switchboard (Chillers 1 & 2) | ZINSCO | 407709 | 26058-2 | OM00026854 | 0620600401 | SWITCH BOARD ROOM | NA | NA | NA | NA | 480V | 1000 | Electric | 3 | NA | NA | \Classifications\Building System Class\D50-Electrical SYS\D5010 - Elec Service & Dist\Electical Service and Distribution - ESD | 1013308
19-I1 | 19-I1 Alhambra Courthouse | 19-I1-D5036-200-CSY01 | CLOCK SYSTEM CSY | SIMPLEX | 6400-9001/J08553 | NA | OM00026885 |  | ENGINEER OFFICE | NA | NA | NA | NA | 110 | DNA | Electric | DNA | NA | NA | \Classifications\Building System Class\D50-Electrical SYS\D5030 - Comm & Security\Clock Systems - CSY | 1013309
19-I1 | 19-I1 Alhambra Courthouse | 19-I1-D5037-710-FAP01 | FIRE ALARM PANEL #1 (UPGRADED 2012) | HONEYWELL | NA | MS-9600LS | OM00036674 |  | SHOP OFFICE | NA | NA | NA | NA | 110 | 15 | Electric | 1 | NA | NA | \Classifications\Building System Class\D50-Electrical SYS\D5030 - Comm & Security\Fire Alarm Panel - FAP | 1013310
19-I1 | 19-I1 Alhambra Courthouse | 19-I1-D5092-250-EML94 | EXITS SIGNS -94- | NA | NA | NA | OM00026860 |  | ALL SHOP ENGINEER OFFICE. | NA | NA | NA | NA | 110V | NA | Electric | 1 | NA | NA | \Classifications\Building System Class\D50-Electrical SYS\D5090 - Elec SYS\Emergency And Exit Lighting - EML | 1013313
19-I1 | 19-I1 Alhambra Courthouse | 19-I1-G3010-210-PWT02 | EXTANSION TANK 2 | NA | NA | NA | OM00033033 |  | CHILLER ROOM | NA | NA | NA | NA | NA | NA | NA | NA | NA | NA | \Classifications\Building System Class\G30-Site Mechanical Utilities\G3010 - Water Supply\Potable Water Storage Tank - PWT | 1013314
19-I1 | 19-I1 Alhambra Courthouse | 19-I1-G3063-100-UST01 | FUEL STORAGE TANK (UNDERGROUND 1000 GALLONS) | XERXES | DNA | DNA | OM00026850 | DNA | GENERATOR ROOM | NA | NA | NA | NA | NA | NA | Diesel | NA | NA | NA | \Classifications\Building System Class\G30-Site Mechanical Utilities\G3060 - Fuel Distribution\Tank, Fuel Storage, Underground - UST | 1013315
19-I1 | 19-I1 Alhambra Courthouse | 19-I1-G2050-200-LSC01 | LAND SCAPING LSC | NA | NA | NA | OM00026859 |  | BASEMENT OFFICE. | NA | NA | NA | NA | NA | NA | NA | NA | NA | NA | \Classifications\Building System Class\G20-Other Systems\G2050 - Landscaping\Landscaping - LSC | 1013316
19-I1 | 19-I1 Alhambra Courthouse | 19-I1-G2049-300-HSC01 | HARD SCAPE | NA | NA | NA | OM00026857 |  | BASEMENT ENGINEER OFFICE. | NA | NA | NA | NA | NA | NA | NA | NA | NA | NA | \Classifications\Building System Class\G20-Other Systems\G2040 - Site Development\Hardscape - HSC | 1013317
19-I1 | 19-I1 Alhambra Courthouse | 19-I1-D3041-110-AHU03 | AIR HANDLER # 3 | Temtrol | 52899 | DHR51M | OM00026917 |  | AHU ROOM | Supply B87 (2); Return 5VX850 (2) | 24X24X2 (15) | NA | Supply 30; Return 15 | 240/480 (both) | Supply 69.0/35.0; Return 38.0/19.0 | Electric | 3 | NA | NA | \Classifications\Building System Class\D30-HVAC Systems\D3040 - Distribution SYS\Air Handling Unit - AHU | 1013332
19-I1 | 19-I1 Alhambra Courthouse | 19-I1-D3041-110-AHU04 | AIR HANDLER # 4 AHU4 | CARRIER | 724326171 | 396B1401TA10-F | OM00026916 |  | AHR-ROOM | BP150 (4) | 24X24X12 (15) | NA | 25 | 240/480 | 59/29.5 | Electric | 3 | NA | NA | \Classifications\Building System Class\D30-HVAC Systems\D3040 - Distribution SYS\Air Handling Unit - AHU | 1013333
19-I1 | 19-I1 Alhambra Courthouse | 19-I1-D3041-110-AHU02 | AIR HANDLER #2 | Carrier | 724326169 | 39CB1402TA10F | OM00026894 |  | M6 | B154 | 24X24X2 | NA | 25 | 240/480 | 64/32 | Electric | 3 | NA | NA | \Classifications\Building System Class\D30-HVAC Systems\D3040 - Distribution SYS\Air Handling Unit - AHU | 1013334
19-I1 | 19-I1 Alhambra Courthouse | 19-I1-D3041-110-AHU01 | AIR HANDLER # 1 | Carrier | 724326170 | 39CB140ITA10F | OM00026895 |  | TECH OFFICE. | B154 (4) | 24X24X2 (15) | NA | 25 | 240/480 | 64/32 | Electric | 3 | NA | NA | \Classifications\Building System Class\D30-HVAC Systems\D3040 - Distribution SYS\Air Handling Unit - AHU | 1013353
19-I1 | 19-I1 Alhambra Courthouse | 19-I1-D2023-100-BFP05 | BACK FLOW PREVENTER | Wilkins | 2798756 | 975XL- 1 1/2" | OM00026852 | OW0209916-FA0234849-BD0017078 | Roof- at the cooling tower. (LAPHD FORM REQUIRED) | NA | NA | NA | NA | NA | NA | NA | NA | NA | NA | \Classifications\Building System Class\D20-Plumbing\D2020 - Domestic Water\Backflow Preventer - BFP | 1016075
19-I1 | 19-I1 Alhambra Courthouse | 19-I1-D3042-220-EFN02 | FAN, EXHAUST GX-1 (BELT DRIVEN) | Exit Aire | NA | S-1223 | OM00035839 |  | SOUTH EAST OF ROOF TOP | 4L340 | NA | NA | 1/2 | 110 | 7.5 | ELECTRIC | 1 | NA | NA | \Classifications\Building System Class\D30-HVAC Systems\D3040 - Distribution SYS\Supply/Exhaust/Return fans- FAN | 1016181
19-I1 | 19-I1 Alhambra Courthouse | 19-I1-D3042-220-EFN03 | FAN, EXHAUST DX-1 (BELT DRIVEN) | Exit Aire | NA | S-1817 | OM00035840 |  | WEST OF THE ROOF | A42 (1) | NA | NA | 1/2 | 240/480 | 3.1/1.35 | ELECTRIC | 3 | NA | NA | \Classifications\Building System Class\D30-HVAC Systems\D3040 - Distribution SYS\Supply/Exhaust/Return fans- FAN | 1016182
19-I1 | 19-I1 Alhambra Courthouse | 19-I1-D3042-220-EFN04 | FAN, EXHAUST EF-2 (BELT DRIVEN) | US MOTORS | 156080-E22922 | SA55NXSFA-4865 | OM00035841 |  | NORTH SIDE OF THE ROOF | 4L310 (1) | NA | NA | 1/4 | 110 | 5.3 | ELECTRIC | 1 | NA | NA | \Classifications\Building System Class\D30-HVAC Systems\D3040 - Distribution SYS\Supply/Exhaust/Return fans- FAN | 1016183
19-I1 | 19-I1 Alhambra Courthouse | 19-I1-D3042-220-EFN05 | FAN, EXHAUST EF-1 (BELT DRIVEN) | US MOTORS | 156060-E22922 | SA55NXSFA-4865 | OM00035842 |  | SOUTH OF THE ROOF | 4L240 | NA | NA | 1/4 | 110 | 5.3 | ELECTRIC | 1 | NA | NA | \Classifications\Building System Class\D30-HVAC Systems\D3040 - Distribution SYS\Supply/Exhaust/Return fans- FAN | 1016192
19-I1 | 19-I1 Alhambra Courthouse | 19-I1-D3042-220-EFN06 | FAN, EXHAUST TX-4 (BELT DRIVEN) | LEESON | NA | C4T17DH3C | OM00035843 |  | WEST SIDE OF THE BUILDING | 4L240 | NA | NA | 1/2 | 480 | 2-2.2/1/1.1 | ELECTRIC | 3 | NA | NA | \Classifications\Building System Class\D30-HVAC Systems\D3040 - Distribution SYS\Supply/Exhaust/Return fans- FAN | 1016193
19-I1 | 19-I1 Alhambra Courthouse | 19-I1-D3042-220-EFN07 | FAN, EXHAUST GX-2 (BELT DRIVEN) | GE MOTORS (STRN: 4308) | OLJ260079 | 5KH39QNA0002BX | OM00035844 |  | WEST SIDE OF THE ROOF | 4608 | NA | NA | 1/3 | 110 | 5.6 | ELECTRIC | 1 | NA | NA | \Classifications\Building System Class\D30-HVAC Systems\D3040 - Distribution SYS\Supply/Exhaust/Return fans- FAN | 1016194
19-I1 | 19-I1 Alhambra Courthouse | 19-I1-D3042-220-EFN09 | FAN, EXHAUST TX-2 (BELT DRIVEN) | Exit Aire | NA | S-1816 | OM00035678 |  | SOUTH SIDE OF THE ROOF | A-42 | NA | NA | 1/2 | 480 | 1.0/1.8-2.0 | ELECTRIC | 3 | NA | NA | \Classifications\Building System Class\D30-HVAC Systems\D3040 - Distribution SYS\Supply/Exhaust/Return fans- FAN | 1016196
19-I1 | 19-I1 Alhambra Courthouse | 19-I1-D3042-220-EFN10 | FAN, EXHAUST TX-3 (BELT DRIVEN) | MARATHON (B208) | D135J190125 | MQD48S17D2109K | OM00035679 |  | SOUTH WEST ROOF | 4L350 | NA | NA | 1/2 | 110 | 7.5 | ELECTRIC | 1 | NA | NA | \Classifications\Building System Class\D30-HVAC Systems\D3040 - Distribution SYS\Supply/Exhaust/Return fans- FAN | 1016197
19-I1 | 19-I1 Alhambra Courthouse | 19-I1-D3041-110-AHU05 | AIR HANDLER UNIT #5 (BASEMENT FAN RM) | CARRIER | NA | NA | OM00026910 |  | BASEMENT EAST SIDE HALLWAY | B87 (3) | 24X24X2 (15) | NA | 3 | 240/480 | 9.3-9.0/4.5 | ELECTRIC | 3 | NA | NA | \Classifications\Building System Class\D30-HVAC Systems\D3040 - Distribution SYS\Air Handling Unit - AHU | 1016198
19-I1 | 19-I1 Alhambra Courthouse | 19-I1-C1020-110-FRD01 | FIRE DOOR #1 (1ST FL ELEVATOR LOBBY) | WARNOCK HERSEY | WHI-005013 & WHI-005018 |  | OM00035680 |  | 1ST FLOOR PUBLIC ELEVATORS LOBBY DOUBLE DOOR, NORTH SIDE | NA | NA | NA | NA | NA | NA | NA |  | NA | NA | \Classifications\Building System Class\C10-General Building Interior\C1020 - Fire Doors\Fire Doors - FRD | 1016199
19-I1 | 19-I1 Alhambra Courthouse | 19-I1-C1020-110-FRD02 | FIRE DOOR #2 (1ST FL ELEVATOR LOBBY) | WARNOCK HERSEY | WHI-005014 | NA | OM00035683 |  | 1ST FLOOR PUBLIC ELEVATORS LOBBY DOUBLE DOOR, NORTH SIDE | NA | NA | NA | NA | NA | NA | NA | NA | NA | NA | \Classifications\Building System Class\C10-General Building Interior\C1020 - Fire Doors\Fire Doors - FRD | 1016200
19-I1 | 19-I1 Alhambra Courthouse | 19-I1-C1020-110-FRD03 | FIRE DOOR #3 (4TH FL ELEVATOR LOBBY) | WARNOCK HERSEY | WHI-005016 & WHI-005012 | NA | OM00035684 |  | 4TH FLOOR PUBLIC ELEVATORS LOBBY DOUBLE DOOR, NORTH SIDE | NA | NA | NA | NA | NA | NA | NA | NA | NA | NA | \Classifications\Building System Class\C10-General Building Interior\C1020 - Fire Doors\Fire Doors - FRD | 1016201
19-I1 | 19-I1 Alhambra Courthouse | 19-I1-C1020-110-FRD04 | FIRE DOOR #4 (4TH FL ELEVATOR LOBBY) | WARNOCK HERSEY | WHI-005017 & WHI-005015 | NA | OM00035686 |  | 4TH FLOOR PUBLIC ELEVATORS LOBBY DOUBLE DOOR, NORTH SIDE | NA | NA | NA | NA | NA | NA | NA | NA | NA | NA | \Classifications\Building System Class\C10-General Building Interior\C1020 - Fire Doors\Fire Doors - FRD | 1016202
19-I1 | 19-I1 Alhambra Courthouse | 19-I1-C1020-110-FRD05 | Fire Door #5 (4th Floor Secured Hallway) | MESKER DOOR | 160177 | FACTORY MUTUAL (FM) | OM00035682 |  | 4TH FLOOR SECURE EMPLOYEE HALLWAY SOUTH | NA | NA | NA | NA | NA | NA | NA |  | NA | NA | \Classifications\Building System Class\C10-General Building Interior\C1020 - Fire Doors\Fire Doors - FRD | 1016203
19-I1 | 19-I1 Alhambra Courthouse | 19-I1-G2023-150-PEG01 | ARM GATE #1 (SW PARKING STRUCTURE) | FEDERAL APD | F-41581 | G-90 AUTO GATE/M4P17DJ5C | OM00035685 |  | SOUTHWEST PARKING STRUCTURE | NA | NA | NA | 1/3 | 110 | 12 | ELECTRIC | 1 | NA | NA | \Classifications\Building System Class\G20-Other Systems\G2020 - Parking Lots\Secured Parking Gate - PEG | 1016204
19-I1 | 19-I1 Alhambra Courthouse | 19-I1-D2023-310-HWP03 | Domestic Hot Water Circulating Pump (Boiler Rm) | Bell & Gossett | H21 | 185332LF | OM00036673 |  | BOILER ROOM IN BASEMENT NEXT TO TECHNICIANS OFFICE | NA | NA | NA | 1/2 | 110/240 | 8.8/4.2-4.4 | ELECTRIC | 1 | NA | NA | \Classifications\Building System Class\D20-Plumbing\D2020 - Domestic Water\Domestic Hot Water Circulating Pump - HWP | 1016224
19-I1 | 19-I1 Alhambra Courthouse | 19-I1-D3090-220-CMD02 | COMPRESSOR, AIR DRYER #2 | HANKISON | H15A1151108072 | HPR15 | OM00036675 |  | BASEMENT CHILLER ROOM MECHANICAL #1 | NA | NA | R-134a | NA | 110 | 2.63 | Electric | 1 |  |  | \Classifications\Building System Class\D30-HVAC Systems\D3090 - Other HVAC Systems and Equipment\Compressed Air Dryer - CMD | 1016230
19-I1 | 19-I1 Alhambra Courthouse | 19-I1-D2023-100-BFP06 | BACKFLOW PREVENTER (IRRIGATION) | WILKINS ZURN | L85822 | 375DA 4" | OM00035854 | OW0209916-FA0234849-BD0053813-L 85822 | ON THE WEST SIDE OF THE BUILDING BY THE FIRE DEPARTMENT CONNECTIONS (LAPHD FORM REQUIRED) | NA | NA | NA | NA | NA | NA | NA |  | NA | NA | \Classifications\Building System Class\D20-Plumbing\D2020 - Domestic Water\Backflow Preventer - BFP | 1016563
19-I1 | 19-I1 Alhambra Courthouse | 19-I1-D5011-240-TRN04 | TRANSFORMER 4 | Square D | 79T522C | DNA | OM00036592 |  | 3RD FLOOR ELECTRICAL ROOM | NA | NA | NA | NA | 480 | 54-125 | Electric | 3 | NA | NA | \Classifications\Building System Class\D50-Electrical SYS\D5010 - Elec Service & Dist\Transformer - TRN | 1016835
19-I1 | 19-I1 Alhambra Courthouse | 19-I1-D5011-240-TRN02 | TRANSFORMER 2 | ZINSCO | 2801795 | NA | OM00036591 |  | 2ND FLOOR ELECTRICAL ROOM | NA | NA | NA | NA | 480 | DNA | Electric | 3 | NA | NA | \Classifications\Building System Class\D50-Electrical SYS\D5010 - Elec Service & Dist\Transformer - TRN | 1016834
19-I1 | 19-I1 Alhambra Courthouse | 19-I1-D5011-240-TRN05 | TRANSFORMER 5 | ZINSCO | 2800830 | NA | OM00036593 |  | 4TH FLOOR ELECTRICAL ROOM | NA | NA | NA | NA | 480 | 54-125 | Electric | 3 | NA | NA | \Classifications\Building System Class\D50-Electrical SYS\D5010 - Elec Service & Dist\Transformer - TRN | 1016836
19-I1 | 19-I1 Alhambra Courthouse | 19-I1-D3055-260-WAC01 | AIR CONDITIONER, WINDOW (PARKING BOOTH) | KENMORE | 3850AR2981AD | 508.78053890 | OM00035856 |  | PARKING LOT ATTENDANT BOOTH | NA | NA | R-22 | NA | 110 | 5.2 | Electric | 1 | 5.100 | 9.0 | \Classifications\Building System Class\D30-HVAC Systems\D3050 - Package SYS\Window Air Conditioner- WAC | 1016837
19-I1 | 19-I1 Alhambra Courthouse | 19-I1-D5010-110-MCC03 | COOLING TOWER CONTROL CENTER | KCP INDUSTRIES INC | NA | E142801 | OM00036869 |  | MIDDLE OF ROOF BY ELEVATOR MECH ROOM | NA | NA | NA | NA | 480 | 35 | Electric | 3 | NA | NA | \Classifications\Building System Class\D50-Electrical SYS\D5010 - Elec Service & Dist\Chiller Room Electrical Panel - MCC | 1016838
19-I1 | 19-I1 Alhambra Courthouse | 19-I1-D3042-220-EFN11 | EXHAUST FAN TX-1 (BELT DRIVEN) (N SIDE ROOF) | MARATHON ELECTRIC (B206) | G13J120091 | MQHY8S17D2107FK | OM00036910 |  | NORTH SIDE OF ROOF | 4L-220 | NA | NA | .25 | 110 | 5.0 | Electric | 1 | NA | NA | \Classifications\Building System Class\D30-HVAC Systems\D3040 - Distribution SYS\Supply/Exhaust/Return fans- FAN | 1016877
19-I1 | 19-I1 Alhambra Courthouse | 19-I1-B2034-400-DOH03 | Overhead Rollup Door (Trash Dumpster) | Kinnear Rolling Doors | 27202B | DNA | OM00037968 |  | Trash Dumpster Room on Grounds | NA | NA | NA | NA | NA | NA | NA |  | NA | NA | \Classifications\Building System Class\B20-General Building Exterior\B2030 - Exterior Doors\Door,Overhead-Shutter,Manual,Elec,Roll-up - DOH | 1017426
19-I1 | 19-I1 Alhambra Courthouse | 19-I1-G3063-100-DFS01 | Diesel Leak Detection System (Rm B3) | Omnitec Mfg Co | 042099EL992525 | OEL8000 | OM00026851 | NA | Basement Generator Room B3 | NA | NA | NA | NA | DNA | DNA | ELECTRIC |  | NA | NA | \Classifications\Building System Class\G30-Site Mechanical Utilities\G3060 - Fuel Distribution\Diesel Fuel Leak Detection System - DFS | 1017425
19-I1 | 19-I1 Alhambra Courthouse | 19-I1-D3041-160-FDP01 | Fire Damper, Curtain (Chiller Room) | Terri-Air Balance Inc | A-485267 | NA | OM00037966 |  | Basement Chiller Room | NA | NA | NA | NA | NA | NA | NA | NA | NA | NA | \Classifications\Building System Class\D30-HVAC Systems\D3040 - Distribution SYS\Fire Dampers - FDP | 1017427
19-I1 | 19-I1 Alhambra Courthouse | 19-I1-D2030-410-PMS03 | Sewage Ejector Pump (Sump Pump Rm) | Aurora Pump | 72-9283-2 | KSS-SF | OM00037965 |  | Sump Pump Room Within Small Kitchen | NA | NA | NA | 1.5 | 240/480 | NA | ELECTRIC | 3 | NA | NA | \Classifications\Building System Class\D20-Plumbing\D2030 - Sani Waste\Sewage Ejector Pump - PMS | 1017429
19-I1 | 19-I1 Alhambra Courthouse | 19-I1-G3010-210-PWT01 | Potable Hot Water Storage Tank (Mech Rm #3) | Santa Fe Tank & Heater Co | 13986 | NA | OM00037958 |  | Mech Room #3 Left of ABM Office | NA | NA | NA | NA | NA | NA | NA |  | NA | NA | \Classifications\Building System Class\G30-Site Mechanical Utilities\G3010 - Water Supply\Potable Water Storage Tank - PWT | 1017430
19-I1 | 19-I1 Alhambra Courthouse | 19-I1-D5010-200-ESD02 | Electrical Switchboard (Room B3) | Zinsco | 407453 | 26058-5 | OM00037962 |  | Generator Room B3 | NA | NA | NA | NA | 240/480 | 400 | ELECTRIC | 3 | NA | NA | \Classifications\Building System Class\D50-Electrical SYS\D5010 - Elec Service & Dist\Electical Service and Distribution - ESD | 1017431
19-I1 | 19-I1 Alhambra Courthouse | 19-I1-D5010-200-ESD03 | Electrical Switchboard (Room B3) | Zinsco | 407712 | 26058-2 | OM00037960 |  | Generator Room B3 | NA | NA | NA | NA | 240-480 | 1000 | ELECTRIC | 3 | NA | NA | \Classifications\Building System Class\D50-Electrical SYS\D5010 - Elec Service & Dist\Electical Service and Distribution - ESD | 1017432
19-I1 | 19-I1 Alhambra Courthouse | 19-I1-D5010-200-ESD04 | Electrical Switchboard (Room B3) | Zinsco | 407710 | 26058-2 | OM00037959 |  | Generator Room B3 | NA | NA | NA | NA | 240/480 | 1000 | ELECTRIC | 3 | NA | NA | \Classifications\Building System Class\D50-Electrical SYS\D5010 - Elec Service & Dist\Electical Service and Distribution - ESD | 1017433
19-I1 | 19-I1 Alhambra Courthouse | 19-I1-D5010-200-ESD05 | Electrical Switchboard (Room B3) | Zinsco | 407711 | 26058-2 | OM00026853 |  | Generator Room B3 | NA | NA | NA | NA | 240/480 | 1000 | ELECTRIC | 3 | NA | NA | \Classifications\Building System Class\D50-Electrical SYS\D5010 - Elec Service & Dist\Electical Service and Distribution - ESD | 1017434
19-I1 | 19-I1 Alhambra Courthouse | 19-I1-D3090-114-CMP03 | Compressor, Control Air (Mech Rm #1) | Quincy | AU1306270055 | Quincy QT-5 / BMQT5VT739272 | OM00036181 | State ID# A008158-15 ¦(1364572) | Basement Mechanical Room #1 | BP60 (1) | 110377S100 / 110377E100 | NA | 5 | 230/480 | 13.2/6.6 | Electric | 3 | NA | NA | \Classifications\Building System Class\D30-HVAC Systems\D3090 - Other HVAC Systems and Equipment\Air Compressor - CMP | 1017652
19-I1 | 19-I1 Alhambra Courthouse | 19-I1-D2023-100-BFP08 | Backflow Preventer (Chiller Rm) | Wilkins | 3884652 | 975XL2 (3/4") | OM00036676 |  | Chiller Mech Room #1 | NA | NA | NA | NA | NA | NA | NA |  | NA | NA | \Classifications\Building System Class\D20-Plumbing\D2020 - Domestic Water\Backflow Preventer - BFP | 1018488
19-I1 | 19-I1 Alhambra Courthouse | 19-I1-D3090-114-CMP04 | Compressor CMP04 | Speed Aire | L6-26-2014-1865920-30 | 5Z7028 | OM00036182 | State ID# A008159-15 ¦(1865920) | DNA | NA | NA | NA | NA | DNA | DNA | DNA | DNA | NA | NA | \Classifications\Building System Class\D30-HVAC Systems\D3090 - Other HVAC Systems and Equipment\Air Compressor - CMP | 1018941
19-I1 | 19-I1 Alhambra Courthouse | 19-I1-D5010-110-MCC04 | Motor Control Center (Roof Air Handler Room) | ZINSCO | SO.26058-14 | NA | OM00036192 |  | Roof, Air Handler Room | NA | NA | NA | NA | 480 | 225 | Electric | 3 | NA | NA | \Classifications\Building System Class\D50-Electrical SYS\D5010 - Elec Service & Dist\Chiller Room Electrical Panel - MCC | 1019034
19-I1 | 19-I1 Alhambra Courthouse | 19-I1-D4013-200-PRE02 | Fire, Pre-Action System | Viking Corporation | W707025 | MOD.F-1 Deluge Valve | OM00036186 |  | Room 469 | NA | NA | NA | NA | 120 | 15 | Electric | 1 | NA | NA | \Classifications\Building System Class\D40-Fire Protection SYS\D4010 - Sprinkler SYS\Fire Systems, Preaction System - PRE | 1020395
19-I1 | 19-I1 Alhambra Courthouse | 19-I1-D2030-410-PMS04 | Pump, Ejector Sewage (Sump Rm Kitchen) | Tsurumi Pump B Series | NA | (TOS) 80B21.5 | OM00036185 |  | Sump Pump Room - Kitchen | NA | NA | NA | NA | 129 | 15 | Electric | 1 | NA | NA | \Classifications\Building System Class\D20-Plumbing\D2030 - Sani Waste\Sewage Ejector Pump - PMS | 1020396
19-I1 | 19-I1 Alhambra Courthouse | 19-I1-D5010-234-ATS04 | Auto Transfer Switch (Elevators) ATS03 | Generac Industrial Power | 3001384943 | BIC3C5X30400XSU | OM00036187 |  | Genrator Room | NA | NA | NA | NA | 120-480 | 400 | Electric | 3 | NA | NA | \Classifications\Building System Class\D50-Electrical SYS\D5010 - Elec Service & Dist\Automatic Transfer Switch - ATS | 1021699
19-I1 | 19-I1 Alhambra Courthouse | 19-I1-D5010-234-ATS03 | Auto Transfer Switch 1 | Generac Industrial Power | 3001384944 | BIC3C5X30200XSU | OM00036788 |  | Genrator Room | NA | NA | NA | NA | 120-480 | 400 | Electric | 3 | NA | NA | \Classifications\Building System Class\D50-Electrical SYS\D5010 - Elec Service & Dist\Automatic Transfer Switch - ATS | 1021700
19-I1 | 19-I1 Alhambra Courthouse | 19-I1-D5092-210-GEN02 | Generator Emergency (GEN02) | Generac Power Systems Inc. | 3001495968/0000275592 | SD200/SD0200KG178.7D18HPYY3 | OM00036189 |  | Electrical Room | NA | NA | NA |  | 277/480 | 300 | Diesel | 3 | NA | NA | \Classifications\Building System Class\D50-Electrical SYS\D5090 - Elec SYS\Emergency Generator - GEN | 1021714
19-J1 | 19-J1 Pasadena Courthouse | 19-J1-D5092-210-GEN01 | Emergency Standby Generator - GEN | Detroit Diesel | 2191 | DASE418200 | OM00015583 | Gen #G22969 | Basement, Mechanical room | 13A1600-9630 | NA | NA | 400 | 480 | 250 | Diesel | 3 | NA | NA | \Classifications\Building System Class\D50-Electrical SYS\D5090 - Elec SYS\Emergency Generator - GEN | 1011098
19-J1 | 19-J1 Pasadena Courthouse | 19-J1-D4010-150-FMS01 | System Extinguishing,Wet Pipe - SEW01 | Relibavle |  | MBABD-1 | OM00026415 |  | Basement, Mechanical room | NA | NA | NA | NA | NA | NA | Other | NA | NA | NA | \Classifications\Building System Class\D40-Fire Protection SYS\D4010 - Sprinkler SYS\Fire Systems, stand pipes - FMS | 1011099
19-J1 | 19-J1 Pasadena Courthouse | 19-J1-D3041-110-AHU02 | Air Handler Unit #1 (Room "i") | H.K. Porter Inc | M1X68 | M-25006 | OM00026432 |  | Basement, Mechanical room | C-136 (3) | 24X24X12 (18), 12X24X12 (6) | NA | 25 | 240/480 | 64/32 | Electric | 3 | NA | NA | \Classifications\Building System Class\D30-HVAC Systems\D3040 - Distribution SYS\Air Handling Unit - AHU | 1011101
19-J1 | 19-J1 Pasadena Courthouse | 19-J1-D3041-110-AHU16 | Air Handler Unit #6 (7th Floor Mech Rm) | H.K. Porter Inc | MIX63.6 | M-25006 | OM00026400 |  | Floor 7, Mechanical room | B-136 (3) | 20X20X8 (30) | NA | 25 | 240/480 | 60.6/30.3 | Electric | 3 | NA | NA | \Classifications\Building System Class\D30-HVAC Systems\D3040 - Distribution SYS\Air Handling Unit - AHU | 1011106
19-J1 | 19-J1 Pasadena Courthouse | 19-J1-D3041-110-AHU07 | Air Handler Unit #5 (7th Floor Mech Rm) | HK Porter | M1X63.6 | M-25006 | OM00026398 |  | Floor 7, Mechanical Room | C-136 (3) | 20X20X8 (30) | NA | 25 | 240/480 | 70/35 | Electric | 3 | NA | NA | \Classifications\Building System Class\D30-HVAC Systems\D3040 - Distribution SYS\Air Handling Unit - AHU | 1011108
19-J1 | 19-J1 Pasadena Courthouse | 19-J1-D4010-150-FMS02 | System Extinguishing,Wet Pipe - SEW02 | Grimes | 397ACF3 | B2 | OM00026427 |  | Sub Basement, West Wing | NA | NA | NA | NA | 480 | NA | NA | 3 | NA | NA | \Classifications\Building System Class\D40-Fire Protection SYS\D4010 - Sprinkler SYS\Fire Systems, stand pipes - FMS | 1011110
19-J1 | 19-J1 Pasadena Courthouse | 19-J1-D3041-230-RFN04 | Return Fan #4 (Room M404) | HK Porter |  | N2R | OM00026412 |  | 4th Floor Room M404 | B-158 (3) | NA | NA | 15 | 240-480 | 40/20 | Electric | 3 | NA | NA | \Classifications\Building System Class\D30-HVAC Systems\D3040 - Distribution SYS\Supply/Exhaust/Return fans- FAN | 1011112
19-J1 | 19-J1 Pasadena Courthouse | 19-J1-D3041-110-AHU10 | Air Handling Unit - AHU | Pace | 721823501 | B24/20AF_SI | OM00026436 |  | 3rd floor roof, West Wing | B-65 (4) | 24X24X8 Bag (10) | NA | 25 | 240/480 | 39.8/19.9 | Electric | 3 | NA | NA | \Classifications\Building System Class\D30-HVAC Systems\D3040 - Distribution SYS\Air Handling Unit - AHU | 1011113
19-J1 | 19-J1 Pasadena Courthouse | 19-J1-D3041-110-AHU11 | Air Handling Unit - AHU | B24/20AF_SI | 721823502 | B-24/20AF | OM00026435 |  | 3rd floor roof, West Wing | B-65 (4) | 24X24X8 Bag (10) | NA | 15 | 240/480 | 40/20 | Electric |  | NA | NA | \Classifications\Building System Class\D30-HVAC Systems\D3040 - Distribution SYS\Air Handling Unit - AHU | 1011114
19-J1 | 19-J1 Pasadena Courthouse | 19-J1-D3041-230-RFN01 | Return Fan (Serves AHU10 & AHU11) | H.K. Porter Inc | NA | NA | OM00026437 |  | 3rd floor roof, West Wing | A-110 (1) | NA | NA | 25 | 240/480 | 22/20 | Electric | DNA | NA | NA | \Classifications\Building System Class\D30-HVAC Systems\D3040 - Distribution SYS\Supply/Exhaust/Return fans- FAN | 1011115
19-J1 | 19-J1 Pasadena Courthouse | 19-J1-D4031-100-FEX72 | Fire Extinguisher - FEX | NA | NA | NA | OM00026467 |  | Floor 2, Shop | NA | NA | NA | NA | NA | NA | NA | NA | NA | NA | \Classifications\Building System Class\D40-Fire Protection SYS\D4030 - FIRE SPEC\Fire Extinguisher - FEX | 1011119
19-J1 | 19-J1 Pasadena Courthouse | 19-J1-B3010-100-RUF01 | ROOF | NA | NA | NA | OM00033434 |  | AT THE TOP OF THE BUILDING | NA | NA | NA | NA | NA | NA | NA | NA | NA | NA | \Classifications\Building System Class\B30-Roofing\B3010 - Roof Types\Roof - RUF | 1013942
19-J1 | 19-J1 Pasadena Courthouse | 19-J1-D1010-100-ELE01 | LIFT ELEVATOR ELECTRIC 1 | DOVER | 22481 | G250-4 | OM00026391 | State ID# 050384 | ELEVATOR ROOM | NA | NA | NA | 42.5 | 480 | 120 | Electric | 3 | NA | NA | \Classifications\Building System Class\D10-Conveyance Systems\D1010 - Elevator\Elevator,Electric,Pass/Freight - ELE | 1013943
19-J1 | 19-J1 Pasadena Courthouse | 19-J1-D1010-100-ELE02 | LIFT, ELEVATOR, ELECTRIC #2 | DOVER | 22482 | G250-4 | OM00026392 | State ID# 050385 | ELEVATOR ROOM | NA | NA | NA | 42.5 | 480 | 120 | Electric | 3 | NA | NA | \Classifications\Building System Class\D10-Conveyance Systems\D1010 - Elevator\Elevator,Electric,Pass/Freight - ELE | 1013944
19-J1 | 19-J1 Pasadena Courthouse | 19-J1-D1010-100-ELE03 | LIFT, ELEVATOR, ELECTRIC 3 | DOVER | 22483 | G250-4 | OM00026393 | State ID# 050386 | ELEVATOR ROOM | NA | NA | NA | 42.5 | 480 | 120 | Electric | 3 | NA | NA | \Classifications\Building System Class\D10-Conveyance Systems\D1010 - Elevator\Elevator,Electric,Pass/Freight - ELE | 1013945
19-J1 | 19-J1 Pasadena Courthouse | 19-J1-D1010-100-ELE04 | LIFT, ELEVATOR, ELECTRIC 4 | DOVER | 22484 | G250-4 | OM00026397 | State ID# 050464 | ELEVATOR ROOM | NA | NA | NA | 42.5 | 480 | 120 | Electric | 3 | NA | NA | \Classifications\Building System Class\D10-Conveyance Systems\D1010 - Elevator\Elevator,Electric,Pass/Freight - ELE | 1013946
19-J1 | 19-J1 Pasadena Courthouse | 19-J1-D1010-100-ELE05 | LIFT, ELEVATOR, ELECTRIC 5 - asset reactivated to issue Prelim Order then unavailable again 5.20.2019 | DOVER | 22485 | 61018-G | OM00026394 | State ID# 049904 | ELEVATOR ROOM | NA | NA | NA | 30 | 480 | 92 | Electric | 3 | NA | NA | \Classifications\Building System Class\D10-Conveyance Systems\D1010 - Elevator\Elevator,Electric,Pass/Freight - ELE | 1013947
19-J1 | 19-J1 Pasadena Courthouse | 19-J1-D1010-100-ELE06 | LIFT, ELEVATOR, ELECTRIC 6 | DOVER | 22486 | 62749-W | OM00026390 | State ID# 050466 | ELEVATOR ROOM | NA | NA | NA | 34.5 | 480 | 120 | Electric | 3 | NA | NA | \Classifications\Building System Class\D10-Conveyance Systems\D1010 - Elevator\Elevator,Electric,Pass/Freight - ELE | 1013948
19-J1 | 19-J1 Pasadena Courthouse | 19-J1-D1010-100-ELE07 | HYDRO ELEV WEST 7 | E.M. CO | E12485 | Apr-22 | OM00026453 | State ID# 030528 | NEAR ELEV. BASEMENT | 3V560 X4 | NA | NA | 20 | 240/480 | 49/24.5 | Electric | 3 | NA | NA | \Classifications\Building System Class\D10-Conveyance Systems\D1010 - Elevator\Elevator,Electric,Pass/Freight - ELE | 1013949
19-J1 | 19-J1 Pasadena Courthouse | 19-J1-D1010-100-ELE09 | HYDRO ELEVATOR 9 - Unavailable State ID# 50465 - Elevator is gutted, locked out, tagged out, non OP since we took over building | DOVER | NA | NA | OM00026455 | State ID# 50465 | MB-19 NEAR STAIRS 3 | NA | NA | NA | HP | DNA | DNA | Electric | DNA | NA | NA | \Classifications\Building System Class\D10-Conveyance Systems\D1010 - Elevator\Elevator,Hydraulic,Pass/Freight - ELE | 1013951
19-J1 | 19-J1 Pasadena Courthouse | 19-J1-D1092-120-PTS01 | PNEUMATIC TUBE SYSTEMS | NA | NA | NA | OM00033433 |  | THRU OUT THE BUILDING | NA | NA | NA | NA | NA | NA | NA | NA | NA | NA | \Classifications\Building System Class\D10-Conveyance Systems\D1090 - Other Conveyance Systems\Pneumatic Tube System -PTS | 1013952
19-J1 | 19-J1 Pasadena Courthouse | 19-J1-D2017-100-SHW01 | EYE WASH & EMERGENCY SHOWERS | Haws | T8R94H02 | 8300 | OM00033435 |  | Basement | NA | NA | NA | NA | NA | NA | NA | NA | NA | NA | \Classifications\Building System Class\D20-Plumbing\D2010 - Plumb Fix\Showers - SHW | 1013953
19-J1 | 19-J1 Pasadena Courthouse | 19-J1-D2022-100-HWE01 | HOT WATER DOMESTIC HEATER HWE01 | AMERICAN | 1104N000772 | STCE31119270 | OM00026430 |  | NEAR BOILERS | NA | NA | NA | NA | 480 | DNA | Electric | 3 | NA | NA | \Classifications\Building System Class\D20-Plumbing\D2020 - Domestic Water\Domestic Water Heater, Electric - HWE | 1013954
19-J1 | 19-J1 Pasadena Courthouse | 19-J1-D2022-100-HWE02 | DOMESTIC HOT WATER HEATER HWE02 | American Water Heater | 1104M000773 | STCE31119270 | OM00026429 |  | NEAR BOILERS | NA | NA | NA | NA | 480 | DNA | Electric | 3 | NA | NA | \Classifications\Building System Class\D20-Plumbing\D2020 - Domestic Water\Domestic Water Heater, Electric - HWE | 1013955
19-J1 | 19-J1 Pasadena Courthouse | 19-J1-D2022-100-HWE03 | WATER HEATER DOMESTIC, ELECTRIC HWE03 | A.O. SMITH | 118M001531 | DEN 40 110 | OM00002158 |  | FAN ROOM | NA | NA | NA | NA | 240 | DNA | Electric | 1 | NA | NA | \Classifications\Building System Class\D20-Plumbing\D2020 - Domestic Water\Domestic Water Heater, Electric - HWE | 1013956
19-J1 | 19-J1 Pasadena Courthouse | 19-J1-D2023-310-WBS01 | DOMESTIC BOOSTER PUMP | Paco Pump | RJ94D0412001 | 10-12707-130001-1681 | OM00026431 |  | BASEMENT | NA | NA | NA | 5 | 240/480 | 14.40-12.8/6.40 | Electric | 3 | NA | NA | \Classifications\Building System Class\D20-Plumbing\D2020 - Domestic Water\Domestic Water Booster System - WBS | 1013957
19-J1 | 19-J1 Pasadena Courthouse | 19-J1-D2040-100-PSU02 | SUMP PUMP PSU02 | NA | NA | NA | OM00026426 |  | NEAR CONTROL AIR COMP. | NA | NA | NA | NA | 120 | DNA | Electric | 1 | NA | NA | \Classifications\Building System Class\D20-Plumbing\D2040 - Rain Drain\Sump Pump - PSU | 1013959
19-J1 | 19-J1 Pasadena Courthouse | 19-J1-D3020-100-HET01 | DEAERATOR TANK # 1 | Advance Tank & MFG Co | 18195 | NA | OM00031006 |  | BOILER RM | NA | NA | NA | NA | NA | NA | NA | NA | NA | NA | \Classifications\Building System Class\D30-HVAC Systems\D3020 - Heat SYS\Heater Water Expansion Tank - HET | 1013960
19-J1 | 19-J1 Pasadena Courthouse | 19-J1-D3020-100-HET02 | DEAERATOR TANK # 2 | Advance Tank & MFG Co | 18196 | NA | OM00031007 |  | BOILER ROOM | NA | NA | NA | NA | NA | NA | NA | NA | NA | NA | \Classifications\Building System Class\D30-HVAC Systems\D3020 - Heat SYS\Heater Water Expansion Tank - HET | 1013961
19-J1 | 19-J1 Pasadena Courthouse | 19-J1-D3020-100-HET03 | Expansion Tank HET03 | Advance Tank & MFG Co | 18192 | NA | OM00030949 |  | AHU ROOM | NA | NA | NA | NA | NA | NA | NA | NA | NA | NA | \Classifications\Building System Class\D30-HVAC Systems\D3020 - Heat SYS\Heater Water Expansion Tank - HET | 1013962
19-J1 | 19-J1 Pasadena Courthouse | 19-J1-D3044-125-PHW01 | Boiler Hot Water Pump #2 | Weinman Pump | 11193599 | 316-200P148 | OM00026450 |  | NEAR BOILERS | NA | NA | NA | 20 | 240/480 | 50/25 | Electric | 3 | NA | NA | \Classifications\Building System Class\D30-HVAC Systems\D3040 - Distribution SYS\Hot Water Pump - PHW | 1013963
19-J1 | 19-J1 Pasadena Courthouse | 19-J1-D3044-125-PHW02 | BOILER HOT WATER PUMP 2 | Weinman Pump | 11193598 | 316-200P148 | OM00026451 |  | M10 | NA | NA | NA | 20 | 240/480 | 50/25 | Electric | 3 | NA | NA | \Classifications\Building System Class\D30-HVAC Systems\D3040 - Distribution SYS\Hot Water Pump - PHW | 1013964
19-J1 | 19-J1 Pasadena Courthouse | 19-J1-D3044-125-PHW03 | HOT WATER PUMP PHW03 | US Electric | NA | Unimount 125 | OM00026423 |  | NEAR CONTROL AIR COMP. | NA | NA | NA | 5 | 240-480 | 13.3-6.65 | Electric | 3 | NA | NA | \Classifications\Building System Class\D30-HVAC Systems\D3040 - Distribution SYS\Hot Water Pump - PHW | 1013965
19-J1 | 19-J1 Pasadena Courthouse | 19-J1-D3031-100-PCH01 | Condenser Water Pump #1 (Boiler Rm) | Peerless Pump | 9463375 | 5AE14 | OM00015587 |  | Boiler Room | NA | NA | NA | 60 | 240/480 | 150.8-75.4 | Electric | 3 | NA | NA | \Classifications\Building System Class\D30-HVAC Systems\D3030 - Cooling SYS\Chilled Water Pump - PCH | 1013967
19-J1 | 19-J1 Pasadena Courthouse | 19-J1-D3031-100-PCH02 | Chiller Water Pump #2 (Boiler Rm) | Peerless Pump | 9463376 | 5AE14 | OM00026417 |  | Boiler Room | NA | NA | NA | 50 | 240/480 | 128-114/57 | Electric | 3 | NA | NA | \Classifications\Building System Class\D30-HVAC Systems\D3030 - Cooling SYS\Chilled Water Pump - PCH | 1013968
19-J1 | 19-J1 Pasadena Courthouse | 19-J1-D3031-100-PCH03 | Condenser/Tower Water Pump #2 (Boiler Rm) | Peerless Pump | 2693456 | 5AE14 | OM00015588 |  | Boiler Room | NA | NA | NA | 60 | 240/480 | 150.8/75.4 | Electric | 3 | NA | NA | \Classifications\Building System Class\D30-HVAC Systems\D3030 - Cooling SYS\Chilled Water Pump - PCH | 1013969
19-J1 | 19-J1 Pasadena Courthouse | 19-J1-D3031-100-PCH04 | Chiller Water Pump #1 (Boiler Rm) | Peerless Pump | NA | 5AE14 | OM00026418 |  | MECH ROOM | NA | NA | NA | 50 | 240/480 | 128-64 | Electric | 3 | NA | NA | \Classifications\Building System Class\D30-HVAC Systems\D3030 - Cooling SYS\Chilled Water Pump - PCH | 1013970
19-J1 | 19-J1 Pasadena Courthouse | 19-J1-D3041-110-AHU13 | Air Handler Unit #2 (Room M-309) | H.K. Porter Inc | MIN57.7 | M-25006 | OM00002160 |  | FAN ROOM | C136 (3) | 20X20X2 (30) | NA | 25 | 240/480 | 7.0/3.5 | Electric | 3 | NA | NA | \Classifications\Building System Class\D30-HVAC Systems\D3040 - Distribution SYS\Air Handling Unit - AHU | 1013971
19-J1 | 19-J1 Pasadena Courthouse | 19-J1-D3041-110-AHU14 | Air Handler Unit #4 (Room M-309) | H.K. Porter Inc | MIN57.7 | M-25006 | OM00002157 |  | FAN ROOM | C-136 (3) | 20x20x2 (28) | NA | 25 | 240/480 | 60/30 | Electric | 3 | NA | NA | \Classifications\Building System Class\D30-HVAC Systems\D3040 - Distribution SYS\Air Handling Unit - AHU | 1013972
19-J1 | 19-J1 Pasadena Courthouse | 19-J1-D3041-110-AHU15 | Air Handler Unit #3 (Room M-309) | H.K. Porter Inc | MIV44.2 | M-25006 | OM00002159 |  | BEHIND PUBLIC ELEV | B-124 (3) | 20x20x8 (20) | NA | 15 | 240/480 | 37.4/18.7 | Electric | 3 | NA | NA | \Classifications\Building System Class\D30-HVAC Systems\D3040 - Distribution SYS\Air Handling Unit - AHU | 1013973
19-J1 | 19-J1 Pasadena Courthouse | 19-J1-D3042-220-EFN01 | Exhaust Fan #1 (Roof) (Belt Driven) | Size 31 | 58465 | B1 | OM00031003 |  | EXTERIOR W. WING | A-50 (1) | NA | NA | 3/4 | 240/480 | 3.2-3/1.5 | Electric | 3 | NA | NA | \Classifications\Building System Class\D30-HVAC Systems\D3040 - Distribution SYS\Supply/Exhaust/Return fans- FAN | 1013974
19-J1 | 19-J1 Pasadena Courthouse | 19-J1-D3042-220-EFN14 | Exhaust Fan #2 (Roof (Belt Driven) | PORTER | M-1729 | 27-M | OM00026421 |  | ROOF ELEV | A-13 (2) | NA | NA | 10 | 240/480 | 28.6-26.2/13.1 | Electric | 3 | NA | NA | \Classifications\Building System Class\D30-HVAC Systems\D3040 - Distribution SYS\Supply/Exhaust/Return fans- FAN | 1013976
19-J1 | 19-J1 Pasadena Courthouse | 19-J1-D3042-220-EFN03 | Exhaust Fan #3 (Roof) (Belt Driven) | PORTER | M1730 | 27-M | OM00026422 |  | NEAR ROOF ELEV | B-81 (2) | NA | NA | 10 | 240/480 | 28.6/13.3 | Electric | 3 | NA | NA | \Classifications\Building System Class\D30-HVAC Systems\D3040 - Distribution SYS\Supply/Exhaust/Return fans- FAN | 1013977
19-J1 | 19-J1 Pasadena Courthouse | 19-J1-D3042-220-EFN04 | Exhaust Fan #3 (Roof) (Belt Driven) | NA | 05120772 | 36Y666 | OM00030951 |  | NEXT TO ELEVATOR ROOM | AP24-4604 (1) | NA | NA | 1.75 | 240/480 | 3.4 | Electric | 3 | NA | NA | \Classifications\Building System Class\D30-HVAC Systems\D3040 - Distribution SYS\Supply/Exhaust/Return fans- FAN | 1013978
19-J1 | 19-J1 Pasadena Courthouse | 19-J1-D3042-220-EFN05 | Exhaust Fan #5 (Roof) (Belt Driven) | DAYTON | NA | 4HX83A | OM00030952 |  | ABOVE ELEV ROOM | 4L-210 (1) | NA | NA | 1/4 | 110/240 | 4.6/2.2-2.3 | NA | 1 | NA | NA | \Classifications\Building System Class\D30-HVAC Systems\D3040 - Distribution SYS\Supply/Exhaust/Return fans- FAN | 1013979
19-J1 | 19-J1 Pasadena Courthouse | 19-J1-D3042-220-EFN06 | Exhaust Fan #6 (Roof) (Belt Driven) | DAYTON | NA | 4HX83A | OM00030953 |  | ABOVE ELEV ROOM | 4L-210 (1) | NA | NA | 1/4 | 110/240 | 4.6/2.2-2.3 | Electric | 1 | NA | NA | \Classifications\Building System Class\D30-HVAC Systems\D3040 - Distribution SYS\Supply/Exhaust/Return fans- FAN | 1013980
19-J1 | 19-J1 Pasadena Courthouse | 19-J1-D3042-220-EFN07 | Exhaust Fan #7 (Roof) (Belt Driven) | DAYTON | NA | 4HX83A | OM00030954 |  | ABOVE ELEV RM. | 4L-210 (1) | NA | NA | 1/2 | 110/240 | 4.6/2.2-2.3 | Electric | 1 | NA | NA | \Classifications\Building System Class\D30-HVAC Systems\D3040 - Distribution SYS\Supply/Exhaust/Return fans- FAN | 1013981
19-J1 | 19-J1 Pasadena Courthouse | 19-J1-D3042-220-EFN08 | Exhaust Fan #8 (Roof) (Belt Driven) | DAYTON | NA | 4HX83A | OM00030955 |  | EBOVE ELEV RM. | 4L-210 (1) | NA | NA | 1/2 | 110/240 | 4.6/2.2-2.3 | Electric | 1 | NA | NA | \Classifications\Building System Class\D30-HVAC Systems\D3040 - Distribution SYS\Supply/Exhaust/Return fans- FAN | 1013982
19-J1 | 19-J1 Pasadena Courthouse | 19-J1-D3042-220-EFN09 | Exhaust Fan #9 (Roof) (Belt Driven) | Greenheck Fan | 186516 | LBE-10-4 | OM00030957 |  | ABOVE ELEV. ROOM | 3L-350 (1) | NA | NA | 1/4 | 110 | 5.1 | Electric | 1 | NA | NA | \Classifications\Building System Class\D30-HVAC Systems\D3040 - Distribution SYS\Supply/Exhaust/Return fans- FAN | 1013983
19-J1 | 19-J1 Pasadena Courthouse | 19-J1-D3042-220-EFN12 | Exhaust Fan (Roof) | DAVIDSON FAN | 58466 | Size 31 | OM00031004 |  | WEST WING | A50 | NA | NA | 3/4 | 240/480 | 3.2-3/1.5 | Electric | 3 | NA | NA | \Classifications\Building System Class\D30-HVAC Systems\D3040 - Distribution SYS\Supply/Exhaust/Return fans- FAN | 1013984
19-J1 | 19-J1 Pasadena Courthouse | 19-J1-D3042-220-EFN13 | Exhaust Fan #1 (Roof) (Belt Driven) | NA | NA | NA | OM00038950 |  | NEXT TO ELEVATOR | AX-51 (2) | NA | NA | 3 | 240/480 | 7.8 | Electric | 3 | NA | NA | \Classifications\Building System Class\D30-HVAC Systems\D3040 - Distribution SYS\Supply/Exhaust/Return fans- FAN | 1013985
19-J1 | 19-J1 Pasadena Courthouse | 19-J1-D3050-250-ACU01 | AIR CONDITIONING SPLIT SYSTEM | FUJITSU | DCN 100590 | A0U18CL | OM00031005 |  | Walk-In Gate to Secured Parking | NA | DNA | R-410A | 1 | 240 | 7.7 | Electric | 1 | NA | NA | \Classifications\Building System Class\D30-HVAC Systems\D3050 - Package SYS\Air Conditioning,Split System - ACU | 1013986
19-J1 | 19-J1 Pasadena Courthouse | 19-J1-D3090-114-CMP02 | Compressor Control Air #2 (Basement Rm M-1) | INGERSOLL RAND | 12140374 | 2475D5 | OM00015586 | State ID# A017823-03 | MECH ROOM | NA | NA | NA | 5 | 240 | 8 | Electric | 3 | NA | NA | \Classifications\Building System Class\D30-HVAC Systems\D3090 - Other HVAC Systems and Equipment\Air Compressor - CMP | 1013988
19-J1 | 19-J1 Pasadena Courthouse | 19-J1-D3090-220-CMD02 | COMPRESOR AIR DRY # 2 | Hankinson International | H025A1150007677 | HPRP25 | OM00026445 |  | MECH ROOM | NA | NA | R-134a | NA | 110 | 3.4 | Electric | 1 | NA | NA | \Classifications\Building System Class\D30-HVAC Systems\D3090 - Other HVAC Systems and Equipment\Compressed Air Dryer - CMD | 1013991
19-J1 | 19-J1 Pasadena Courthouse | 19-J1-D2023-100-BFP01 | BACKFLOW PREVENTER #1 (BOILER MAKEUP) | FEBCO | T-5712 | 825Y 1-1/2" | OM00026452 | OW0209916-FA0234852-BD0024894-MARCH | BEHIND DOMESTIC W.H., Boiler Room (LAPHD FORM REQUIRED) | NA | NA | NA | NA | NA | NA | NA | NA | NA | NA | \Classifications\Building System Class\D20-Plumbing\D2020 - Domestic Water\Backflow Preventer - BFP | 1013992
19-J1 | 19-J1 Pasadena Courthouse | 19-J1-D5010-200-ESD10 | Electrical, Main Switchgear (Room B-5) | WESTINGHOUSE | NA | NA | OM00031008 |  | MAIN ELECTRICAL ROOM | NA | NA | NA | NA | 120-480 | DNA | Electric | 3 | NA | NA | \Classifications\Building System Class\D50-Electrical SYS\D5010 - Elec Service & Dist\Electical Service and Distribution - ESD | 1013995
19-J1 | 19-J1 Pasadena Courthouse | 19-J1-D5010-234-ATS01 | Automatic Transfer Switch (Elevators Only) | ASCO | 94172X | 906177C | OM00026395 |  | Main Elevator Room | NA | NA | NA | NA | 480 | 800 | Electric | 3 | NA | NA | \Classifications\Building System Class\D50-Electrical SYS\D5010 - Elec Service & Dist\Automatic Transfer Switch - ATS | 1013996
19-J1 | 19-J1 Pasadena Courthouse | 19-J1-G3063-100-DAT01 | DAY TANK, FUEL STORAGE | NA | NA | NA | OM00026459 |  | MECHANICAL ROOM | NA | NA | NA | 2-Jan | 115 | 8.4 | Diesel | 1 | NA | NA | \Classifications\Building System Class\G30-Site Mechanical Utilities\G3060 - Fuel Distribution\Tank, Fuel Storage Day - DAT | 1014001
19-J1 | 19-J1 Pasadena Courthouse | 19-J1-G3063-100-UST01 | TANK, FUEL STORAGE, UNDERGROUND 600 GAL | NA | NA | NA | OM00026458 |  | NEXT TO SALLY PORT | NA | NA | NA | NA | NA | NA | Diesel | NA | NA | NA | \Classifications\Building System Class\G30-Site Mechanical Utilities\G3060 - Fuel Distribution\Tank, Fuel Storage, Underground - UST | 1014002
19-J1 | 19-J1 Pasadena Courthouse | 19-J1-G2050-200-LSC01 | LANDSCAPING | NA | NA | NA | OM00026466 |  | OUTSIDE OF BUILDING | NA | NA | NA | NA | NA | NA | NA | NA | NA | NA | \Classifications\Building System Class\G20-Other Systems\G2050 - Landscaping\Landscaping - LSC | 1014003
19-J1 | 19-J1 Pasadena Courthouse | 19-J1-D5092-250-ELT57 | LIGHTING, EXTERIOR (57) | NA | NA | NA | OM00026469 |  | EXTERIOR OF BUILDING | NA | NA | NA | NA | 277 | DNA | Electric | 1 | NA | NA | \Classifications\Building System Class\D50-Electrical SYS\D5090 - Elec SYS\Exterior Lighting - ELT | 1014004
19-J1 | 19-J1 Pasadena Courthouse | 19-J1-G2049-300-HSC01 | HARDSCAPE | NA | NA | NA | OM00026471 |  | OUTSIDE OF BUILDING | NA | NA | NA | NA | NA | NA | NA | NA | NA | NA | \Classifications\Building System Class\G20-Other Systems\G2040 - Site Development\Hardscape - HSC | 1014005
19-J1 | 19-J1 Pasadena Courthouse | 19-J1-D2023-100-BFP05 | Backflow Preventer - BFP05 | Febco | H02106 | 825-Y 1" | OM00026419 | OW0209916-FA0234858-BD0016173 - no notices since 2015 question into LAPHD to remove from list | Roof Behind Cooling Tower by Door Fan Room (LAPHD FORM REQUIRED) | NA | NA | NA | NA | NA | NA | NA |  | NA | NA | \Classifications\Building System Class\D20-Plumbing\D2020 - Domestic Water\Backflow Preventer - BFP | 1015904
19-J1 | 19-J1 Pasadena Courthouse | 19-J1-D2023-100-BFP02 | Backflow Preventer, Irrigation BFP01 | Wilkins | 3030165 | 975XL 2" | OM00026413 | OW0209916-FA0234826-BD0029728 | 199 N Garfield Blvd - Parking Structure, Irrigation Backflow West Side (LAPHD FORM REQUIRED) | NA | NA | NA | NA | NA | NA | NA | NA | NA | NA | \Classifications\Building System Class\D20-Plumbing\D2020 - Domestic Water\Backflow Preventer - BFP | 1015905
19-J1 | 19-J1 Pasadena Courthouse | 19-J1-D4095-230-HBL01 | VENT HOOD (WET CHEMICAL SUPPRESSION) | ANSUL | S294547 | R-102 | OM00035604 |  | 3RD FLOOR CAFETERIA | NA | NA | NA | NA | DNA | DNA | Electric | DNA |  | NA | \Classifications\Building System Class\D40-Fire Protection SYS\D4090 - Other Fire Protection Systems\Hood and Blower - HBL | 1016051
19-J1 | 19-J1 Pasadena Courthouse | 19-J1-D5092-250-EML132 | LIGHTING, EMERGENCY (35) & EXIT (97) | NA | NA | NA | OM00026470 |  | THROUGHOUT ENTIRE BUILDING | NA | NA | NA | NA | DNA | DNA | Electric | 1 |  |  | \Classifications\Building System Class\D50-Electrical SYS\D5090 - Elec SYS\Emergency And Exit Lighting - EML | 1016229
19-J1 | 19-J1 Pasadena Courthouse | 19-J1-B2010-100-CTY01 | Building | NA | NA | NA | OM00037889 | [12 empty] | \Classifications\Building System Class\B20-General Building Exterior\B2010 - Exterior Walls\Building - BLD | 1016545
19-J1 | 19-J1 Pasadena Courthouse | 19-J1-G3063-100-DFS02 | DIESEL FUEL LEAK DETECTION SYSTEM | VEEDER-ROOT | N05225387408001 | TLS-300C | OM00035855 |  | BASEMENT MECH ROOM | NA | NA | NA | NA | 110 | 2 max | Electric | 1 | NA | NA | \Classifications\Building System Class\G30-Site Mechanical Utilities\G3060 - Fuel Distribution\Diesel Fuel Leak Detection System - DFS | 1016605
19-J1 | 19-J1 Pasadena Courthouse | 19-J1-D5010-234-ATS02 | Automatic Transfer Switch (Generator Rm) | ASCO | 151124689-10-1 | 906175C | OM00036148 |  | Basement Generator Room | NA | NA | NA | NA | 400 DC | 300 | ELECTRIC | DNA | NA | NA | \Classifications\Building System Class\D50-Electrical SYS\D5010 - Elec Service & Dist\Automatic Transfer Switch - ATS | 1017328
19-J1 | 19-J1 Pasadena Courthouse | 19-J1-G3060-320-DFP01 | Diesel Fuel Transfer Pump (Manual & Electric) | Dayton | A6997 | 5K987 | OM00036149 |  | Emergency Generator Room B | NA | NA | NA | 1/2 | 110/240 | 8.4/4.2 | ELECTRIC |  | NA | NA | \Classifications\Building System Class\G30-Site Mechanical Utilities\G3060 - Fuel Distribution\Pump, Fuel, Diesel Fuel Transfer Pump - DFP | 1017330
19-J1 | 19-J1 Pasadena Courthouse | 19-J1-D5036-200-CSY01 | Clock Systems, Master (By Chiller Room) | Midwest Time Control Inc | NA | MTC 600 | OM00040515 |  | Basement Room A Next to Chiller Room | NA | NA | NA | NA | 110 | 3 | ELECTRIC | 1 | NA | NA | \Classifications\Building System Class\D50-Electrical SYS\D5030 - Comm & Security\Clock Systems - CSY | 1017329
19-J1 | 19-J1 Pasadena Courthouse | 19-J1-B2034-400-DOH01 | Door, Overhead Rollup (East Sally Port) | Lift Master | 1910N3837 | GH7543ME79930 | OM00040513 |  | Sally Port East Side | NA | NA | NA | 3/4 | 240/480 | 3.0/1.5 | ELECTRIC | 3 | NA | NA | \Classifications\Building System Class\B20-General Building Exterior\B2030 - Exterior Doors\Door,Overhead-Shutter,Manual,Elec,Roll-up - DOH | 1017331
19-J1 | 19-J1 Pasadena Courthouse | 19-J1-B2034-400-DOH02 | Door, Overhead Rollup (West Sally Port) | Porvene Doors Inc | NA | Quiet Glide 500 Rolling Grille | OM00040512 |  | Sally Port West Side | NA | NA | NA | 1/2 | 240/480 | 2.4/1.2 | ELECTRIC | 3 | NA | NA | \Classifications\Building System Class\B20-General Building Exterior\B2030 - Exterior Doors\Door,Overhead-Shutter,Manual,Elec,Roll-up - DOH | 1017332
19-J1 | 19-J1 Pasadena Courthouse | 19-J1-B2033-120-DOR02 | Door, Automatic (Sliding) (Secure Parking Area) | Elite Access Systems Inc | U062900597 | SL-300-UL | OM00040509 |  | Secured Parking Area Behind Courthouse | 4L220/FAP 0360 & Chain | NA | NA | 1/2 | 110 | 4 | ELECTRIC | 1 | NA | NA | \Classifications\Building System Class\B20-General Building Exterior\B2030 - Exterior Doors\Door,Automatic-Sliding,Revolving - DOR | 1017334
19-J1 | 19-J1 Pasadena Courthouse | 19-J1-D3042-220-EFN15 | Exhaust Fan #7 (Generator Room "B") (Belt) | Porter | M1732 | F636J | OM00040514 |  | Basement Generator Room "B" | 5L-500 (2) | NA | NA | 3 | 240/480 | 4-3 | ELECTRIC | 3 | NA | NA | \Classifications\Building System Class\D30-HVAC Systems\D3040 - Distribution SYS\Supply/Exhaust/Return fans- FAN | 1017335
19-J1 | 19-J1 Pasadena Courthouse | 19-J1-B2033-120-DOR01 | Door, Automatic (Sliding) (Exit Secure Parking Area) | Elite Access Systems Inc | U0629005914 | SL-300-UL | OM00040511 |  | Secure Parking Area Exit Gate | 4L220/FAP 0360 & Chain | NA | NA | 1/2 | 110 | 4 | ELECTRIC | 1 | NA | NA | \Classifications\Building System Class\B20-General Building Exterior\B2030 - Exterior Doors\Door,Automatic-Sliding,Revolving - DOR | 1017333
19-J1 | 19-J1 Pasadena Courthouse | 19-J1-D3042-220-EFN16 | Exhaust Fan (Above Trash Room) (Direct Drive) | Aladdin Air MFG | 53866 | SA_RV | OM00040519 |  | 1st Floor Roof Above Trash Room | NA | NA | NA | 1/6 | 110 | 4 | ELECTRIC | 1 | NA | NA | \Classifications\Building System Class\D30-HVAC Systems\D3040 - Distribution SYS\Supply/Exhaust/Return fans- FAN | 1017336
19-J1 | 19-J1 Pasadena Courthouse | 19-J1-D3042-220-EFN17 | Exhaust Fan (LunchStop Caf￩) (Direct Drive) | Dayton | 1533001 | 4C007C | OM00040517 |  | 3rd Floor Lunch Stop Caf￩ Above Door | NA | NA | NA | 1/20 | 110 | 2.2 | ELECTRIC | 1 | NA | NA | \Classifications\Building System Class\D30-HVAC Systems\D3040 - Distribution SYS\Supply/Exhaust/Return fans- FAN | 1017337
19-J1 | 19-J1 Pasadena Courthouse | 19-J1-D3040-120-FCU01 | Fan Coil Unit (Outside Rm SB2) | Drayer-Hanson Ince | 9209 | HRC 186 | OM00036153 |  | Storage Area Outside of SB2 | NA | NA | NA | NA | NA | DNA | ELECTRIC | DNA | NA | NA | \Classifications\Building System Class\D30-HVAC Systems\D3040 - Distribution SYS\Fan Coil Unit - FCU | 1017338
19-J1 | 19-J1 Pasadena Courthouse | 19-J1-D4022-210-FSG01 | Fire Electric Pump (Boiler Room) | Magnetek | 627B560G10 | ABDP | OM00026434 |  | Basement Boiler Room | NA | NA | NA | 7.5 | 240-480 | 20-10 | ELECTRIC | 3 | NA | NA | \Classifications\Building System Class\D40-Fire Protection SYS\D4020 - Stand Pipe\Pump,Fire,Electric Motor Driven - FSG | 1017339
19-J1 | 19-J1 Pasadena Courthouse | 19-J1-D2030-410-PMS03 | Pump, Sewage Ejector (Basement by Chiller Rm) | Square D | NA | Form C | OM00036146 |  | Basement by Chiller Room "C" | NA | NA | NA | 0.5 | 220 | DNA | ELECTRIC | DNA | NA | NA | \Classifications\Building System Class\D20-Plumbing\D2030 - Sani Waste\Sewage Ejector Pump - PMS | 1017340
19-J1 | 19-J1 Pasadena Courthouse | 19-J1-D2030-410-PMS04 | Pump, Sewage Ejector (Boiler Room) | NA | NA | NA | OM00036595 |  | Basement Boiler Room | NA | NA | NA | DNA | DNA | DNA | ELECTRIC | DNA | NA | NA | \Classifications\Building System Class\D20-Plumbing\D2030 - Sani Waste\Sewage Ejector Pump - PMS | 1017341
19-J1 | 19-J1 Pasadena Courthouse | 19-J1-D2040-100-PSU03 | Pump, Sump (Boiler Room) | Square D | NA | Form C | OM00036145 |  | Basement Boiler Room | NA | NA | NA | 0.5 | 220 | DNA | ELECTRIC | DNA | NA | NA | \Classifications\Building System Class\D20-Plumbing\D2040 - Rain Drain\Sump Pump - PSU | 1017342
19-J1 | 19-J1 Pasadena Courthouse | 19-J1-D2040-100-PSU04 | Pump, Sump (Storage Rm "E") | DNA | DNA | DNA | OM00036147 |  | Basement Storage Room "E" | NA | NA | NA | DNA | DNA | DNA | ELECTRIC |  | NA | NA | \Classifications\Building System Class\D20-Plumbing\D2040 - Rain Drain\Sump Pump - PSU | 1017343
19-J1 | 19-J1 Pasadena Courthouse | 19-J1-D2040-100-PSU05 | Pump, Sump (Storage Rm "E") | Square | E17G3-468 | Form C | OM00015580 |  | Basement Storage Room "E" | NA | NA | NA | 1/2 HP | 220 | DNA | ELECTRIC | DNA | NA | NA | \Classifications\Building System Class\D20-Plumbing\D2040 - Rain Drain\Sump Pump - PSU | 1017344
19-J1 | 19-J1 Pasadena Courthouse | 19-J1-D2040-100-PSU06 | Pump, Sump (Behind Courthouse Near A/C) | Liberty Pumps | B3646919 | 257-2 | OM00040510 |  | Behind Courthouse at Bottom of Stairs Next to Split A/C | NA | NA | NA | 1/3 | 110 | 5.2 | ELECTRIC | 1 | NA | NA | \Classifications\Building System Class\D20-Plumbing\D2040 - Rain Drain\Sump Pump - PSU | 1017345
19-J1 | 19-J1 Pasadena Courthouse | 19-J1-G3010-210-PWT01 | Potable Water Storage Tank (Boiler Room) | John Wood Co | 09126 | 11385 | OM00036600 |  | Basement Boiler Room | NA | NA | NA | NA | NA | NA | NA |  | NA | NA | \Classifications\Building System Class\G30-Site Mechanical Utilities\G3010 - Water Supply\Potable Water Storage Tank - PWT | 1017346
19-J1 | 19-J1 Pasadena Courthouse | 19-J1-D3041-210-SFN01 | Supply Fan (Chiller Room) (Belt Driven) | Marathon | 450157329-1205028 | N-1G | OM00026460 |  | Basement Chiller Room | B-90 (1) | 20x20x8 (12) | NA | 3 | 240/480 | 8.1-7.8/3.9 | ELECTRIC | 3 | NA | NA | \Classifications\Building System Class\D30-HVAC Systems\D3040 - Distribution SYS\Supply/Exhaust/Return fans- FAN | 1017347
19-J1 | 19-J1 Pasadena Courthouse | 19-J1-D5011-240-TRN01 | Electrical Transformer, Main (Room B-5) | Westinghouse | 940771 | 1000TCH22GE | OM00026441 |  | Basement Chiller Room | NA | NA | NA | NA | 4160 | DNA | Electric | 3 | NA | NA | \Classifications\Building System Class\D50-Electrical SYS\D5010 - Elec Service & Dist\Transformer - TRN | 1017348
19-J1 | 19-J1 Pasadena Courthouse | 19-J1-D2023-310-WBS02 | Domestic Water Booster Pump (Boiler Rm) | Paco Pump | RJ94D0412001B | 9000 | OM00036598 |  | Basement Boiler Room | NA | NA | NA | 7.5 | 240/480 | 21.4-19.4/9.7 | ELECTRIC | 3 | NA | NA | \Classifications\Building System Class\D20-Plumbing\D2020 - Domestic Water\Domestic Water Booster System - WBS | 1017349
19-J1 | 19-J1 Pasadena Courthouse | 19-J1-D2023-310-WBS03 | Domestic Water Booster Pump (Boiler Rm) | Paco Pump | RJ94D0412001A | 9000 | OM00036599 |  | Basement Boiler Room | NA | NA | NA | 7.5 | 240/480 | 19-18/9 | ELECTRIC | 3 | NA | NA | \Classifications\Building System Class\D20-Plumbing\D2020 - Domestic Water\Domestic Water Booster System - WBS | 1017350
19-J1 | 19-J1 Pasadena Courthouse | 19-J1-D2023-310-WBS04 | Domestic Water Booster Pump (Room 603) | NA | NA | NA | OM00040534 |  | 6th Floor Room 603 Secured Hallway | NA | NA | NA | 1/3 | 240/480 | 1.4/0.70 | ELECTRIC | 3 | NA | NA | \Classifications\Building System Class\D20-Plumbing\D2020 - Domestic Water\Domestic Water Booster System - WBS | 1017351
19-J1 | 19-J1 Pasadena Courthouse | 19-J1-D5010-110-MCC01 | Motor Control Center (Chiller Rm) | Westinghouse | NA | NA | OM00036151 |  | Basement Chiller Room | NA | NA | NA | NA | 480 | 600 | ELECTRIC | 3 | NA | NA | \Classifications\Building System Class\D50-Electrical SYS\D5010 - Elec Service & Dist\Chiller Room Electrical Panel - MCC | 1017353
19-J1 | 19-J1 Pasadena Courthouse | 19-J1-D5010-110-MCC02 | Motor Control Center (Fan Room M309) | Westinghouse | NA | NA | OM00036156 |  | 3rd Floor Fan Room M309 | NA | NA | NA | NA | 480 | DNA | ELECTRIC | 3 | NA | NA | \Classifications\Building System Class\D50-Electrical SYS\D5010 - Elec Service & Dist\Chiller Room Electrical Panel - MCC | 1017354
19-J1 | 19-J1 Pasadena Courthouse | 19-J1-D5010-110-MCC03 | Motor Control Center (7th Floor Fan Room) | Westinghouse | NA | NA | OM00036133 |  | 7th Floor Penthouse Fan Room | NA | NA | NA | NA | 480 | 600 | ELECTRIC | 3 | NA | NA | \Classifications\Building System Class\D50-Electrical SYS\D5010 - Elec Service & Dist\Chiller Room Electrical Panel - MCC | 1017355
19-J1 | 19-J1 Pasadena Courthouse | 19-J1-D5010-110-MCC04 | Motor Control Center (Roof at Top Stairs) | Zinsco | 35508 | NA | OM00040518 |  | Roof at the Top of the Stairs | NA | NA | NA | NA | 480 | 200 | ELECTRIC | 3 | NA | NA | \Classifications\Building System Class\D50-Electrical SYS\D5010 - Elec Service & Dist\Chiller Room Electrical Panel - MCC | 1017356
19-J1 | 19-J1 Pasadena Courthouse | 19-J1-D5010-110-MCC05 | Motor Control Center (Room B-5) | Westinghouse | 255506 | LA48231IT9 | OM00040388 |  | Basement Electrical Room B5 | NA | NA | NA | NA | 480 | DNA | ELECTRIC | 3 | NA | NA | \Classifications\Building System Class\D50-Electrical SYS\D5010 - Elec Service & Dist\Chiller Room Electrical Panel - MCC | 1017357
19-J1 | 19-J1 Pasadena Courthouse | 19-J1-D5010-200-ESD01 | Electrical, Main Switchgear (Room SB-1) | Sierra | 7886-1 | 225TH124GD | OM00026407 |  | Basement Main Electrical Room SB-1 | NA | NA | NA | NA | 4160 | DNA | ELECTRIC | 3 | NA | NA | \Classifications\Building System Class\D50-Electrical SYS\D5010 - Elec Service & Dist\Electical Service and Distribution - ESD | 1017358
19-J1 | 19-J1 Pasadena Courthouse | 19-J1-D5010-200-ESD11 | Electrical, Main Switchgear (Room SB-1) | Sierra | 10201-1 | 225TH24GA | OM00026428 |  | Basement Main Electrical Room SB-1 | NA | NA | NA | NA | 4160 | DNA | ELECTRIC | 3 | NA | NA | \Classifications\Building System Class\D50-Electrical SYS\D5010 - Elec Service & Dist\Electical Service and Distribution - ESD | 1017359
19-J1 | 19-J1 Pasadena Courthouse | 19-J1-D5010-200-ESD03 | Electrical, Main Switchgear (Room B-5) | Westinghouse | NA | LBF1 | OM00026443 |  | Basement Electrical Room B-5 | NA | NA | NA | NA | 600 | 600 | ELECTRIC | DNA | NA | NA | \Classifications\Building System Class\D50-Electrical SYS\D5010 - Elec Service & Dist\Electical Service and Distribution - ESD | 1017360
19-J1 | 19-J1 Pasadena Courthouse | 19-J1-D5010-200-ESD04 | Electrical, Main Switchgear (Room B-5) | Westinghouse | NA | LBF1 | OM00026444 |  | Basement Electrical Room B-5 | NA | NA | NA | NA | 600 | 600 | ELECTRIC | NA | NA | NA | \Classifications\Building System Class\D50-Electrical SYS\D5010 - Elec Service & Dist\Electical Service and Distribution - ESD | 1017361
19-J1 | 19-J1 Pasadena Courthouse | 19-J1-D5010-200-ESD05 | Electrical, Main Switchgear (Room B-5) | Westinghouse | DNA | LBF1 | OM00026442 |  | Basement Electrical Room B-5 | NA | NA | NA | NA | 600 | 600 | ELECTRIC | DNA | NA | NA | \Classifications\Building System Class\D50-Electrical SYS\D5010 - Elec Service & Dist\Electical Service and Distribution - ESD | 1017362
19-J1 | 19-J1 Pasadena Courthouse | 19-J1-D5010-200-ESD06 | Electrical, Main Switchgear (Room 307) | Westinghouse | NA | LBF1 | OM00026411 |  | 3rd Floor Electrical Room 307 | NA | NA | NA | NA | 150 | 600 | ELECTRIC | DNA | NA | NA | \Classifications\Building System Class\D50-Electrical SYS\D5010 - Elec Service & Dist\Electical Service and Distribution - ESD | 1017363
19-J1 | 19-J1 Pasadena Courthouse | 19-J1-D5010-200-ESD07 | Electrical, Main Switchgear (Room 307) | Westinghouse | NA | LBF1 | OM00026410 |  | 3rd Floor Electrical Room 307 | NA | NA | NA | NA | 225 | 600 | ELECTRIC | DNA | NA | NA | \Classifications\Building System Class\D50-Electrical SYS\D5010 - Elec Service & Dist\Electical Service and Distribution - ESD | 1017364
19-J1 | 19-J1 Pasadena Courthouse | 19-J1-D5010-200-ESD08 | Electrical, Main Switchgear (Room 504) | Westinghouse | NA | LBF1 | OM00026406 |  | 5th Floor Electrical Room 504 | NA | NA | NA | NA | 112 1/2 | 600 | ELECTRIC | DNA | NA | NA | \Classifications\Building System Class\D50-Electrical SYS\D5010 - Elec Service & Dist\Electical Service and Distribution - ESD | 1017365
19-J1 | 19-J1 Pasadena Courthouse | 19-J1-D5010-200-ESD09 | Electrical, Main Switchgear (Room 504) | Westinghouse | NA | LBF1 | OM00026405 |  | 5th Floor Electrical Room 504 | NA | NA | NA | NA | 300 | 600 | ELECTRIC | DNA | NA | NA | \Classifications\Building System Class\D50-Electrical SYS\D5010 - Elec Service & Dist\Electical Service and Distribution - ESD | 1017366
19-J1 | 19-J1 Pasadena Courthouse | 19-J1-D5010-200-ESD02 | Electrical Main Panel (Room B-5) | Westinghouse | 255629 | LA48231IT11 | OM00040533 |  | Basement Electrical Room B-5 | NA | NA | NA | NA | 600 | DNA | ELECTRIC | DNA | NA | NA | \Classifications\Building System Class\D50-Electrical SYS\D5010 - Elec Service & Dist\Electical Service and Distribution - ESD | 1017367
19-J1 | 19-J1 Pasadena Courthouse | 19-J1-D3090-220-CMD03 | Compressor Air Dryer #1 (Room SB-2) | Hankinson | H510A1151104101 | HPR5-10 | OM00036155 |  | Sub Basement Room South Wing By Gym | NA | NA | R-134a | NA | 110 | DNA | ELECTRIC | 1 | NA | NA | \Classifications\Building System Class\D30-HVAC Systems\D3090 - Other HVAC Systems and Equipment\Compressed Air Dryer - CMD | 1017487
19-J1 | 19-J1 Pasadena Courthouse | 19-J1-D3090-114-CMP04 | Compressor Control Air #1 (Room SB-2) | US Falcon | F34497-950 | VA65 | OM00036154 | State ID# A008157-15 | Sub Basement Room South Wing By Gym | Super Grip Belt Code #4811 (1) | NA | NA | 1 | 240/480 | 3.10/1.5 | ELECTRIC | 1 | NA | NA | \Classifications\Building System Class\D30-HVAC Systems\D3090 - Other HVAC Systems and Equipment\Air Compressor - CMP | 1017488
19-J1 | 19-J1 Pasadena Courthouse | 19-J1-D2023-100-BFP06 | Backflow Preventer (Room B-21) (4" Fire Sprinkler) | Watt Regulator | 163287 | 709 | OM00036150 |  | Basement Fire Sprinkler Room B-21 | NA | NA | NA | NA | NA | NA | NA |  | NA | NA | \Classifications\Building System Class\D20-Plumbing\D2020 - Domestic Water\Backflow Preventer - BFP | 1017492
19-J1 | 19-J1 Pasadena Courthouse | 19-J1-D3021-130-BLR04 | Boiler #1 | LOCHINVAR | E1400263236 | CHN2072 | OM00041052 | A/N 568350 | Basement Room M10 | NA | 12x12 | NA | NA | NA | DNA | Natural gas | DNA | 1,999,999 | 1,760,000 | \Classifications\Building System Class\D30-HVAC Systems\D3020 - Heat SYS\Boiler,Hot Water,Oil/Gas/Comb. - BLR | 1018018
19-J1 | 19-J1 Pasadena Courthouse | 19-J1-D3021-130-BLR05 | Boiler #2 | LOCHINVAR | E1400263237 | CHN2072 | OM00041054 | A/N 568351 | Basement Room M10 | NA | 12x12 | NA | NA | NA | DNA | Natural gas | DNA | 1,999,999 | 1,760,000 | \Classifications\Building System Class\D30-HVAC Systems\D3020 - Heat SYS\Boiler,Hot Water,Oil/Gas/Comb. - BLR | 1018019
19-J1 | 19-J1 Pasadena Courthouse | 19-J1-D3021-130-BLR06 | Boiler #3 | LOCHINVAR | E1400263238 | CHN2072 | OM00041053 | A/N 568352 | Basement Room M10 | NA | 12x12 | NA | NA | NA | DNA | Natural gas | DNA | 1,999,999 | 1,760,000 | \Classifications\Building System Class\D30-HVAC Systems\D3020 - Heat SYS\Boiler,Hot Water,Oil/Gas/Comb. - BLR | 1018020
19-J1 | 19-J1 Pasadena Courthouse | 19-J1-D2023-100-BFP07 | Backflow Preventer #2 (4") (Fire Alarm Room) | Wilkins | 0490E | 350 ASTR (4") | OM00041058 | OW0209916-FA0234852-BD0023536-07905-MARCH | Basement Room B21 (LAPHD FORM REQUIRED) | NA | NA | NA | NA | NA | NA | NA |  | NA | NA | \Classifications\Building System Class\D20-Plumbing\D2020 - Domestic Water\Backflow Preventer - BFP | 1018487
19-J1 | 19-J1 Pasadena Courthouse | 19-J1-D2090-650-WSR02 | Water Treatment | Walchem | 1312204452 | WCT410-1N2V | OM00041051 |  | Basement Pump Room | NA | NA | NA | NA | 120 | 8.0 |  | Electric | NA | NA | \Classifications\Building System Class\D20-Plumbing\D2090 - Other Plumbing SYS\Water Softener - WSR | 1018814
19-J1 | 19-J1 Pasadena Courthouse | 19-J1-D3030-110-CTW03 | Cooling Tower #1 | BAC | U14783290102 | PT2-0809A-3L1 | OM00041049 |  | Roof | B158 (3) | NA | NA | 15 | 460 | 18 | Electric | 3 | NA | NA | \Classifications\Building System Class\D30-HVAC Systems\D3030 - Cooling SYS\Cooling Tower - CTW | 1018815
19-J1 | 19-J1 Pasadena Courthouse | 19-J1-D3030-110-CTW04 | Cooling Tower #2 | BAC | U14783290101 | PT2-0809A-3L1 | OM00041050 |  | Roof | B158 (3) | NA | NA | 15 | 460 | 18 | Electric | 3 | NA | NA | \Classifications\Building System Class\D30-HVAC Systems\D3030 - Cooling SYS\Cooling Tower - CTW | 1018816
19-J1 | 19-J1 Pasadena Courthouse | 19-J1-D2030-410-PMS05 | Sewer Ejector Pump (Near Hot Water Heater) | Tsurumi Pump | B10799748 | 100C422CR | OM00041055 |  | Near Hot Water Heater | NA | NA | NA | 3 | 460 | 4.3 | Electric | 3 | NA | NA | \Classifications\Building System Class\D20-Plumbing\D2030 - Sani Waste\Sewage Ejector Pump - PMS | 1018817
19-J1 | 19-J1 Pasadena Courthouse | 19-J1-D2030-410-PMS06 | Sewer Ejector Pump (Near Hot Water Heater) | Tsurumi Pump | B10799752 | 100C422CR | OM00041056 |  | Near Hot Water Heater | NA | NA | NA | 3 | 460 | 4.3 | Electric | 3 | NA | NA | \Classifications\Building System Class\D20-Plumbing\D2030 - Sani Waste\Sewage Ejector Pump - PMS | 1018818
19-J1 | 19-J1 Pasadena Courthouse | 19-J1-D2023-100-BFP08 | Backflow Preventer, Cooling Tower BFP08 | FEBCO | J025960 | 825Y 11 /2 | OM00033432 | OW0209916-FA0234852-BD0024895-MARCH | Roof, Cooling Tower (LAPHD FORM REQUIRED) | NA | NA | NA | NA | NA | NA | NA | NA | NA | NA | \Classifications\Building System Class\D20-Plumbing\D2020 - Domestic Water\Backflow Preventer - BFP | 1019257
19-J1 | 19-J1 Pasadena Courthouse | 19-J1-D3031-130-CLR03 | Chiller,Water Cooled - CLR #1 | York | SHCM-318790 | YKC5CSQ4-EKG | OM00002633 |  | Basement, Mechanical Room M1 | NA | NA | R-134a | 266 | 480 | 384 | Electric | 3 | NA | NA | \Classifications\Building System Class\D30-HVAC Systems\D3030 - Cooling SYS\Chiller, Water Cooled - CLR | 1019974
19-J1 | 19-J1 Pasadena Courthouse | 19-J1-D3031-130-CLR04 | Chiller,Water Cooled - CLR #2 | York | SHCM-318990 | YKC5CSQ4-EKG | OM00002634 |  | Basement, Mechanical Room M1 | NA | NA | R-134a | 266 | 480 | 384 | Electric | 3 | NA | NA | \Classifications\Building System Class\D30-HVAC Systems\D3030 - Cooling SYS\Chiller, Water Cooled - CLR | 1019975
19-J1 | 19-J1 Pasadena Courthouse | 19-J1-D3060-100-RDS01 | Refrigerant Leak Detection System | Honeywell | NA | 301EM | OM00002636 |  | Basement, Mechanical Room M1 | NA | NA | NA | NA | 24 | 1 | Electric | 3 | NA | NA | \Classifications\Building System Class\D30-HVAC Systems\D3060 - Control & Inst Air\Refrigerant Leak Detection System - RDS | 1019976
19-J1 | 19-J1 Pasadena Courthouse | 19-J1-D3042-220-EFN18 | Refrigerant Management Exhaust Fan #1 | Cook | NA | SQN-B | OM00002635 |  | Basement, Mechanical Room M1 | AX48 | NA | NA | NA | NA | DNA | Electric | DNA | NA | NA | \Classifications\Building System Class\D30-HVAC Systems\D3040 - Distribution SYS\Supply/Exhaust/Return fans- FAN | 1019977
19-J1 | 19-J1 Pasadena Courthouse | 19-J1-D5037-710-FAP02 | Fire Alarm Panel - FAP02 | Notifier | ECN-15-0300 | AM30-30 | OM00033431 |  | Floor 1, Next To Elevator # 5 | NA | NA | NA | NA | 120 | DNA | Electric | DNA | NA | NA | \Classifications\Building System Class\D50-Electrical SYS\D5030 - Comm & Security\Fire Alarm Panel - FAP | 1020492
19-J1 | 19-J1 Pasadena Courthouse | 19-J1-D4010-150-FMS03 | DRY STANDPIPE (FMS03) | Powhatan | NA | NA | OM00036517 |  | East side of Building | NA | NA | NA | NA | NA | NA | NA | NA | NA | NA | \Classifications\Building System Class\D40-Fire Protection SYS\D4010 - Sprinkler SYS\Fire Systems, stand pipes - FMS | 1021510
19-J1 | 19-J1 Pasadena Courthouse | 19-J1-D4010-150-FMS04 | DRY STANDPIPE (FMS04) | Powhatan | NA | NA | OM00036523 |  | West side of Building | NA | NA | NA | NA | NA | NA | NA | NA | NA | NA | \Classifications\Building System Class\D40-Fire Protection SYS\D4010 - Sprinkler SYS\Fire Systems, stand pipes - FMS | 1021511
19-J3 | 19-J3 Parking Structure-Lot 53 Pasadena Court | 19-J3-D4010-150-FMS01 | System Extinguishing,Wet Pipe - SEW03 | Grinnell | 6175 | A | OM00026440 | NA | Fire Sprinkler Room | NA | NA | NA | NA | NA | NA | NA | NA | NA | NA | \Classifications\Building System Class\D40-Fire Protection SYS\D4010 - Sprinkler SYS\Fire Systems, stand pipes - FMS | 1011116
19-J3 | 19-J3 Parking Structure-Lot 53 Pasadena Court | 19-J3-D4010-150-FMS02 | System Extinguishing,Wet Pipe - SEW04 | Grinnell | NA | A | OM00026438 |  | Sub Basement, Parking Structure | NA | NA | NA | NA | NA | NA | NA | NA | NA | NA | \Classifications\Building System Class\D40-Fire Protection SYS\D4010 - Sprinkler SYS\Fire Systems, stand pipes - FMS | 1011117
19-J3 | 19-J3 Parking Structure-Lot 53 Pasadena Court | 19-J3-D1010-100-ELE01 | Elevator #1 (Hydro) | DOVER | E-46750 | DP180-40 | OM00030958 | State ID# 062412 | Parking Structure | NA | NA | NA | 40 | 480 | 40 | Electric | 3 | NA | NA | \Classifications\Building System Class\D10-Conveyance Systems\D1010 - Elevator\Elevator,Electric,Pass/Freight - ELE | 1013950
19-J3 | 19-J3 Parking Structure-Lot 53 Pasadena Court | 19-J3-D2040-100-PSU01 | SUMP PUMP PARKING PSU01 | Sulzer Pump | PX-603117 | 1322 | OM00030959 |  | FIRE SPRINKLER/VALVE RM, SW CORNER PARKING STRUCTURE | NA | NA | NA | NA | 240/480 | DNA | Electric | DNA | NA | NA | \Classifications\Building System Class\D20-Plumbing\D2040 - Rain Drain\Sump Pump - PSU | 1013958
19-J3 | 19-J3 Parking Structure-Lot 53 Pasadena Court | 19-J3-D3042-220-EFN01 | Exhaust Fan (Parking Basement) (Belt Driven) | ALADDIN | 50780 | Size 2-20 | OM00030960 |  | Parking Structure Fire Sprinkler Room SW Corner | B-97 (2) | NA | NA | 7.5 | 240/480 | 19.5/9.8 | Electric | 3 | NA | NA | \Classifications\Building System Class\D30-HVAC Systems\D3040 - Distribution SYS\Supply/Exhaust/Return fans- FAN | 1013975
19-J3 | 19-J3 Parking Structure-Lot 53 Pasadena Court | 19-J3-D4031-100-FEX32 | FIRE EXTINGUISHERS (32) | NA | NA | NA | OM00036609 |  | THROUGHOUT BUILDING | NA | NA | NA | NA | NA | NA | NA | NA | NA | NA | \Classifications\Building System Class\D40-Fire Protection SYS\D4030 - FIRE SPEC\Fire Extinguisher - FEX | 1015559
19-J3 | 19-J3 Parking Structure-Lot 53 Pasadena Court | 19-J3-G2023-150-PEG01 | Security Parking Gate (Attendants Booth) | American Parking Equipment Inc | L0651A | G-89 | OM00040384 | NA | Attendants Booth | 4L-220H | NA | NA | 1/3 | 110 | 13.6 | ELECTRIC | 1 | NA | NA | \Classifications\Building System Class\G20-Other Systems\G2020 - Parking Lots\Secured Parking Gate - PEG | 1017368
19-J3 | 19-J3 Parking Structure-Lot 53 Pasadena Court | 19-J3-G2023-150-PEG03 | Security Parking Gate (Attendants Booth) | American Parking Equipment Inc | L0511A | G-89 | OM00040386 | NA | Attendants Booth | 4L-220 | NA | NA | 1/3 | 110 | 13.6 | ELECTRIC | 1 | NA | NA | \Classifications\Building System Class\G20-Other Systems\G2020 - Parking Lots\Secured Parking Gate - PEG | 1017370
19-J3 | 19-J3 Parking Structure-Lot 53 Pasadena Court | 19-J3-G2023-150-PEG02 | Security Parking Gate (Attendants Booth) | American Parking Equipment Inc | L0531A | G-89 | OM00040387 | NA | Attendants Booth | 4L-220 | NA | NA | 1/3 | 110 | 13.6 | ELECTRIC | 1 | NA | NA | \Classifications\Building System Class\G20-Other Systems\G2020 - Parking Lots\Secured Parking Gate - PEG | 1017369
19-J3 | 19-J3 Parking Structure-Lot 53 Pasadena Court | 19-J3-G2023-150-PEG04 | Security Parking Gate (Attendants Booth) | American Parking Equipment Inc | L0-611A | G-89 | OM00040385 | NA | Attendants Booth | 4L-220 | NA | NA | 1/3 | 110 | 13.6 | ELECTRIC | 1 | NA | NA | \Classifications\Building System Class\G20-Other Systems\G2020 - Parking Lots\Secured Parking Gate - PEG | 1017371
19-J3 | 19-J3 Parking Structure-Lot 53 Pasadena Court | 19-J3-D2023-310-WBS01 | Pump, Water Booster System (Fire Sprinkler Rm) | Peerless Pump | 67-4902BA | E1X2X8S | OM00030961 | NA | Southwest Corner of Building in Fire Sprinkler Room | NA | NA | NA | 1/2 | 240/480 | 7.2/3.6 | ELECTRIC | 3 | NA | NA | \Classifications\Building System Class\D20-Plumbing\D2020 - Domestic Water\Domestic Water Booster System - WBS | 1017374
19-J3 | 19-J3 Parking Structure-Lot 53 Pasadena Court | 19-J3-D2040-100-PSU02 | Sump Pump (Fire Sprinkler Rm) | Century Electric Motor | 8111871-01 | 1322 | OM00040520 |  | Southwest Corner of Building in Fire Sprinkler Room | NA | NA | NA | 1/2 | 240/480 | 2.1 | ELECTRIC | 3 | NA | NA | \Classifications\Building System Class\D20-Plumbing\D2040 - Rain Drain\Sump Pump - PSU | 1017372
19-J3 | 19-J3 Parking Structure-Lot 53 Pasadena Court | 19-J3-G3010-210-PWT01 | Potable Water Storage Tank (Fire Sprinkler Rm) | Apco | DNA | 4308 | OM00040380 |  | Southwest Corner of Building in Fire Sprinkler Room | NA | NA | NA | NA | NA | NA | NA | NA | NA | NA | \Classifications\Building System Class\G30-Site Mechanical Utilities\G3010 - Water Supply\Potable Water Storage Tank - PWT | 1017373
19-J3 | 19-J3 Parking Structure-Lot 53 Pasadena Court | 19-J3-D5011-240-TRN01 | Electrical, Transformer TRN01 | General Electric | EC | 9T25Y4287 | OM00035636 |  | Floor 1, on the south east corner of the facility | NA | NA | NA | NA | 120/208 | 800 | Electric | 3 | NA | NA | \Classifications\Building System Class\D50-Electrical SYS\D5010 - Elec Service & Dist\Transformer - TRN | 1021516
19-J3 | 19-J3 Parking Structure-Lot 53 Pasadena Court | 19-J3-D5011-240-TRN02 | Electrical, Transformer TRN02 | General Electric | GEG-805 | 9F31YBA211 | OM00035637 |  | Floor 1, on the south east corner of the facility | NA | NA | NA | NA | 5200 | 200 | Electric | 3 | NA | NA | \Classifications\Building System Class\D50-Electrical SYS\D5010 - Elec Service & Dist\Transformer - TRN | 1021517
19-J3 | 19-J3 Parking Structure-Lot 53 Pasadena Court | 19-J3-D5092-210-GEN01 | Generator, Emergency GEN01 | Katolight | 62016-S-16491 | 15SX9E | OM00035633 |  | Floor 1, On the south east corner of the facility | NA | NA | NA | NA | 120/208 | 52 | Diesel | 3 | NA | NA | \Classifications\Building System Class\D50-Electrical SYS\D5090 - Elec SYS\Emergency Generator - GEN | 1021518
19-J3 | 19-J3 Parking Structure-Lot 53 Pasadena Court | 19-J3-D5010-200-ESD01 | Electrical Service and Distribution ESD01 | General Electric | 226238 | NA | OM00040381 |  | On the south east corner of the facility | NA | NA | NA | DNA | 120/208 | 800 | Electric | 3 | NA | NA | \Classifications\Building System Class\D50-Electrical SYS\D5010 - Elec Service & Dist\Electical Service and Distribution - ESD | 1021577
19-J3 | 19-J3 Parking Structure-Lot 53 Pasadena Court | 19-J3-D3042-220-EFN02 | Fan, Exhaust (Belt Driven Fan) EFN02 | Fasco Motors | 12291616-00 | D480 | OM00035635 |  | On the south east corner of the facility | NA | NA | NA | NA | 120/208 | 800 | Electric | 3 | NA | NA | \Classifications\Building System Class\D30-HVAC Systems\D3040 - Distribution SYS\Supply/Exhaust/Return fans- FAN | 1021578
19-J3 | 19-J3 Parking Structure-Lot 53 Pasadena Court | 19-J3-B2010-100-BLD01 | Parking Building Structure | NA | NA | NA | OM00035639 |  | All | NA | NA | NA | NA | NA | NA | NA | NA | NA | NA | \Classifications\Building System Class\B20-General Building Exterior\B2010 - Exterior Walls\Building - BLD | 1021579
19-J3 | 19-J3 Parking Structure-Lot 53 Pasadena Court | 19-J3-D2023-100-BFP02 | Backflow Preventor, Domestic BFP02 | Wilkins | 2-73788 | 975XL | OM00035638 | OWO209916-FA0234826-BD0029728 | On the south east corner of the facility (LAPHD FORM REQUIRED) | NA | NA | NA | NA | NA | NA | NA | NA | NA | NA | \Classifications\Building System Class\D20-Plumbing\D2020 - Domestic Water\Backflow Preventer - BFP | 1021580
19-J3 | 19-J3 Parking Structure-Lot 53 Pasadena Court | 19-J3-D5010-234-ATS01 | Electrical , Automatic Transfer Switch ATS01 | ASCO | 77377X | 905351C | OM00035634 |  | On the south east corner of the facility | NA | NA | NA | NA | 120/208/304 | 60 | Electric | DNA | NA | NA | \Classifications\Building System Class\D50-Electrical SYS\D5010 - Elec Service & Dist\Automatic Transfer Switch - ATS | 1021581
19-K1 | 19-K1 Stanley Mosk Courthouse | 19-K1-D1020-100-ESC01 | ESCALATOR (1-2, WEST) (GRAND ST SIDE) | OTIS ELEVATOR | DNA | DNA | OM00035601 | State ID# 031949¦ 1-2, West | GRANDSIDE | NA | NA | NA | DNA | 120/208 | 100 | Electric | 3 | NA | NA | \Classifications\Building System Class\D10-Conveyance Systems\D1020 - Escalator\Escalator,Electric - ESC | 1014551
19-K1 | 19-K1 Stanley Mosk Courthouse | 19-K1-D1020-100-ESC02 | ESCALATOR (2-1, WEST) (GRAND ST SIDE) | OTIS ELEVATOR | DNA | DNA | OM00035600 | State ID# 031950¦ 2-1, West | GRANDSIDE | NA | NA | NA | DNA | 120/208 | 100 | Electric | 3 | NA | NA | \Classifications\Building System Class\D10-Conveyance Systems\D1020 - Escalator\Escalator,Electric - ESC | 1014552
19-K1 | 19-K1 Stanley Mosk Courthouse | 19-K1-D1020-100-ESC03 | ESCALATOR (2-3, WEST) (GRAND ST SIDE) | OTIS ELEVATOR | DNA | DNA | OM00035599 | State ID# 031951¦ 2-3, West |  | NA | NA | NA | DNA | 120/208 | 100 | Electric | 3 | NA | NA | \Classifications\Building System Class\D10-Conveyance Systems\D1020 - Escalator\Escalator,Electric - ESC | 1014553
19-K1 | 19-K1 Stanley Mosk Courthouse | 19-K1-D1020-100-ESC04 | ESCALATOR (3-2, WEST) (GRAND ST SIDE) | OTIS ELEVATOR | DNA | DNA | OM00035598 | State ID# 031952¦ 3-2, West | GRANDSIDE | NA | NA | NA | DNA | 120/208 | 100 | Electric | 3 | NA | NA | \Classifications\Building System Class\D10-Conveyance Systems\D1020 - Escalator\Escalator,Electric - ESC | 1014554
19-K1 | 19-K1 Stanley Mosk Courthouse | 19-K1-D1020-100-ESC05 | ESCALATOR (3-4, WEST) (GRAND ST SIDE) | OTIS ELEVATOR | DNA | DNA | OM00035597 | State ID# 031953¦ 3-4, West | GRANDSIDE | NA | NA | NA | DNA | 120/208 | 100 | Electric | 3 | NA | NA | \Classifications\Building System Class\D10-Conveyance Systems\D1020 - Escalator\Escalator,Electric - ESC | 1014555
19-K1 | 19-K1 Stanley Mosk Courthouse | 19-K1-D1020-100-ESC06 | ESCALATOR (4-3, WEST) (GRAND ST SIDE) | OTIS ELEVATOR | DNA | DNA | OM00035596 | State ID# 031954¦ 4-3, West | GRANDSIDE | NA | NA | NA | DNA | 120/208 | 100 | Electric | 3 | NA | NA | \Classifications\Building System Class\D10-Conveyance Systems\D1020 - Escalator\Escalator,Electric - ESC | 1014556
19-K1 | 19-K1 Stanley Mosk Courthouse | 19-K1-D1020-100-ESC07 | ESCALATOR (4-5, WEST) (GRAND ST SIDE) | OTIS ELEVATOR | DNA | DNA | OM00035595 | State ID# 031955¦ 4-5, West | GRANDSIDE | NA | NA | NA | DNA | 120/208 | 100 | Electric | 3 | NA | NA | \Classifications\Building System Class\D10-Conveyance Systems\D1020 - Escalator\Escalator,Electric - ESC | 1014557
19-K1 | 19-K1 Stanley Mosk Courthouse | 19-K1-D1020-100-ESC08 | ESCALATOR (5-4, WEST) (GRAND ST SIDE) | OTIS ELEVATOR | DNA | DNA | OM00035594 | State ID# 031956¦ 5-4, West | GRANDSIDE | NA | NA | NA | DNA | 120/208 | 100 | Electric | 3 | NA | NA | \Classifications\Building System Class\D10-Conveyance Systems\D1020 - Escalator\Escalator,Electric - ESC | 1014558
19-K1 | 19-K1 Stanley Mosk Courthouse | 19-K1-D1020-100-ESC09 | ESCALATOR (5-6, WEST) (GRAND ST SIDE) | OTIS ELEVATOR | DNA | DNA | OM00035593 | State ID# 031957¦ 5-6, West | GRANDSIDE | NA | NA | NA | DNA | 120/208 | 100 | Electric | 3 | NA | NA | \Classifications\Building System Class\D10-Conveyance Systems\D1020 - Escalator\Escalator,Electric - ESC | 1014559
19-K1 | 19-K1 Stanley Mosk Courthouse | 19-K1-D1020-100-ESC10 | ESCALATOR (6-5, WEST) (GRANDSIDE) | OTIS ELEVATOR | DNA | DNA | OM00036403 | State ID# 031958¦ 6-5, West | HILLSIDE | NA | NA | NA | DNA | 120/208 | 100 | Electric | 3 | NA | NA | \Classifications\Building System Class\D10-Conveyance Systems\D1020 - Escalator\Escalator,Electric - ESC | 1014560
19-K1 | 19-K1 Stanley Mosk Courthouse | 19-K1-D1020-100-ESC11 | ESCALATOR (6-7, WEST) (GRAND ST SIDE) | OTIS ELEVATOR | DNA | DNA | OM00036402 | State ID# 031959¦ 6-7, West | SOUTHBANK HILLSIDE | NA | NA | NA | DNA | 120/208 | 100 | Electric | 3 | NA | NA | \Classifications\Building System Class\D10-Conveyance Systems\D1020 - Escalator\Escalator,Electric - ESC | 1014561
19-K1 | 19-K1 Stanley Mosk Courthouse | 19-K1-D1020-100-ESC12 | ESCALATOR (7-6, WEST) (GRAND ST SIDE) | OTIS ELEVATOR | DNA | DNA | OM00036401 | State ID# 031960¦ 7-6, West | SOUTHBANK HILLSIDE | NA | NA | NA | DNA | 120/208 | 100 | Electric | 3 | NA | NA | \Classifications\Building System Class\D10-Conveyance Systems\D1020 - Escalator\Escalator,Electric - ESC | 1014562
19-K1 | 19-K1 Stanley Mosk Courthouse | 19-K1-D1020-100-ESC13 | ESCALATOR (7-8, WEST) (GRAND ST SIDE) | OTIS ELEVATOR | DNA | DNA | OM00036400 | State ID# 031961 ¦ 7-8, West | SOUTHBANK HILLSIDE | NA | NA | NA | DNA | 120/208 | 100 | Electric | 3 | NA | NA | \Classifications\Building System Class\D10-Conveyance Systems\D1020 - Escalator\Escalator,Electric - ESC | 1014563
19-K1 | 19-K1 Stanley Mosk Courthouse | 19-K1-D1020-100-ESC14 | ESCALATOR (8-7, WEST) (GRAND ST SIDE) | OTIS ELEVATOR | DNA | DNA | OM00036399 | State ID# 031962¦ 8-7, West | SOUTHBANK HILLSIDE | NA | NA | NA | DNA | 120/208 | 100 | Electric | 3 | NA | NA | \Classifications\Building System Class\D10-Conveyance Systems\D1020 - Escalator\Escalator,Electric - ESC | 1014564
19-K1 | 19-K1 Stanley Mosk Courthouse | 19-K1-D1020-100-ESC15 | ESCALATOR (8-9, WEST) (GRAND ST SIDE) | OTIS ELEVATOR | DNA | DNA | OM00036398 | State ID# 031963 ¦ 8-9, West | SOUTHBANK HILLSIDE | NA | NA | NA | DNA | 120/208 | 100 | Electric | 3 | NA | NA | \Classifications\Building System Class\D10-Conveyance Systems\D1020 - Escalator\Escalator,Electric - ESC | 1014565
19-K1 | 19-K1 Stanley Mosk Courthouse | 19-K1-D1020-100-ESC16 | ESCALATOR (9-8, WEST) (GRAND ST SIDE) | OTIS ELEVATOR | DNA | DNA | OM00036397 | State ID# 031964¦ 9-8, West |  | NA | NA | NA | DNA | DNA | DNA | Electric | DNA | NA | NA | \Classifications\Building System Class\D10-Conveyance Systems\D1020 - Escalator\Escalator,Electric - ESC | 1014566
19-K1 | 19-K1 Stanley Mosk Courthouse | 19-K1-D1020-100-ESC17 | ESCALATOR (1-2, EAST) (HILL ST SIDE) | OTIS ELEVATOR | DNA | DNA | OM00036404 | State ID# 031965¦ 1-2, East |  | NA | NA | NA | DNA | DNA | DNA | Electric | DNA | NA | NA | \Classifications\Building System Class\D10-Conveyance Systems\D1020 - Escalator\Escalator,Electric - ESC | 1014567
19-K1 | 19-K1 Stanley Mosk Courthouse | 19-K1-D1020-100-ESC18 | ESCALATOR (2-1, EAST) (HILL ST SIDE) | OTIS ELEVATOR | DNA | DNA | OM00036405 | State ID# 031966¦ 2-1, East |  | NA | NA | NA | DNA | DNA | DNA | Electric | DNA | NA | NA | \Classifications\Building System Class\D10-Conveyance Systems\D1020 - Escalator\Escalator,Electric - ESC | 1014568
19-K1 | 19-K1 Stanley Mosk Courthouse | 19-K1-D1020-100-ESC19 | ESCALATOR (2-3, EAST) (HILL ST SIDE) | OTIS ELEVATOR | DNA | DNA | OM00036406 | State ID# 031967¦ 2-3, East |  | NA | NA | NA | DNA | DNA | DNA | Electric | DNA | NA | NA | \Classifications\Building System Class\D10-Conveyance Systems\D1020 - Escalator\Escalator,Electric - ESC | 1014569
19-K1 | 19-K1 Stanley Mosk Courthouse | 19-K1-D1020-100-ESC20 | ESCALATOR (3-2, EAST) (HILL ST SIDE) | OTIS ELEVATOR | DNA | DNA | OM00036407 | State ID# 031968¦ 3-2, East |  | NA | NA | NA | DNA | DNA | DNA | Electric | DNA | NA | NA | \Classifications\Building System Class\D10-Conveyance Systems\D1020 - Escalator\Escalator,Electric - ESC | 1014570
19-K1 | 19-K1 Stanley Mosk Courthouse | 19-K1-D1020-100-ESC21 | ESCALATOR (3-4, EAST) (HILL ST SIDE) | OTIS ELEVATOR | DNA | DNA | OM00035750 | State ID# 031969¦ 3-4, East |  | NA | NA | NA | DNA | DNA | DNA | Electric | DNA | NA | NA | \Classifications\Building System Class\D10-Conveyance Systems\D1020 - Escalator\Escalator,Electric - ESC | 1014571
19-K1 | 19-K1 Stanley Mosk Courthouse | 19-K1-D1020-100-ESC22 | ESCALATOR (4-3, EAST) (HILL ST SIDE) | OTIS ELEVATOR | DNA | DNA | OM00035751 | State ID# 031970¦ 4-3, East |  | NA | NA | NA | DNA | DNA | DNA | Electric | DNA | NA | NA | \Classifications\Building System Class\D10-Conveyance Systems\D1020 - Escalator\Escalator,Electric - ESC | 1014572
19-K1 | 19-K1 Stanley Mosk Courthouse | 19-K1-D1020-100-ESC23 | ESCALATOR (4-5, EAST) (HILL ST SIDE) | OTIS ELEVATOR | DNA | DNA | OM00035752 | State ID# 031971¦ 4-5, East |  | NA | NA | NA | DNA | DNA | DNA | Electric | DNA | NA | NA | \Classifications\Building System Class\D10-Conveyance Systems\D1020 - Escalator\Escalator,Electric - ESC | 1014573
19-K1 | 19-K1 Stanley Mosk Courthouse | 19-K1-D1020-100-ESC24 | ESCALATOR (5-4, EAST) (HILL ST SIDE) | OTIS ELEVATOR | DNA | DNA | OM00035753 | State ID# 031972¦ 5-4, East |  | NA | NA | NA | DNA | DNA | DNA | Electric | DNA | NA | NA | \Classifications\Building System Class\D10-Conveyance Systems\D1020 - Escalator\Escalator,Electric - ESC | 1014574
19-K1 | 19-K1 Stanley Mosk Courthouse | 19-K1-D1020-100-ESC25 | ESCALATOR (5-6, EAST) (HILL ST SIDE) | OTIS ELEVATOR | DNA | DNA | OM00035754 | State ID# 031973¦ 5-6, East |  | NA | NA | NA | DNA | DNA | DNA | Electric | DNA | NA | NA | \Classifications\Building System Class\D10-Conveyance Systems\D1020 - Escalator\Escalator,Electric - ESC | 1014575
19-K1 | 19-K1 Stanley Mosk Courthouse | 19-K1-D1020-100-ESC26 | ESCALATOR (6-5, EAST) (HILL ST SIDE) | OTIS ELEVATOR | DNA | DNA | OM00035755 | State ID# 031974¦ 6-5, East |  | NA | NA | NA | DNA | DNA | DNA | Electric | DNA | NA | NA | \Classifications\Building System Class\D10-Conveyance Systems\D1020 - Escalator\Escalator,Electric - ESC | 1014576
19-K1 | 19-K1 Stanley Mosk Courthouse | 19-K1-D2023-100-BFP06 | BACKFLOW PREVENTER #6 (3/4 INCH) | WILKINS | 214903 | 975 XL | OM00035556 | OW0209916-FA0234827-BD0022786-MARCH | -RMM 333 MAKE-UP FOR COMPUTER LIEBERT CHALLENGER 3 CHILLERS MECH ROOM (LAPHD FORM REQUIRED) | NA | NA | NA | NA | NA | NA | NA | NA | NA | NA | \Classifications\Building System Class\D20-Plumbing\D2020 - Domestic Water\Backflow Preventer - BFP | 1015040
19-K1 | 19-K1 Stanley Mosk Courthouse | 19-K1-D3041-110-AHU06 | AIR HANDLER UNIT #6 | UTILITY FAN CORP | A05257 | 4-1700 | OM00035558 |  | MECH RM 333 (AIR HANDLER #6) | BP-120 (2) | (3) 20X25X2 | NA | 7.5 | 208-230/460 | 24-22/11 | Electric | 3 | NA | NA | \Classifications\Building System Class\D30-HVAC Systems\D3040 - Distribution SYS\Air Handling Unit - AHU | 1015046
19-K1 | 19-K1 Stanley Mosk Courthouse | 19-K1-D3041-110-AHU07 | AIR HANDLER UNIT #7 | UTILITY FAN CORP | A05258 | 4-2620 | OM00035554 |  | MECHINICAL ROOM | B-180 (4) | (20) 20X25X2 | NA | 15 | 208-220/440 | 39.85-38.2/19.1 | Electric | 3 | NA | NA | \Classifications\Building System Class\D30-HVAC Systems\D3040 - Distribution SYS\Air Handling Unit - AHU | 1015047
19-K1 | 19-K1 Stanley Mosk Courthouse | 19-K1-D3041-110-AHU08 | AIR HANDLER UNIT #8 | UTILITY FAN CORP | A06670 | 4-1630 | OM00035557 |  | MECH RM 333 (AIR HANDLER #8) | B-128 (2) | (2) 20X25X2 | NA | 5 | 208-230/460 | 16-14-7 | Electric | 3 | NA | NA | \Classifications\Building System Class\D30-HVAC Systems\D3040 - Distribution SYS\Air Handling Unit - AHU | 1015048
19-K1 | 19-K1 Stanley Mosk Courthouse | 19-K1-D3041-110-AHU09 | AIR HANDLER UNIT #9 | UTILITY FAN CORP | A05265 | 4-2000 | OM00035551 |  | MECH RM 426B (AIR HANDLER #9) | B-144 (4) | (18) 20X25X2 | NA | 15 | 230/460 | 36/18 | Electric | 3 | NA | NA | \Classifications\Building System Class\D30-HVAC Systems\D3040 - Distribution SYS\Air Handling Unit - AHU | 1015049
19-K1 | 19-K1 Stanley Mosk Courthouse | 19-K1-D3041-110-AHU10 | AIR HANDLER UNIT #10 | UTILITY FAN CORP | A05266 | 4-2000 | OM00035552 |  | MECH RM 426B (AIR HANDLER #10) | B-144 (4) | (18) 20X25X2 | NA | 15 | 230/460 | 36/18 | Electric | 3 | NA | NA | \Classifications\Building System Class\D30-HVAC Systems\D3040 - Distribution SYS\Air Handling Unit - AHU | 1015050
19-K1 | 19-K1 Stanley Mosk Courthouse | 19-K1-D3041-110-AHU11 | AIR HANDLER UNIT #11 | UTILITY FAN CORP | A05267 | 4-2830 | OM00035529 |  | MECH RM 422D (AIR HANDLER #11) | B-180 (5) | (15) 20X25X2 | NA | 10 | 208-220/440 | 15.2/7.6 | Electric | 3 | NA | NA | \Classifications\Building System Class\D30-HVAC Systems\D3040 - Distribution SYS\Air Handling Unit - AHU | 1015051
19-K1 | 19-K1 Stanley Mosk Courthouse | 19-K1-D3041-110-AHU12 | AIR HANDLER UNIT #12 | UTILITY FAN CORP | A05268 | 4-2310 | OM00035530 |  | MECH RM 422D (AIR HANDLER #12) | B-158 (3) | (14) 20X25X2 | NA | 10 | 220/440 | 28-14 | Electric | 3 | NA | NA | \Classifications\Building System Class\D30-HVAC Systems\D3040 - Distribution SYS\Air Handling Unit - AHU | 1015052
19-K1 | 19-K1 Stanley Mosk Courthouse | 19-K1-D3041-110-AHU13 | AIR HANDLER UNIT #13 | UTILITY FAN CORP | A05360 | 4-2710 | OM00035445 |  | MECH RM 721 (AIR HANDLER #13) | B-180 (3) | (16) 20X25X2 | NA | 10 | 208-220/440 | 28.2/14.1 | Electric | 3 | NA | NA | \Classifications\Building System Class\D30-HVAC Systems\D3040 - Distribution SYS\Air Handling Unit - AHU | 1015053
19-K1 | 19-K1 Stanley Mosk Courthouse | 19-K1-D3041-110-AHU14 | AIR HANDLER UNIT #14 | UTILITY FAN CORP | A05361 | 4-2700 | OM00035444 |  | MECH RM 721 (AIR HANDLER #14) | B-180 (3) | (16) 20X25X2 | NA | 10 | 208-220/440 | 28.2/14.1 | Electric | 3 | NA | NA | \Classifications\Building System Class\D30-HVAC Systems\D3040 - Distribution SYS\Air Handling Unit - AHU | 1015054
19-K1 | 19-K1 Stanley Mosk Courthouse | 19-K1-D3041-110-AHU15 | AIR HANDLER UNIT #15 | UTILITY FAN CORP | A05362 | 4-2700 | OM00035454 |  | MECH RM 710 (AIR HANDLER #15) | B-180 (3) | (16) 24X25X2 | NA | 10 | 208-220/440 | 28.2/14.1 | Electric | 3 | NA | NA | \Classifications\Building System Class\D30-HVAC Systems\D3040 - Distribution SYS\Air Handling Unit - AHU | 1015055
19-K1 | 19-K1 Stanley Mosk Courthouse | 19-K1-D3041-110-AHU16 | AIR HANDLER UNIT #16 | UTILITY FAN CORP | A05359 | 4-2710 | OM00035455 |  | MECH RM 710 (AIR HANDLER #16) | B-180 (3) | (16) 24X25X2 | NA | 10 | 208/220/440 | 28/27/13.5 | Electric | 3 | NA | NA | \Classifications\Building System Class\D30-HVAC Systems\D3040 - Distribution SYS\Air Handling Unit - AHU | 1015056
19-K1 | 19-K1 Stanley Mosk Courthouse | 19-K1-D3041-110-AHU17 | AIR HANDLER UNIT #17 | UTILITY FAN CORP | A05358 | 4-2710 | OM00035456 |  | MECH RM 708 (AIR HANDLER #17) | B-180 (3) | (16) 20X25X2 | NA | 10 | 208-220/440 | 28.2-14.1 | Electric | 3 | NA | NA | \Classifications\Building System Class\D30-HVAC Systems\D3040 - Distribution SYS\Air Handling Unit - AHU | 1015057
19-K1 | 19-K1 Stanley Mosk Courthouse | 19-K1-D3041-110-AHU18 | AIR HANDLER UNIT #18 | UTILITY FAN CORP | A05363 | 4-2700 | OM00035457 |  | MECH RM 708 (AIR HANDLER #18) | B-180 (3) | (16) 20X25X2 | NA | 10 | 208-220/440 | 28.2-14.1 | Electric | 3 | NA | NA | \Classifications\Building System Class\D30-HVAC Systems\D3040 - Distribution SYS\Air Handling Unit - AHU | 1015058
19-K1 | 19-K1 Stanley Mosk Courthouse | 19-K1-D3041-110-AHU19 | AIR HANDLER UNIT #19 | UTILITY FAN CORP | A05364 | 4-2630 | OM00035467 |  | MECH RM 700 (AIR HANDLER #19) | B-180 (4) | (11) 20X25X2 | NA | 15 | 208-230/460 | 43-40/20 | Electric | 3 | NA | NA | \Classifications\Building System Class\D30-HVAC Systems\D3040 - Distribution SYS\Air Handling Unit - AHU | 1015059
19-K1 | 19-K1 Stanley Mosk Courthouse | 19-K1-D3041-110-AHU20 | AIR HANDLER UNIT #20 | UTILITY FAN CORP | A05373 | 4-2230 | OM00035469 |  | MECH RM 700 (AIR HANDLER #20) | B-158 (3) | (10) 20X25X2 | NA | 10 | 208-220/440 | 28.2-14.1 | Electric | 3 | NA | NA | \Classifications\Building System Class\D30-HVAC Systems\D3040 - Distribution SYS\Air Handling Unit - AHU | 1015060
19-K1 | 19-K1 Stanley Mosk Courthouse | 19-K1-D3041-110-AHU21 | AIR HANDLER UNIT #21 | UTILITY FAN CORP | A05920 | 4-1910 | OM00035471 |  | MECH RM 1026 (AIR HANDLER #21) | B-144 (2) | (8) 20X25X2 | NA | 7.5 | 240-480 | 17-8.5 | Electric | 3 | NA | NA | \Classifications\Building System Class\D30-HVAC Systems\D3040 - Distribution SYS\Air Handling Unit - AHU | 1015061
19-K1 | 19-K1 Stanley Mosk Courthouse | 19-K1-D3041-110-AHU22 | AIR HANDLER UNIT #22 (SUPPLY CHILLED WATER) | UTILITY FAN CORP | A05367 | 4-2430 | OM00035470 |  | MECH RM 1026 (AIR HANDLER #22) | B-162 (4) | (15) 20X25X2 | NA | 15 | 220/480 | 17-8.5 | Electric | 3 | NA | NA | \Classifications\Building System Class\D30-HVAC Systems\D3040 - Distribution SYS\Air Handling Unit - AHU | 1015062
19-K1 | 19-K1 Stanley Mosk Courthouse | 19-K1-B2010-100-BLD01 | BUILDING | NA | NA | NA | OM00035436 | NA | ENTIRE BUILDING | NA | NA | NA | NA | NA | NA | NA | NA | NA | NA | \Classifications\Building System Class\B20-General Building Exterior\B2010 - Exterior Walls\Building - BLD | 1015063
19-K1 | 19-K1 Stanley Mosk Courthouse | 19-K1-B3010-100-RUF01 | ROOF | NA | NA | NA | OM00035442 |  | ENTIRE ROOF | NA | NA | NA | NA | NA | NA | NA | NA | NA | NA | \Classifications\Building System Class\B30-Roofing\B3010 - Roof Types\Roof - RUF | 1015064
19-K1 | 19-K1 Stanley Mosk Courthouse | 19-K1-G2049-300-HSC01 | HARDSCAPE | DNA | DNA | DNA | OM00035441 | DNA | GROUNDS | NA | NA | NA | NA | NA | NA | NA | NA | NA | NA | \Classifications\Building System Class\G20-Other Systems\G2040 - Site Development\Hardscape - HSC | 1015065
19-K1 | 19-K1 Stanley Mosk Courthouse | 19-K1-G2050-200-LSC01 | LANDSCAPING | DNA | DNA | DNA | OM00035437 |  | GROUNDS | NA | NA | NA | NA | NA | NA | NA | NA | NA | NA | \Classifications\Building System Class\G20-Other Systems\G2050 - Landscaping\Landscaping - LSC | 1015066
19-K1 | 19-K1 Stanley Mosk Courthouse | 19-K1-D3041-110-AHU23 | AIR HANDLER UNIT #23 | UTILITY FAN CORP | A05378 | 4-2100 | OM00035482 |  | MECH RM 1032 (AIR HANDLER #23) | B-144 (2) | (15) 20X25X2 | NA | 5 | 208-220/440 | 15.2/7.6 | Electric | 3 | NA | NA | \Classifications\Building System Class\D30-HVAC Systems\D3040 - Distribution SYS\Air Handling Unit - AHU | 1015067
19-K1 | 19-K1 Stanley Mosk Courthouse | 19-K1-D3041-110-AHU24 | AIR HANKLER UNIT #24 | UTILITY FAN CORP | A05368 | 4-2500 | OM00035483 |  | MECH RM 1032 (AIR HANDLER #24) | B-158 (4) | (12) 20X25X2 | NA | 10 | 230/460 | 28.2/14.1 | Electric | 3 | NA | NA | \Classifications\Building System Class\D30-HVAC Systems\D3040 - Distribution SYS\Air Handling Unit - AHU | 1015068
19-K1 | 19-K1 Stanley Mosk Courthouse | 19-K1-D3041-110-AHU25 | AIR HANDLER UNIT #25 | UTILITY FAN CORP | A05375 | 4-2310 | OM00035484 |  | MECH RM 1032 (AIR HANDLER #25) | B-158 (3) | (15) 20X25X2 | NA | 7.5 | 208-220/440 | 15.2/7.6 | Electric | 3 | NA | NA | \Classifications\Building System Class\D30-HVAC Systems\D3040 - Distribution SYS\Air Handling Unit - AHU | 1015069
19-K1 | 19-K1 Stanley Mosk Courthouse | 19-K1-D3041-110-AHU26 | AIR HANDLER UNIT #26 | UTILITY FAN CORP | A05376 | 4-2300 | OM00035481 |  | MECH RM 1032 (AIR HANDLER #26) | B-180 (3) | (15) 20X25X2 | NA | 7.5 | 208-220/440 | 21.6-10.8 | Electric | 3 | NA | NA | \Classifications\Building System Class\D30-HVAC Systems\D3040 - Distribution SYS\Air Handling Unit - AHU | 1015070
19-K1 | 19-K1 Stanley Mosk Courthouse | 19-K1-D3041-110-AHU27 | AIR HANDLER UNIT #27 | UTILITY FAN CORP | A05371 | 4-2510 | OM00035480 |  | MECH RM 1032 (AIR HANDLER #27) | B-144 (3) | (15) 20X25X2 | NA | 10 | 220-440 | 27-13.6 | Electric | 3 | NA | NA | \Classifications\Building System Class\D30-HVAC Systems\D3040 - Distribution SYS\Air Handling Unit - AHU | 1015071
19-K1 | 19-K1 Stanley Mosk Courthouse | 19-K1-D3041-110-AHU32 | AIR HANDLER UNIT #32 | UTILITY FAN CORP | A05402 | 4-1710 | OM00035513 |  | MECH RM (AIR HANDLER #32) | B-136 (2) | (6) 20X25X2 | NA | 3 | 208-220/440 | 9.8-4.9 | Electric | 3 | NA | NA | \Classifications\Building System Class\D30-HVAC Systems\D3040 - Distribution SYS\Air Handling Unit - AHU | 1015072
19-K1 | 19-K1 Stanley Mosk Courthouse | 19-K1-D5010-234-ATS01 | ELECTRICAL, AUTOMATIC TRANSFER SWITCH #1 | WA BENJAMIN ELECTRIC CO | RT-343 | ATS-2 | OM00035495 |  | ELECTRICAL RM (ELECTRICAL TRANS #1) | NA | NA | NA | NA | 480 | 260 | Electric | DNA | NA | NA | \Classifications\Building System Class\D50-Electrical SYS\D5010 - Elec Service & Dist\Automatic Transfer Switch - ATS | 1015073
19-K1 | 19-K1 Stanley Mosk Courthouse | 19-K1-D2023-100-BFP01 | BACKFLOW PREVENTER #1 (2" SMALL) | FEBCO | J023241 | 825Y 2" | OM00035291 | OW0209916-FA0234827-BD0043244-MARCH | MECH ROOM (LAPHD FORM REQUIRED) | NA | NA | NA | NA | NA | NA | NA | NA | NA | NA | \Classifications\Building System Class\D20-Plumbing\D2020 - Domestic Water\Backflow Preventer - BFP | 1015074
19-K1 | 19-K1 Stanley Mosk Courthouse | 19-K1-D2023-100-BFP02 | BACKFLOW PREVENTER #4 (DOMESTIC 2") | WATTS | 192680 | 909 3" | OM00035531 | OW0209916-FA0234827-BD0043245-MARCH | CARD 3 - COURTHOUSE RM 334 Mech Room (LAPHD FORM REQUIRED)) | NA | NA | NA | NA | NA | NA | NA | NA | NA | NA | \Classifications\Building System Class\D20-Plumbing\D2020 - Domestic Water\Backflow Preventer - BFP | 1015075
19-K1 | 19-K1 Stanley Mosk Courthouse | 19-K1-D1010-100-ELE01 | LIFT, ELEVATOR #1 WEST (ELECTRIC, FREIGHT) | OTIS ELEVATOR | 239204 | 79 | OM00035488 | State ID# 031941 | PENTHOUSE ELEVATOR ROOM | NA | NA | NA | 88 | 350-385 | 188 | Electric | 3 | NA | NA | \Classifications\Building System Class\D10-Conveyance Systems\D1010 - Elevator\Elevator,Electric,Pass/Freight - ELE | 1015089
19-K1 | 19-K1 Stanley Mosk Courthouse | 19-K1-D1010-100-ELE02 | LIFT, ELEVATOR #2 (PUB) | OTIS ELEVATOR | 239394 | 74D | OM00035489 | State ID# 031942 | PENTHOUSE ELEVATOR ROOM | NA | NA | NA | 33 | 190-210 | 130 | Electric | 3 | NA | NA | \Classifications\Building System Class\D10-Conveyance Systems\D1010 - Elevator\Elevator,Electric,Pass/Freight - ELE | 1015090
19-K1 | 19-K1 Stanley Mosk Courthouse | 19-K1-D1010-100-ELE03 | LIFT, ELEVATOR #3 | OTIS ELEVATOR | 239396 | 74D | OM00035490 | State ID# 031943 | PENTHOUSE ELEVATOR ROOM | NA | NA | NA | 33 | 190-210 | 130 | Electric | 3 | NA | NA | \Classifications\Building System Class\D10-Conveyance Systems\D1010 - Elevator\Elevator,Electric,Pass/Freight - ELE | 1015091
19-K1 | 19-K1 Stanley Mosk Courthouse | 19-K1-D1010-100-ELE04 | LIFT, ELEVATOR #4 West | OTIS ELEVATOR | 239395 | 74D | OM00035491 | State ID# 031944 | PENTHOUSE ELEVATOR ROOM | NA | NA | NA | 33 | 190-210 | 130 | Electric | 3 | NA | NA | \Classifications\Building System Class\D10-Conveyance Systems\D1010 - Elevator\Elevator,Electric,Pass/Freight - ELE | 1015092
19-K1 | 19-K1 Stanley Mosk Courthouse | 19-K1-D1010-100-ELE05 | LIFT, ELEVATOR #5 | OTIS ELEVATOR | 239203 | 79D | OM00035514 | State ID# 031945 | OVER RM 700 MECH ROOM | NA | NA | NA | 88 | 350-385 | 118 | Electric | 3 | NA | NA | \Classifications\Building System Class\D10-Conveyance Systems\D1010 - Elevator\Elevator,Electric,Pass/Freight - ELE | 1015093
19-K1 | 19-K1 Stanley Mosk Courthouse | 19-K1-D1010-100-ELE06 | LIFT, ELEVATOR #6 | OTIS ELEVATOR | 239397 | 74D | OM00035515 | State ID# 031946 | ELEVATOR ROOM LOCATED OVER ROOM 700 MECH ROOM | NA | NA | NA | 33 | 190-210 | 130 | Electric | 3 | NA | NA | \Classifications\Building System Class\D10-Conveyance Systems\D1010 - Elevator\Elevator,Electric,Pass/Freight - ELE | 1015094
19-K1 | 19-K1 Stanley Mosk Courthouse | 19-K1-D1010-100-ELE07 | LIFT, ELEVATOR #7 | OTIS ELEVATOR | 239391 | 74D | OM00035516 | State ID# 031947 | ELEVATOR ROOM OVER RM 700 MECH RM | NA | NA | NA | 33 | 190-210-130 | 33 | Electric | 3 | NA | NA | \Classifications\Building System Class\D10-Conveyance Systems\D1010 - Elevator\Elevator,Electric,Pass/Freight - ELE | 1015095
19-K1 | 19-K1 Stanley Mosk Courthouse | 19-K1-D1010-100-ELE08 | LIFT, ELEVATOR #8 | OTIS ELEVATOR | 239398 | 74D | OM00035517 | State ID# 031948 | ELEVATOR ROOM OVER RM 700 MECH RM | NA | NA | NA | 33 | 190-210 | 130 | Electric | 3 | NA | NA | \Classifications\Building System Class\D10-Conveyance Systems\D1010 - Elevator\Elevator,Electric,Pass/Freight - ELE | 1015096
19-K1 | 19-K1 Stanley Mosk Courthouse | 19-K1-D5092-250-ELT70 | LIGHTING, EXTERIOR (70) | NA | NA | NA | OM00035439 |  | EXTERIOR OF BUILDING | NA | NA | NA | NA | 277/220 | DNA | Electric | DNA | NA | NA | \Classifications\Building System Class\D50-Electrical SYS\D5090 - Elec SYS\Exterior Lighting - ELT | 1015097
19-K1 | 19-K1 Stanley Mosk Courthouse | 19-K1-D5092-250-EML490 | LIGHTING, EMERGENCY (185) & EXIT (305) | NA | NA | NA | OM00035438 |  | THROUGHOUT BUILDING | NA | NA | NA | NA | 110/120/220/277 | DNA | Electric | DNA | NA | NA | \Classifications\Building System Class\D50-Electrical SYS\D5090 - Elec SYS\Emergency And Exit Lighting - EML | 1015098
19-K1 | 19-K1 Stanley Mosk Courthouse | 19-K1-D5010-110-EMT01 | METER, ELECTRIC METER READINGS | GE | DNA | DNA | OM00035496 | NA | ELECTRICAL ROOM | NA | NA | NA | NA | DNA | DNA | Electric | DNA | NA | NA | \Classifications\Building System Class\D50-Electrical SYS\D5010 - Elec Service & Dist\Electric Meter Readings - EMT | 1015099
19-K1 | 19-K1 Stanley Mosk Courthouse | 19-K1-D4031-100-FEX350 | FIRE EXTINGUISHERS (350) | NA | NA | NA | OM00035440 |  | ABM ENGINEERING | NA | NA | NA | NA | NA | NA | NA | NA | NA | NA | \Classifications\Building System Class\D40-Fire Protection SYS\D4030 - FIRE SPEC\Fire Extinguisher - FEX | 1015100
19-K1 | 19-K1 Stanley Mosk Courthouse | 19-K1-D4010-150-FMS01 | FIRE SYSTEMS, DRY STAND PIPE #1 (OFF HILL ST) | GREENBURG & SON | DNA | DNA | OM00035521 | DNA | SOUTH OFF HILL STREET | NA | NA | NA | DNA | DNA | DNA | DNA | DNA | NA | NA | \Classifications\Building System Class\D40-Fire Protection SYS\D4010 - Sprinkler SYS\Fire Systems, stand pipes - FMS | 1015101
19-K1 | 19-K1 Stanley Mosk Courthouse | 19-K1-D4010-150-FMS02 | FIRE SYSTEMS, DRY STAND PIPE #2 (NORTH STAIR WELL) | GREENBURG & SON | DNA | DNA | OM00035522 | NA | NORTH STAIRWAY | NA | NA | NA | DNA | DNA | DNA | DNA | DNA | NA | NA | \Classifications\Building System Class\D40-Fire Protection SYS\D4010 - Sprinkler SYS\Fire Systems, stand pipes - FMS | 1015102
19-K1 | 19-K1 Stanley Mosk Courthouse | 19-K1-D4010-150-FMS03 | FIRE SYSTEMS, DRY STAND PIPE #3 | GREENBURG & SONS | DNA | DNA | OM00035523 | NA | OFF 1ST ST CENTER STAIRWAY | NA | NA | NA | DNA | DNA | DNA | DNA | DNA | NA | NA | \Classifications\Building System Class\D40-Fire Protection SYS\D4010 - Sprinkler SYS\Fire Systems, stand pipes - FMS | 1015103
19-K1 | 19-K1 Stanley Mosk Courthouse | 19-K1-D4010-150-FMS04 | FIRE SYSTEMS, DRY STAND PIPE #4 (SOUTH STAIRWAY) | GREENBURG & SONS | DNA | DNA | OM00035525 | NA | OFF GRAND AVE SOUTH STAIRWAY | NA | NA | NA | DNA | DNA | DNA | DNA | DNA | NA | NA | \Classifications\Building System Class\D40-Fire Protection SYS\D4010 - Sprinkler SYS\Fire Systems, stand pipes - FMS | 1015104
19-K1 | 19-K1 Stanley Mosk Courthouse | 19-K1-D4010-150-FMS05 | FIRE SYSTEMS, DRY STAND PIPE #5 (NORTH OFF GRAND AVE) | GREENBURG & SONS | DNA | DNA | OM00035526 | NA | OFF GRAND AVE NORTH STAIRWAY | NA | NA | NA | DNA | DNA | DNA | DNA | DNA | NA | NA | \Classifications\Building System Class\D40-Fire Protection SYS\D4010 - Sprinkler SYS\Fire Systems, stand pipes - FMS | 1015105
19-K1 | 19-K1 Stanley Mosk Courthouse | 19-K1-D5092-210-GEN01 | GENERATOR, EMERGENCY #1 | DETROIT/DELCO/AC | Y1-973-A1 | W/A-548796 | OM00035501 | NA | ELECTRICAL ROOM | NA | DNA | NA | 442 | 434/376 | 434-376-217-188 | Diesel | 3 | NA | NA | \Classifications\Building System Class\D50-Electrical SYS\D5090 - Elec SYS\Emergency Generator - GEN | 1015107
19-K1 | 19-K1 Stanley Mosk Courthouse | 19-K1-D5092-210-GEN02 | GENERATOR, EMERGENCY #2 | DELCO/DETROIT | 230-C-56 | Y1-973 | OM00035502 | Permit #G31383 | ELECTRICAL ROOM | NA | DNA | NA | 273 | DNA | DNA | Diesel | DNA | NA | NA | \Classifications\Building System Class\D50-Electrical SYS\D5090 - Elec SYS\Emergency Generator - GEN | 1015108
19-K1 | 19-K1 Stanley Mosk Courthouse | 19-K1-D5092-210-GEN03 | GENERATOR, EMERGENCY #3 | KATOLIGHT | 128035-0506 | D275FRJ4T2 | OM00035503 | Permit #G32688 | ELECTRICAL ROOM | NA | DNA | NA | 273 | 277/480 | 413 | Diesel | 3 | NA | NA | \Classifications\Building System Class\D50-Electrical SYS\D5090 - Elec SYS\Emergency Generator - GEN | 1015109
19-K1 | 19-K1 Stanley Mosk Courthouse | 19-K1-D3020-100-HET01 | HEATER WATER EXPANSION TANK | THE WHITLOCK INC | 60945 | DNA | OM00035542 | PERMIT# F-9293 | MECH RM 800 (TANK #1) | NA | NA | NA | NA | NA | NA | NA | NA | NA | NA | \Classifications\Building System Class\D30-HVAC Systems\D3020 - Heat SYS\Heater Water Expansion Tank - HET | 1015110
19-K1 | 19-K1 Stanley Mosk Courthouse | 19-K1-D2023-310-HWP01 | PUMP, HOT WATER CIRCULATING | GRUND FOS | UPS 15-55 SFC | 59896773P1 | OM00035543 | NA | MECH ROOM | NA | NA | NA | DNA | 115 | DNA | Electric | 1 | NA | NA | \Classifications\Building System Class\D20-Plumbing\D2020 - Domestic Water\Domestic Hot Water Circulating Pump - HWP | 1015111
19-K1 | 19-K1 Stanley Mosk Courthouse | 19-K1-D4022-210-FSG01 | PUMP, FIRE ELECTRIC MOTOR DRIVEN #14 | GE | DNA | N13504 | OM00035288 | NA | MECHANICAL UNDER LOW OVERHEAD AREA | NA | NA | NA | 3 | 220-440 | 8.4 | Electric | 3 | NA | NA | \Classifications\Building System Class\D40-Fire Protection SYS\D4020 - Stand Pipe\Pump,Fire,Electric Motor Driven - FSG | 1015112
19-K1 | 19-K1 Stanley Mosk Courthouse | 19-K1-D5010-200-ESD01 | ELECTRICAL, MAIN ELECTRICAL PANEL | GE | DNA | CCB | OM00035466 | NA | MECH ROOM | NA | NA | NA | NA | 480 | 600 | Electric | 3 | NA | NA | \Classifications\Building System Class\D50-Electrical SYS\D5010 - Elec Service & Dist\Electical Service and Distribution - ESD | 1015113
19-K1 | 19-K1 Stanley Mosk Courthouse | 19-K1-D5010-200-ESD03 | ELECTRICAL, MAIN ELECTRICAL SWITCHGEAR | GE | DNA | CD-85651 | OM00035507 | NA | ELECTRICAL ROOM | NA | NA | NA | NA | 4800 | 40000 | Electric | 3 | NA | NA | \Classifications\Building System Class\D50-Electrical SYS\D5010 - Elec Service & Dist\Electical Service and Distribution - ESD | 1015114
19-K1 | 19-K1 Stanley Mosk Courthouse | 19-K1-D3031-100-PCH21 | PUMP, CHILLED WATER #21 | AURORA PUMP CO | 2056 | 2-2-A123 | OM00035535 | NA | MECH ROOM | NA | NA | NA | 75 | 230/460 | 164-82 | Electric | 3 | NA | NA | \Classifications\Building System Class\D30-HVAC Systems\D3030 - Cooling SYS\Chilled Water Pump - PCH | 1015115
19-K1 | 19-K1 Stanley Mosk Courthouse | 19-K1-D3031-100-PCH22 | PUMP, CHILLED WATER #22 | AURORA PUMP CO | 1856 | 2-2-A123 | OM00035534 | NA | MECH ROOM | NA | NA | NA | 75 | 230/400 | 164/82 | Electric | 3 | NA | NA | \Classifications\Building System Class\D30-HVAC Systems\D3030 - Cooling SYS\Chilled Water Pump - PCH | 1015116
19-K1 | 19-K1 Stanley Mosk Courthouse | 19-K1-D3031-100-PCH23 | PUMP, CHILLED WATER #23 | AURORA PUMP CO | DNA | DNA | OM00035533 | NA | MECH ROOM | NA | NA | NA | 75 | 230/460 | 164/32 | Electric | 3 | NA | NA | \Classifications\Building System Class\D30-HVAC Systems\D3030 - Cooling SYS\Chilled Water Pump - PCH | 1015117
19-K1 | 19-K1 Stanley Mosk Courthouse | 19-K1-D3050-210-PKU01 | PACKAGE UNIT | TRANE | G35142B76D | TCD120B400BA | OM00035508 |  | WEST END | 4L 620 | 20x20x2 (3), 20x16x2 (3) | R-22 | NA | 460 | 30 | Electric | 3 | NA | NA | \Classifications\Building System Class\D30-HVAC Systems\D3050 - Package SYS\Package Unit - PKU | 1015118
19-K1 | 19-K1 Stanley Mosk Courthouse | 19-K1-G3010-210-PWT01 | TANK, POTABLE WATER STORAGE #1 | ADVANCED TANK | SHOP STAMP #12332 | 7147 | OM00035289 | NA | PENTHOUSE MECH ROOM | NA | NA | NA | NA | NA | NA | NA | NA | NA | NA | \Classifications\Building System Class\G30-Site Mechanical Utilities\G3010 - Water Supply\Potable Water Storage Tank - PWT | 1015119
19-K1 | 19-K1 Stanley Mosk Courthouse | 19-K1-G3010-210-PWT02 | TANK, POTABLE WATER STORAGE #2 | ADVANCED TANK | SHOP STAMP #12331 | 7267 | OM00035290 | NA | PENTHOUSE MECH ROOM | NA | NA | NA | NA | NA | NA | NA | NA | NA | NA | \Classifications\Building System Class\G30-Site Mechanical Utilities\G3010 - Water Supply\Potable Water Storage Tank - PWT | 1015120
19-K1 | 19-K1 Stanley Mosk Courthouse | 19-K1-G3010-210-PWT03 | TANK, POTABLE WATER STORAGE #3 (LARGE) | DNA | DNA | DNA | OM00035474 | NA | OUTSIDE 1026 MECH ROOM MIDDLE CORRIDOR | NA | NA | NA | NA | NA | NA | NA | NA | NA | NA | \Classifications\Building System Class\G30-Site Mechanical Utilities\G3010 - Water Supply\Potable Water Storage Tank - PWT | 1015121
19-K1 | 19-K1 Stanley Mosk Courthouse | 19-K1-G3010-210-PWT04 | TANK, POTABLE WATER STORAGE #4 (LARGE) | DNA | DNA | DNA | OM00035473 | NA | OUTSIDE 1026 MECH ROOM MIDDLE CORRIDOR | NA | NA | NA | NA | NA | NA | NA | NA | NA | NA | \Classifications\Building System Class\G30-Site Mechanical Utilities\G3010 - Water Supply\Potable Water Storage Tank - PWT | 1015122
19-K1 | 19-K1 Stanley Mosk Courthouse | 19-K1-G3010-210-PWT05 | TANK, POTABLE WATER STORAGE #5 (MED) | DNA | DNA | DNA | OM00035475 | NA | PENTHOUSE MIDDLE CORRIDOR OUTSIDE 1026 | NA | NA | NA | NA | NA | NA | NA | NA | NA | NA | \Classifications\Building System Class\G30-Site Mechanical Utilities\G3010 - Water Supply\Potable Water Storage Tank - PWT | 1015123
19-K1 | 19-K1 Stanley Mosk Courthouse | 19-K1-G3010-210-PWT06 | TANK, POTABLE WATER STORAGE #6 | DNA | DNA | DNA | OM00035476 | NA | PENTHOUSE MIDDLE CORRIDOR OUTSIDE ON 1026 | NA | NA | NA | NA | NA | NA | NA | NA | NA | NA | \Classifications\Building System Class\G30-Site Mechanical Utilities\G3010 - Water Supply\Potable Water Storage Tank - PWT | 1015124
19-K1 | 19-K1 Stanley Mosk Courthouse | 19-K1-G3010-210-PWT07 | TANK, POTABLE WATER STORAGE #7 | ADVANCED TANK & MFG | 7277 | 2333 | OM00035541 | 129294 | MECH RM 800 (H2O TANK #7) | NA | NA | NA | NA | NA | NA | NA | NA | NA | NA | \Classifications\Building System Class\G30-Site Mechanical Utilities\G3010 - Water Supply\Potable Water Storage Tank - PWT | 1015125
19-K1 | 19-K1 Stanley Mosk Courthouse | 19-K1-D3041-210-SFN28 | FAN, SUPPLY #28 | UTILITY FAN CORP | A05365 | 4-900 | OM00035447 |  | MECH RM 716 (SUPPLY FAN #28) | A-75 (2) | NA | NA | 2 | 460/280 | 3.5/6.1 | Electric | 3 | NA | NA | \Classifications\Building System Class\D30-HVAC Systems\D3040 - Distribution SYS\Supply/Exhaust/Return fans- FAN | 1015126
19-K1 | 19-K1 Stanley Mosk Courthouse | 19-K1-D3041-210-SFN29 | FAN, SUPPLY #29 | UTILITY FAN CORP | A05403 | 4-1110 | OM00035459 |  | ELECTRICAL RM 704 (SUPPLY FAN #29) | B-158 (3) | (3) 24X25X2 | NA | 1 | 208-220/440 | 3.8/1.9 | Electric | 3 | NA | NA | \Classifications\Building System Class\D30-HVAC Systems\D3040 - Distribution SYS\Supply/Exhaust/Return fans- FAN | 1015127
19-K1 | 19-K1 Stanley Mosk Courthouse | 19-K1-D3041-210-SFN31 | FAN, SUPPLY #31 | UTILITY FAN CORP | A05366 | 4-900 | OM00035581 |  | MECH RM 1026 (SUPPLY FAN #31) | B-75 (2) | (3) 20X25X2 | NA | 3/4 | 208-230/*460 | 5.2-3.0/1.5 | Electric | 3 | NA | NA | \Classifications\Building System Class\D30-HVAC Systems\D3040 - Distribution SYS\Supply/Exhaust/Return fans- FAN | 1015128
19-K1 | 19-K1 Stanley Mosk Courthouse | 19-K1-D3041-210-SFN33 | FAN, SUPPLY #33 | UTILITY FAN CORP | A05394 | 4-1700 | OM00035287 |  | MECH RM 1026 (SUPPLY FAN #33) | B-136 (2) | (8) 24X20X2 | NA | 3 | 220-440 | 9.8-4.9 | Electric | 3 | NA | NA | \Classifications\Building System Class\D30-HVAC Systems\D3040 - Distribution SYS\Supply/Exhaust/Return fans- FAN | 1015129
19-K1 | 19-K1 Stanley Mosk Courthouse | 19-K1-D2017-100-SHW01 | SHOWER, EYE WASH STATION | SURVIVAL AIR SYSTEMS | DNA | 2358:1-1990 | OM00035448 |  | 3RD FLOOR MAIN ELECTRICAL ROOM ADJACENT TO GENERATOR | NA | NA | NA | NA | NA | NA | NA | NA | NA | NA | \Classifications\Building System Class\D20-Plumbing\D2010 - Plumb Fix\Showers - SHW | 1015130
19-K1 | 19-K1 Stanley Mosk Courthouse | 19-K1-D5011-240-TRN01 | ELECTRICAL, TRANSFORMER #1 | GE | DNA | C503909 | OM00035450 | NA | ELECTRICAL RM 716 (TRANSFORMER #1) | NA | NA | NA | NA | 4800-208/120 | 300 | Electric | 3 | NA | NA | \Classifications\Building System Class\D50-Electrical SYS\D5010 - Elec Service & Dist\Transformer - TRN | 1015131
19-K1 | 19-K1 Stanley Mosk Courthouse | 19-K1-D5011-240-TRN02 | ELECTRICAL, TRANSFORMER #2 | GE | DNA | C503910 | OM00035451 | NA | ELECTRICAL RM 716 (TRANSFORMER #2) | NA | NA | NA | NA | 4800-208/120 | 300 | Electric | 3 | NA | NA | \Classifications\Building System Class\D50-Electrical SYS\D5010 - Elec Service & Dist\Transformer - TRN | 1015132
19-K1 | 19-K1 Stanley Mosk Courthouse | 19-K1-D5011-240-TRN03 | ELECTRICAL, TRANSFORMER #3 (LARGE) | GE | DNA | C503910 | OM00035452 | NA | ELECTRICAL RM 716 (TRANSFORMER #3) | NA | NA | NA | NA | DNA | DNA | Electric | DNA | NA | NA | \Classifications\Building System Class\D50-Electrical SYS\D5010 - Elec Service & Dist\Transformer - TRN | 1015133
19-K1 | 19-K1 Stanley Mosk Courthouse | 19-K1-D5011-240-TRN04 | ELECTRICAL, TRANSFORMER #4 (MEDIUM) | GE | 9881727 | 9T23Y3052 | OM00035449 | DNA | ELECTRICAL RM 716 (TRANSFORMER #4) | NA | NA | NA | NA | 208/480 | 30 | Electric | 3 | NA | NA | \Classifications\Building System Class\D50-Electrical SYS\D5010 - Elec Service & Dist\Transformer - TRN | 1015134
19-K1 | 19-K1 Stanley Mosk Courthouse | 19-K1-D5011-240-TRN05 | ELECTRICAL, TRANSFORMER #5 (LARGE) | GE | DNA | C502185 | OM00035460 | NA | ELECTRICAL RM 702 (TRANSFORMER #5) | NA | NA | NA | NA | 4800-480 | 750 | Electric | 3 | NA | NA | \Classifications\Building System Class\D50-Electrical SYS\D5010 - Elec Service & Dist\Transformer - TRN | 1015135
19-K1 | 19-K1 Stanley Mosk Courthouse | 19-K1-D5011-240-TRN06 | ELECTRICAL, TRANSFORMER #6 (MEDIUM) | GE | 9881707 | 9T23Y3053 | OM00035461 | NA | ELECTRICAL RM 702 (TRANSFORMER #6) | NA | NA | NA | NA | 480 | 45 | Electric | 3 | NA | NA | \Classifications\Building System Class\D50-Electrical SYS\D5010 - Elec Service & Dist\Transformer - TRN | 1015136
19-K1 | 19-K1 Stanley Mosk Courthouse | 19-K1-D5011-240-TRN07 | ELECTRICAL, TRANSFORMER #7 (SMALL) | SQUARE D COMPANY | 14117360-003-1 | 45T85HISCU | OM00035462 | DNA | ELECTRICAL RM 702 (TRANSFORMER #7) | NA | NA | NA | NA | 208/120 | 45 | Electric | 3 | NA | NA | \Classifications\Building System Class\D50-Electrical SYS\D5010 - Elec Service & Dist\Transformer - TRN | 1015137
19-K1 | 19-K1 Stanley Mosk Courthouse | 19-K1-D5011-240-TRN08 | ELECTRICAL, TRANSFORMER #8 (LARGE) | GE | DNA | C503906 | OM00035463 | NA | ELECTRICAL RM 702 (TRANSFORMER #8) | NA | NA | NA | NA | 4800-208-120 | 300 | Electric | 3 | NA | NA | \Classifications\Building System Class\D50-Electrical SYS\D5010 - Elec Service & Dist\Transformer - TRN | 1015138
19-K1 | 19-K1 Stanley Mosk Courthouse | 19-K1-D5011-240-TRN09 | ELECTRICAL, TRANSFORMER #9 (LARGE) | GE | DNA | C503907 | OM00035464 | NA | ELECTRICAL RM 702 (TRANSFORMER #9) | NA | NA | NA | NA | 4800-208/120 | 300 | Electric | 3 | NA | NA | \Classifications\Building System Class\D50-Electrical SYS\D5010 - Elec Service & Dist\Transformer - TRN | 1015139
19-K1 | 19-K1 Stanley Mosk Courthouse | 19-K1-D5011-240-TRN10 | ELECTRICAL, TRANSFORMER #10 | GE | DNA | C503908 | OM00035465 | NA | ELECTRICAL RM 702 (TRANSFORMER #10) Center of Room | NA | NA | NA | NA | 4800-208/120 | 300 | Electric | 3 | NA | NA | \Classifications\Building System Class\D50-Electrical SYS\D5010 - Elec Service & Dist\Transformer - TRN | 1015140
19-K1 | 19-K1 Stanley Mosk Courthouse | 19-K1-D5011-240-TRN11 | ELECTRICAL, TRANSFORMER #11 (LARGE) | GE | DNA | C503913 | OM00035292 | NA | ELECTRICAL RM 1034 (TRANSFORMER #11) | NA | NA | NA | NA | 4800-208/120 | 300 | Electric | 3 | NA | NA | \Classifications\Building System Class\D50-Electrical SYS\D5010 - Elec Service & Dist\Transformer - TRN | 1015141
19-K1 | 19-K1 Stanley Mosk Courthouse | 19-K1-D5011-240-TRN12 | ELECTRICAL, TRANSFORMER #12 (LARGE) | GE | DNA | C503916 | OM00035478 | NA | ELECTRICAL RM 1034 (TRANSFORMER #12) | NA | NA | NA | NA | 4800 | 300 | Electric | 3 | NA | NA | \Classifications\Building System Class\D50-Electrical SYS\D5010 - Elec Service & Dist\Transformer - TRN | 1015142
19-K1 | 19-K1 Stanley Mosk Courthouse | 19-K1-D5011-240-TRN13 | ELECTRICAL, TRANSFORMER #13 (LARGE) | GE | DMA | C503915 | OM00035479 | NA | ELECTRICAL RM 1034 (TRANSFORMER #13) | NA | NA | NA | NA | 4800-208/120 | 300 | Electric | 3 | NA | NA | \Classifications\Building System Class\D50-Electrical SYS\D5010 - Elec Service & Dist\Transformer - TRN | 1015143
19-K1 | 19-K1 Stanley Mosk Courthouse | 19-K1-D5011-240-TRN14 | ELECTRICAL, TRANSFORMER #14 (SMALL) | GE | DNA | 9T51Y6436 | OM00035493 | NA | PENTHOUSE ELEVATOR RM BESIDE ELEVATOR DISCONNECT | NA | NA | NA | NA | 240/480 | 2 | Electric | 3 | NA | NA | \Classifications\Building System Class\D50-Electrical SYS\D5010 - Elec Service & Dist\Transformer - TRN | 1015144
19-K1 | 19-K1 Stanley Mosk Courthouse | 19-K1-D5011-240-TRN15 | ELECTRICAL, TRANSFORMER #15 (MEDIUM) | SQUARE D COMPANY | 219233 | 500T28H | OM00035492 | NA | ELECTRICAL ROOM NEAR DOCK AREA | NA | NA | NA | NA | 4800-480/277 | 500 | Electric | 3 | NA | NA | \Classifications\Building System Class\D50-Electrical SYS\D5010 - Elec Service & Dist\Transformer - TRN | 1015145
19-K1 | 19-K1 Stanley Mosk Courthouse | 19-K1-D5011-240-TRN16 | ELECTRICAL, TRANSFORMER #16 (LARGE) | GE | DNA | C 379339-56P | OM00035494 | NA | ELECTRICAL ROOM TOWARD DOCK AREA, UNIT IS NEAR GENERATORS | NA | NA | NA | NA | 4800-480 | 300 | Electric | 3 | NA | NA | \Classifications\Building System Class\D50-Electrical SYS\D5010 - Elec Service & Dist\Transformer - TRN | 1015146
19-K1 | 19-K1 Stanley Mosk Courthouse | 19-K1-D5011-240-TRN17 | ELECTRICAL, TRANSFORMER #17 (SMALL) | GE | DNA | 9T51Y6436 | OM00035518 | NA | ELEVATOR RM ABOVE 7TH FLOOR MECH RM, UNDER ELEVATOR DISCONNECTS | NA | NA | NA | NA | 240/480 | 2 | Electric | 3 | NA | NA | \Classifications\Building System Class\D50-Electrical SYS\D5010 - Elec Service & Dist\Transformer - TRN | 1015147
19-K1 | 19-K1 Stanley Mosk Courthouse | 19-K1-D5011-240-TRN19 | ELECTRICAL, TRANSFORMER #19 (MEDIUM) | GE | 9881280 | 9T23Y3052 | OM00035568 | NA | ELECTRICAL ROOM NEAR LOADING DOCK | NA | NA | NA | NA | 120-220/480 | 30 | Electric | 3 | NA | NA | \Classifications\Building System Class\D50-Electrical SYS\D5010 - Elec Service & Dist\Transformer - TRN | 1015148
19-K1 | 19-K1 Stanley Mosk Courthouse | 19-K1-D5011-240-TRN20 | ELECTRICAL, TRANSFORMER #20 (LARGE) | GE | DNA | C 37931656P | OM00035569 | NA | ELECTRICAL RM NEAR LOADING DOCK | NA | NA | NA | NA | 4800-480 | 500 | Electric | 3 | NA | NA | \Classifications\Building System Class\D50-Electrical SYS\D5010 - Elec Service & Dist\Transformer - TRN | 1015149
19-K1 | 19-K1 Stanley Mosk Courthouse | 19-K1-D5011-240-TRN21 | ELECTRICAL, TRANSFORMER #21 | SQUARED D COMP | 79TS22C | 34349-50112-014 | OM00035570 | NA | ELECTRICAL ROOM NEAR LOADING DOCK | NA | NA | NA | NA | 480/277 | 75 | Electric | 3 | NA | NA | \Classifications\Building System Class\D50-Electrical SYS\D5010 - Elec Service & Dist\Transformer - TRN | 1015150
19-K1 | 19-K1 Stanley Mosk Courthouse | 19-K1-D2023-310-WBS05 | PUMP, DOMESTIC WATER | AURORA PUMP CO | F1093 | M3308 (SIZE 2/2-5/10) | OM00035545 | NA | MECH RM 800 (PUMP #5) | NA | NA | NA | 5 | 208-230/460 | 15.2-13.6-6.8 | Electric | 3 | NA | NA | \Classifications\Building System Class\D20-Plumbing\D2020 - Domestic Water\Domestic Water Booster System - WBS | 1015155
19-K1 | 19-K1 Stanley Mosk Courthouse | 19-K1-D2023-310-WBS06 | PUMP, DOMESTIC WATER | AURORA PUMP CO | DNA | 94-14617 (SIZE 2/2-5/10) | OM00035546 | NA | MECH RM 800 (PUMP #6) | NA | NA | NA | 5 | 208-230/460 | 15.2-13.6-6.8 | Electric | 3 | NA | NA | \Classifications\Building System Class\D20-Plumbing\D2020 - Domestic Water\Domestic Water Booster System - WBS | 1015156
19-K1 | 19-K1 Stanley Mosk Courthouse | 19-K1-D2023-310-WBS07 | PUMP, DOMESTIC WATER BOOSTER #7 | AURORA PUMP CO | 01-277563-2 | AD77A (SIZE 2/2-5/12) | OM00035547 | NA | MECH RM 800 (PUMP #7) | NA | NA | NA | 5 | 208-230/460 | 13.9-13.4/6.7 | Electric | 3 | NA | NA | \Classifications\Building System Class\D20-Plumbing\D2020 - Domestic Water\Domestic Water Booster System - WBS | 1015157
19-K1 | 19-K1 Stanley Mosk Courthouse | 19-K1-D2023-310-WBS08 | PUMP, DOMESTIC WATER BOOSTER #8 | AURORA PUMP CO | 87-04361 | DNA | OM00035548 | NA | MECH RM 800 (PUMP #8) | NA | NA | NA | 5 | 208-230/460 | 15.3-13.6-6.8 | Electric | 3 | NA | NA | \Classifications\Building System Class\D20-Plumbing\D2020 - Domestic Water\Domestic Water Booster System - WBS | 1015158
19-K1 | 19-K1 Stanley Mosk Courthouse | 19-K1-D2090-650-WSR01 | WATER SOFTENER #1 (WATER FOUNTAINS 745 GAL) | WATER CONDITIONING INC | DNA | F9288 | OM00035563 | 1005 | MECH ROOM | NA | NA | NA | NA | NA | NA | NA | NA | NA | NA | \Classifications\Building System Class\D20-Plumbing\D2090 - Other Plumbing SYS\Water Softener - WSR | 1015159
19-K1 | 19-K1 Stanley Mosk Courthouse | 19-K1-D2090-650-WSR02 | WATER SOFTENER #2 (WATER FOUNTAIN 745 GAL) | WATER CONDITIONING INC | 1100 | DNA | OM00035562 | 1004 | MECH ROOM | NA | NA | NA | NA | NA | NA | NA | NA | NA | NA | \Classifications\Building System Class\D20-Plumbing\D2090 - Other Plumbing SYS\Water Softener - WSR | 1015160
19-K1 | 19-K1 Stanley Mosk Courthouse | 19-K1-D2090-650-WSR03 | WATER SOFTENER #3 (WATER FOUNTAINS 625 GAL) | WATER CONDITIONING INC | B-74370 | NA | OM00035561 | 1100 | MECH ROOM | NA | NA | NA | NA | NA | NA | NA | NA | NA | NA | \Classifications\Building System Class\D20-Plumbing\D2090 - Other Plumbing SYS\Water Softener - WSR | 1015161
19-K1 | 19-K1 Stanley Mosk Courthouse | 19-K1-D2090-650-WSR04 | WATER SOFTENER #4 (KITCHEN) | ADVANCED TANK | 7223 | 12234 | OM00035540 | F9293 PERMIT # | MECH RM 800 (H2O SOFTEN #4) | NA | NA | NA | NA | NA | NA | NA | NA | NA | NA | \Classifications\Building System Class\D20-Plumbing\D2090 - Other Plumbing SYS\Water Softener - WSR | 1015162
19-K1 | 19-K1 Stanley Mosk Courthouse | 19-K1-D3042-220-EFN01 | FAN, EXHAUST BELT DRIVEN #1 (ROOF) | LOREN COOK CO | F0107313201 | DNA | OM00035477 |  | PENTHOUSE MIDDLE CORRIDOR BY STORAGE TANKS (EXH FAN #1) | 4L290 | NA | NA | 1.5 | 220 | 4.2-2.1 | Electric | 3 | NA | NA | \Classifications\Building System Class\D30-HVAC Systems\D3040 - Distribution SYS\Supply/Exhaust/Return fans- FAN | 1015163
19-K1 | 19-K1 Stanley Mosk Courthouse | 19-K1-D3042-220-EFN02 | FAN, EXHAUST BELT DRIVEN #2 (ROOF) | UTILITY FAN CORP | DNA | DNA | OM00035487 |  | PENTHOUSE NEAR 4 LARGE H2O TANKS (EXH FAN #2) | AX-62 | NA | NA | 2 | 220/440 | 6.0-3.0 | Electric | 3 | NA | NA | \Classifications\Building System Class\D30-HVAC Systems\D3040 - Distribution SYS\Supply/Exhaust/Return fans- FAN | 1015164
19-K1 | 19-K1 Stanley Mosk Courthouse | 19-K1-D3042-220-EFN05 | FAN, EXHAUST BELT DRIVEN #5 | UTILITY FAN CORP | DNA | M3304 | OM00035528 |  | MECH RM (EXH FAN #5) | B-115 (2) | (3) 24X25X2 | NA | 3 | 208-230/460 | 9.5-3/4.5 | Electric | 3 | NA | NA | \Classifications\Building System Class\D30-HVAC Systems\D3040 - Distribution SYS\Supply/Exhaust/Return fans- FAN | 1015165
19-K1 | 19-K1 Stanley Mosk Courthouse | 19-K1-D3041-230-RFN12 | FAN, RETURN #12 (BELT DRIVEN) | UTILITY FAN CORP | A05386 | 4-1510 | OM00035567 |  | MECH RM 346A (EXH FAN #12) | B-112 (2) | (2) 24X25X2 | NA | 5 | 208-220/440 | 9.5-9.4.5 | Electric | 3 | NA | NA | \Classifications\Building System Class\D30-HVAC Systems\D3040 - Distribution SYS\Supply/Exhaust/Return fans- FAN | 1015166
19-K1 | 19-K1 Stanley Mosk Courthouse | 19-K1-D3041-230-RFN28 | FAN, RETURN #28 (BELT DRIVEN) | UTILITY FAN CORP | A05877 | 4-620 | OM00035571 |  | MECH RM UPPER RIGHT ON DUCT (EXH FAN #28) | B-68 (2) | NA | NA | 2 | 208-220/440 | 9.0-4.5 | Electric | 3 | NA | NA | \Classifications\Building System Class\D30-HVAC Systems\D3040 - Distribution SYS\Supply/Exhaust/Return fans- FAN | 1015167
19-K1 | 19-K1 Stanley Mosk Courthouse | 19-K1-D3041-230-RFN29 | FAN, RETURN #29 (BELT DRIVEN) | UTILITY FAN CORP | A05262 | 4-1510 | OM00035566 |  | MECH RM 346A (EXH FAN #29) | B-112 (3) | (3) 24X25X2 | NA | 2 | 208-220/440 | 6.0-3.0 | Electric | 3 | NA | NA | \Classifications\Building System Class\D30-HVAC Systems\D3040 - Distribution SYS\Supply/Exhaust/Return fans- FAN | 1015168
19-K1 | 19-K1 Stanley Mosk Courthouse | 19-K1-D3041-230-RFN30 | FAN, RETURN #30 (BELT DRIVEN) | UTILITY FAN CORP | A05263 | 4-910 | OM00035497 |  | ELECTRICAL RM 322E (EXH FAN #30) | 4L759 (2) | (3) 24X25X2 | NA | 3/4 | 230/460 | 3.0-1.5 | Electric | 3 | NA | NA | \Classifications\Building System Class\D30-HVAC Systems\D3040 - Distribution SYS\Supply/Exhaust/Return fans- FAN | 1015169
19-K1 | 19-K1 Stanley Mosk Courthouse | 19-K1-D3041-230-RFN31 | FAN, RETURN #31 (BELT DRIVEN) | UTILITY FAN CORP | A05382 | 4-2100 | OM00035486 |  | MECH RM 1032 (EXH FAN #31) | B-144 (2) | (3) 24X25X2 | NA | 5 | 208-220/440 | 28.2-14.1 | Electric | 3 | NA | NA | \Classifications\Building System Class\D30-HVAC Systems\D3040 - Distribution SYS\Supply/Exhaust/Return fans- FAN | 1015170
19-K1 | 19-K1 Stanley Mosk Courthouse | 19-K1-D3042-220-EFN32 | FAN, EXHAUST BELT DRIVEN #32 | UTILITY FAN CORP | A05387 | 4-1510 | OM00035741 |  | MECH RM 721 (EXH FAN #32) | B-105 (2) | NA | NA | 2 | 460 | 3 | Electric | 3 | NA | NA | \Classifications\Building System Class\D30-HVAC Systems\D3040 - Distribution SYS\Supply/Exhaust/Return fans- FAN | 1015171
19-K1 | 19-K1 Stanley Mosk Courthouse | 19-K1-D3042-220-EFN33 | FAN, EXHAUST BELT DRIVEN #33 | UTILITY FAN CORP | A05372 | 4-1110 | OM00035744 |  | MECH RM 710 (EXH FAN #33) | B-90 (2) | (3) 20X25X2 | NA | 2 | 220/440 | DNA | Electric | 3 | NA | NA | \Classifications\Building System Class\D30-HVAC Systems\D3040 - Distribution SYS\Supply/Exhaust/Return fans- FAN | 1015172
19-K1 | 19-K1 Stanley Mosk Courthouse | 19-K1-D3041-230-RFN34 | FAN, RETURN #34 (BELT DRIVEN) | UTILITY FAN CORP | A05388 | 4-1510 | OM00035458 |  | MECH RM 708 (EXH FAN #34) | B-158 (2) | (3) 24X25X2 | NA | 2 | 220/440 | 9.2-4.6 | Electric | 3 | NA | NA | \Classifications\Building System Class\D30-HVAC Systems\D3040 - Distribution SYS\Supply/Exhaust/Return fans- FAN | 1015173
19-K1 | 19-K1 Stanley Mosk Courthouse | 19-K1-D3041-230-RFN35 | FAN, RETURN #35 (BELT DRIVEN) | UTILITY FAN CORP | A05385 | 4-2110 | OM00035468 |  | MECH RM 700 (EXH FAN #35) | B-144 (2) | (3) 24X25X2 | NA | 3 | 208-220/440 | 9.8-4.9 | Electric | 3 | NA | NA | \Classifications\Building System Class\D30-HVAC Systems\D3040 - Distribution SYS\Supply/Exhaust/Return fans- FAN | 1015174
19-K1 | 19-K1 Stanley Mosk Courthouse | 19-K1-D3041-230-RFN36 | FAN, RETURN #36 (BELT DRIVEN) | UTILITY FAN CORP | A05392 | 4-1910 | OM00035485 |  | MECH RM 1032 (EXH FAN #36) | B-136 (2) | (3) 24X25X2 | NA | 3 | 220/440 | 9.0-4.5 | Electric | 3 | NA | NA | \Classifications\Building System Class\D30-HVAC Systems\D3040 - Distribution SYS\Supply/Exhaust/Return fans- FAN | 1015175
19-K1 | 19-K1 Stanley Mosk Courthouse | 19-K1-D3041-230-RFN37 | FAN, EXHAUST BELT DRIVEN #37 | UTILITY FAN CORP | A05374 | 4-2230 | OM00035472 |  | MECH RM 1026 (EXH FAN #37) | B-158 (2) | (3) 20X25X2 | NA | 3 | 220/440 | 14.4-7.2 | Electric | 3 | NA | NA | \Classifications\Building System Class\D30-HVAC Systems\D3040 - Distribution SYS\Supply/Exhaust/Return fans- FAN | 1015176
19-K1 | 19-K1 Stanley Mosk Courthouse | 19-K1-D2023-100-BFP07 | BACKFLOW PREVENTER #3 | WATTS | 255870 | 709 | OM00035579 |  | DOCK AREA | NA | NA | NA | NA | NA | NA | NA | NA | NA | NA | \Classifications\Building System Class\D20-Plumbing\D2020 - Domestic Water\Backflow Preventer - BFP | 1015199
19-K1 | 19-K1 Stanley Mosk Courthouse | 19-K1-D3012-120-GMR01 | METER, GAS METER (LOADING DOCK) | ROOTS METER | 0957223 | 15C175 | OM00035580 | 13081965 | DOCK AREA | NA | NA | NA | NA | NA | NA | NA | NA | NA | NA | \Classifications\Building System Class\D30-HVAC Systems\D3010 - Energy Supply\Gas Meter Readings - GMR | 1015200
19-K1 | 19-K1 Stanley Mosk Courthouse | 19-K1-D4095-230-HBL01 | VENT HOOD (KITCHEN HOOD 14 & 15) | ANSUL | 5302055 | DNA | OM00035572 | 783832 | KITCHEN HOOD 14 & 15 | NA | NA | NA | NA | 120 | DNA | Electric | DNA | NA | NA | \Classifications\Building System Class\D40-Fire Protection SYS\D4090 - Other Fire Protection Systems\Hood and Blower - HBL | 1015201
19-K1 | 19-K1 Stanley Mosk Courthouse | 19-K1-B2034-400-DOH01 | DOOR, ROLLUP GATE (DOCK) | AUT-O-DOR | DNA | DNA | OM00035602 |  | LOADING DOCK GATE | NA | NA | NA | 10 | 120/208 | DNA | Electric | 3 | NA | NA | \Classifications\Building System Class\B20-General Building Exterior\B2030 - Exterior Doors\Door,Overhead-Shutter,Manual,Elec,Roll-up - DOH | 1015202
19-K1 | 19-K1 Stanley Mosk Courthouse | 19-K1-G3063-100-DAT01 | DIESEL DAY TANK (ABOVE GROUND) | PRYCO | 04460286 | PY100VLDW | OM00035500 | NA | MECH/ELECT ROOM | NA | NA | NA | DNA | 220/440 | 1.26/.63 | Diesel | 3 | NA | NA | \Classifications\Building System Class\G30-Site Mechanical Utilities\G3060 - Fuel Distribution\Tank, Fuel Storage Day - DAT | 1015333
19-K1 | 19-K1 Stanley Mosk Courthouse | 19-K1-D3090-114-CMP02 | COMPRESSOR, AIR CONTROL #2 | GARDNER-DENVER | 41364 | R24 | OM00035564 | State ID#: 17313-58 | MECH ROOM | 4L400 (3) | NA | NA | DNA | 220/ | DNA | DNA | DNA | NA | NA | \Classifications\Building System Class\D30-HVAC Systems\D3090 - Other HVAC Systems and Equipment\Air Compressor - CMP | 1015335
19-K1 | 19-K1 Stanley Mosk Courthouse | 19-K1-D3090-114-CST01 | TANK, CONTROL AIR COMPRESSOR STORAGE #1 | ROY E HANSON | 12526 | UW-52B | OM00035509 | 387360 | MECH RM 721 (TANK #1) | NA | NA | NA | NA | NA | NA | NA | NA | NA | NA | \Classifications\Building System Class\D30-HVAC Systems\D3090 - Other HVAC Systems and Equipment\Tank, Control Air Compressor Storage - CST | 1015337
19-K1 | 19-K1 Stanley Mosk Courthouse | 19-K1-D3090-114-CST02 | TANK, CONTROL AIR COMPRESSOR STORAGE #2 | ROY E HANSON | 12521 | UW-52B | OM00035510 | 387260LA | MECH RM 710 (TANK #2) | NA | NA | NA | NA | NA | NA | NA | NA | NA | NA | \Classifications\Building System Class\D30-HVAC Systems\D3090 - Other HVAC Systems and Equipment\Tank, Control Air Compressor Storage - CST | 1015338
19-K1 | 19-K1 Stanley Mosk Courthouse | 19-K1-D3090-114-CST03 | TANK, CONTROL AIR COMPRESSOR STORAGE #3 | ROY E HANSON | 12520 | UW-52B | OM00035511 | 387160 LA | MECH RM 708 (TANK #3) | NA | NA | NA | NA | NA | NA | NA | NA | NA | NA | \Classifications\Building System Class\D30-HVAC Systems\D3090 - Other HVAC Systems and Equipment\Tank, Control Air Compressor Storage - CST | 1015339
19-K1 | 19-K1 Stanley Mosk Courthouse | 19-K1-D3090-114-CST04 | TANK, CONTROL AIR COMPRESSOR STORAGE #4 | ROY E HANSON | 12518 | UW-52B | OM00035512 | 387060 LA | MECH RM 700 (TANK #4) | NA | NA | NA | NA | NA | NA | NA | NA | NA | NA | \Classifications\Building System Class\D30-HVAC Systems\D3090 - Other HVAC Systems and Equipment\Tank, Control Air Compressor Storage - CST | 1015340
19-K1 | 19-K1 Stanley Mosk Courthouse | 19-K1-D3090-114-CST05 | TANK, CONTROL AIR COMPRESSOR STORAGE #5 | ROY E HANSON | 12524 | UW-52B | OM00035519 | 386960 LA | MECH RM 1032 (TANK #5) | NA | NA | NA | NA | NA | NA | NA | NA | NA | NA | \Classifications\Building System Class\D30-HVAC Systems\D3090 - Other HVAC Systems and Equipment\Tank, Control Air Compressor Storage - CST | 1015341
19-K1 | 19-K1 Stanley Mosk Courthouse | 19-K1-D3090-114-CST06 | TANK, CONTROL AIR COMPRESSOR STORAGE #6 | ROY E HANSON | 12513 | UW-52B | OM00035520 | 386860 LA | MECH RM 1026 (TANK #6) | NA | NA | NA | NA | NA | NA | NA | NA | NA | NA | \Classifications\Building System Class\D30-HVAC Systems\D3090 - Other HVAC Systems and Equipment\Tank, Control Air Compressor Storage - CST | 1015342
19-K1 | 19-K1 Stanley Mosk Courthouse | 19-K1-D3090-114-CST07 | TANK, CONTROL AIR COMPRESSOR STORAGE #7 | ROY E HANSON | 12525 | UW-52B | OM00035527 | 306760 LA | MECH RM 422D (TANK #7) | NA | NA | NA | NA | NA | NA | NA | NA | NA | NA | \Classifications\Building System Class\D30-HVAC Systems\D3090 - Other HVAC Systems and Equipment\Tank, Control Air Compressor Storage - CST | 1015343
19-K1 | 19-K1 Stanley Mosk Courthouse | 19-K1-D3090-114-CST08 | TANK, CONTROL AIR COMPRESSOR STORAGE #8 | ROY E HANSON | 12516 | UW-52B | OM00035555 | 386560 LA | MECH RM 425D (TANK #8) | NA | NA | NA | NA | NA | NA | NA | NA | NA | NA | \Classifications\Building System Class\D30-HVAC Systems\D3090 - Other HVAC Systems and Equipment\Tank, Control Air Compressor Storage - CST | 1015344
19-K1 | 19-K1 Stanley Mosk Courthouse | 19-K1-D3090-114-CST09 | TANK, CONTROL AIR COMPRESSOR STORAGE #9 | ROY E HANSON | 12515 | UW-52B | OM00035553 | 386660 LA | MECH RM (TANK #9) | NA | NA | NA | NA | NA | NA | NA | NA | NA | NA | \Classifications\Building System Class\D30-HVAC Systems\D3090 - Other HVAC Systems and Equipment\Tank, Control Air Compressor Storage - CST | 1015345
19-K1 | 19-K1 Stanley Mosk Courthouse | 19-K1-G3063-100-AST01 | TANK, DIESEL FUEL STORAGE (ABOVE GROUND) | HOOVER CONTAINMENT TANK | M-383384 | L-DP100P | OM00035443 | DNA | GROUNDS | NA | NA | NA | NA | NA | NA | Diesel | NA | NA | NA | \Classifications\Building System Class\G30-Site Mechanical Utilities\G3060 - Fuel Distribution\Tank, Fuel Storage, Above Ground - AST | 1015349
19-K1 | 19-K1 Stanley Mosk Courthouse | 19-K1-D3041-110-AHU04 | AIR HANDLER UNIT #4 | UTILITY FAN CORP | A05255 | 4-3100 | OM00028542 | DNA | MECH RM 112B (AIR HANDLER #4) | B-240 | 20X25X2 @24 | NA | 20HP | 480 | 24 |  | 3 |  |  | \Classifications\Building System Class\D30-HVAC Systems\D3040 - Distribution SYS\Air Handling Unit - AHU | 1015352
19-K1 | 19-K1 Stanley Mosk Courthouse | 19-K1-D3041-110-AHU05 | AIR HANDLER UNIT #5 | UTILITY FAN CORP | DNA | DNA | OM00028543 |  | MECH RM 112B (AIR HANDLER #5) | B-78 | 20X25X2 Q3 | NA | 5 hp | 480 | 7 |  | 3 |  |  | \Classifications\Building System Class\D30-HVAC Systems\D3040 - Distribution SYS\Air Handling Unit - AHU | 1015353
19-K1 | 19-K1 Stanley Mosk Courthouse | 19-K1-D3041-110-AHU03 | AIR HANDLER UNIT #3 | Utility Fan Corp | A-05254 | 4-2900 | OM00028531 |  | MECH RM 112B (AIR HANDLER #3) | B-195 | 20X20X2 @26 | NA | 15 HP | 480 | 20 |  | 3 |  |  | \Classifications\Building System Class\D30-HVAC Systems\D3040 - Distribution SYS\Air Handling Unit - AHU | 1015354
19-K1 | 19-K1 Stanley Mosk Courthouse | 19-K1-D4010-150-FMS06 | FIRE SYSTEM RISER #1 (4") | VIKING GROUP | DNA | DNA | OM00028570 |  | 3rd Floor, Room 332 D Left of Entrance | [10 empty] | \Classifications\Building System Class\D40-Fire Protection SYS\D4010 - Sprinkler SYS\Fire Systems, stand pipes - FMS | 1015445
19-K1 | 19-K1 Stanley Mosk Courthouse | 19-K1-D4010-150-FMS07 | FIRE SYSTEM RISER #3 (6") | VIKING GROUP | 8497 | E | OM00028562 |  | NORTH EAST CORNER OF BUILDING - MENS' PUBLIC RESTROOM, 1st Floor | [10 empty] | \Classifications\Building System Class\D40-Fire Protection SYS\D4010 - Sprinkler SYS\Fire Systems, stand pipes - FMS | 1015446
19-K1 | 19-K1 Stanley Mosk Courthouse | 19-K1-D4010-150-FMS08 | FIRE SYSTEMS, RISER #8 | VIKING GROUP | 8502 | E | OM00028564 | DNA | SOUTH END CLOSET- 105 E, 1st Floor | [10 empty] | \Classifications\Building System Class\D40-Fire Protection SYS\D4010 - Sprinkler SYS\Fire Systems, stand pipes - FMS | 1015447
19-K1 | 19-K1 Stanley Mosk Courthouse | 19-K1-D4010-150-FMS09 | FIRE SYSTEM RISER #4 (6") | VIKING | 8499 | E | OM00028563 |  | SOUTH END CLOSET 106 - 1st FLOOR | [10 empty] | \Classifications\Building System Class\D40-Fire Protection SYS\D4010 - Sprinkler SYS\Fire Systems, stand pipes - FMS | 1015448
19-K1 | 19-K1 Stanley Mosk Courthouse | 19-K1-D4010-150-FMS10 | FIRE SYSTEM RISER #5 (6") | VIKING GROUP | 8500 | E | OM00028566 |  | 1st Floor, Rm 112, Left of Entrance | [10 empty] | \Classifications\Building System Class\D40-Fire Protection SYS\D4010 - Sprinkler SYS\Fire Systems, stand pipes - FMS | 1015449
19-K1 | 19-K1 Stanley Mosk Courthouse | 19-K1-D4010-150-FMS11 | FIRE SYSTEM RISER #6 (6") | VIKING GROUP | 8498 | E | OM00028565 |  | 1st Floor, SOUTWEST MECHANICAL ROOM 111A | [10 empty] | \Classifications\Building System Class\D40-Fire Protection SYS\D4010 - Sprinkler SYS\Fire Systems, stand pipes - FMS | 1015450
19-K1 | 19-K1 Stanley Mosk Courthouse | 19-K1-D4010-150-FMS12 | FIRE RISER A-7 (6') | VIKING GROUP | 8503 | E | OM00028567 |  | 1st Floor, RM 125 Center of room | [10 empty] | \Classifications\Building System Class\D40-Fire Protection SYS\D4010 - Sprinkler SYS\Fire Systems, stand pipes - FMS | 1015451
19-K1 | 19-K1 Stanley Mosk Courthouse | 19-K1-D4010-150-FMS13 | FIRE RISER B-8 (6') | VIKING GROUP | 8507 | E | OM00038568 |  | 1st Floor, Room 125, Center of Room | [10 empty] | \Classifications\Building System Class\D40-Fire Protection SYS\D4010 - Sprinkler SYS\Fire Systems, stand pipes - FMS | 1015452
19-K1 | 19-K1 Stanley Mosk Courthouse | 19-K1-D4010-150-FMS14 | FIRE RISER C-1-9 (6") | VIKING GROUP | 8504 | E | OM00028569 |  | 1st Floor, Rm125, Center of room | [10 empty] | \Classifications\Building System Class\D40-Fire Protection SYS\D4010 - Sprinkler SYS\Fire Systems, stand pipes - FMS | 1015453
19-K1 | 19-K1 Stanley Mosk Courthouse | 19-K1-D4010-150-FMS15 | FIRE SYSTEM RISER #10 (4") | VIKING GROUP | 2982 | E | OM00028572 |  | 1st Floor, Room 125, Center of Room | [10 empty] | \Classifications\Building System Class\D40-Fire Protection SYS\D4010 - Sprinkler SYS\Fire Systems, stand pipes - FMS | 1015454
19-K1 | 19-K1 Stanley Mosk Courthouse | 19-K1-D4010-150-FMS16 | FIRE SYSTEM RISER #16 | VIKING GROUP | DNA | E | OM00028571 |  | 3rd floor, Room 341, Center of room | [10 empty] | \Classifications\Building System Class\D40-Fire Protection SYS\D4010 - Sprinkler SYS\Fire Systems, stand pipes - FMS | 1015455
19-K1 | 19-K1 Stanley Mosk Courthouse | 19-K1-D3041-110-AHU01 | AIR HANDLER UNIT #1 | UTILITY FAN CORP | A05252 | 4-2830 | OM00028544 |  | MECH RM 111A (AIR HANDLER #1) | B-195 (6) | 20X25X2 | NA | 20 | 480 | 26 | Electric | 3 | NA | NA | \Classifications\Building System Class\D30-HVAC Systems\D3040 - Distribution SYS\Air Handling Unit - AHU | 1015626
19-K1 | 19-K1 Stanley Mosk Courthouse | 19-K1-D3041-110-AHU02 | AIR HANDLER UNIT #2 | UTILITY FAN CORP | A05253 | 4-2910 | OM00028545 |  | MECH RM 111A (AIR HANDLER #2) | b-210 | 20X25X2 | NA | 20 | 480 | 26 | Electric | 3 | NA | NA | \Classifications\Building System Class\D30-HVAC Systems\D3040 - Distribution SYS\Air Handling Unit - AHU | 1015627
19-K1 | 19-K1 Stanley Mosk Courthouse | 19-K1-B2034-400-DOH02 | DOOR, OVERHEAD #2 (ROLL-UP) | R & S SECURITY DOORS | DNA | DNA | OM00028559 |  | WAREHOUSE | NA | NA | NA | NA | NA | NA | NA | NA | NA | NA | \Classifications\Building System Class\B20-General Building Exterior\B2030 - Exterior Doors\Door,Overhead-Shutter,Manual,Elec,Roll-up - DOH | 1015724
19-K1 | 19-K1 Stanley Mosk Courthouse | 19-K1-D3090-220-CMD01 | COMPRESSOR, AIR DRYER (CMD01) | HANKINGSON | DNA | DNA | OM00028556 |  | CHILLED WATER ROOM | NA | NA | NA | DNA | DNA | DNA | NA | DNA | NA | NA | \Classifications\Building System Class\D30-HVAC Systems\D3090 - Other HVAC Systems and Equipment\Compressed Air Dryer - CMD | 1015725
19-K1 | 19-K1 Stanley Mosk Courthouse | 19-K1-G3010-210-PWT08 | TANK, DRINKING WATER EXPANSION #8 | PATTERSON-KELLEY | DNA | 55624 | OM00028558 |  | CHILLED WATER ROOM | NA | NA | NA | NA | NA | NA | NA | NA | NA | NA | \Classifications\Building System Class\G30-Site Mechanical Utilities\G3010 - Water Supply\Potable Water Storage Tank - PWT | 1015726
19-K1 | 19-K1 Stanley Mosk Courthouse | 19-K1-G3010-210-PWT09 | DRINKING WATER HEAT EXCHANGERS (CHILLED WATER) | PATTERSON-KELLEY | 280623 | 55624 | OM00028557 |  | CHILLED WATER ROOM | NA | NA | NA | NA | NA | 118 | NA | NA | NA | NA | \Classifications\Building System Class\G30-Site Mechanical Utilities\G3010 - Water Supply\Potable Water Storage Tank - PWT | 1015727
19-K1 | 19-K1 Stanley Mosk Courthouse | 19-K1-D5010-234-ATS03 | ELECTRICAL, AUTOMATIC TRANSFER SWITCH #3 | GENERIC POWER SYSTEMS | 90611 | CTS060N-3K2LDNCN | OM00028561 |  | ELECTRICAL RM 322E (ELECTRICAL TRANS #3) | NA | NA | NA | NA | 480 | 600 | Electric | 3 | NA | NA | \Classifications\Building System Class\D50-Electrical SYS\D5010 - Elec Service & Dist\Automatic Transfer Switch - ATS | 1015921
19-K1 | 19-K1 Stanley Mosk Courthouse | 19-K1-D5010-234-ATS02 | ELECTRICAL, AUTOMATIC TRANSFER SWITCH #2 | WA BENJAMIN ELECTRIC CO | DNA | SERIES 7000 | OM00028560 |  | ELECTRICAL RM 322E (ELECTRICAL TRANS #2) | NA | NA | NA | NA | 480 | 260 | Electric | 3 | NA | NA | \Classifications\Building System Class\D50-Electrical SYS\D5010 - Elec Service & Dist\Automatic Transfer Switch - ATS | 1015922
19-K1 | 19-K1 Stanley Mosk Courthouse | 19-K1-B2034-400-DOH04 | DOOR, OVERHEAD #4 (LOADING DOCK) | HIMCO ROLL-UP DOOR CO | DNA | DNA | OM00028552 | NA | TRASH AREA (DOOR #4) | NA | NA | NA | NA | NA | NA | NA |  | NA | NA | \Classifications\Building System Class\B20-General Building Exterior\B2030 - Exterior Doors\Door,Overhead-Shutter,Manual,Elec,Roll-up - DOH | 1015923
19-K1 | 19-K1 Stanley Mosk Courthouse | 19-K1-B2034-400-DOH03 | DOOR, OVERHEAD #3 (LOADING DOCK) | DNA | F-701021 | DNA | OM00028551 | NA | LOADING DOCK (DOOR #3) | NA | NA | NA | NA | NA | NA | NA |  | NA | NA | \Classifications\Building System Class\B20-General Building Exterior\B2030 - Exterior Doors\Door,Overhead-Shutter,Manual,Elec,Roll-up - DOH | 1015924
19-K1 | 19-K1 Stanley Mosk Courthouse | 19-K1-D3041-110-AHU33 | AIR HANDLER UNIT #33 | MCQUAY | 3QF00323-03 | MMM122DH | OM00035559 | NA | MECH RM (AIR HANDLER #33) | BP-70 (2) | 20X25X2 (10) | NA | 15 | 240 | 39-19.5 | Electric | 3 | NA | NA | \Classifications\Building System Class\D30-HVAC Systems\D3040 - Distribution SYS\Air Handling Unit - AHU | 1015925
19-K1 | 19-K1 Stanley Mosk Courthouse | 19-K1-D3041-110-AHU35 | AIR HANDLER UNIT #35 | ENVIRO-TSC | DNA | AHU020819-01 | OM00028574 | NA | MECH RM (AIR HANDLER #35) | NA | 20X25X2 | NA | 5.0 | 240 | DNA | Electric | 3 | NA | NA | \Classifications\Building System Class\D30-HVAC Systems\D3040 - Distribution SYS\Air Handling Unit - AHU | 1015926
19-K1 | 19-K1 Stanley Mosk Courthouse | 19-K1-D3041-110-AHU34 | AIR HANDLER UNIT #34 | REFRIGERATION ENGINEERING CO | C3979 | V-94 | OM00028575 | NA | PATIO SOUTH (AIR HANDLER #34) | NA | 20X25X2 | NA | DNA | 240 | DNA | Electric | 3 | NA | NA | \Classifications\Building System Class\D30-HVAC Systems\D3040 - Distribution SYS\Air Handling Unit - AHU | 1015927
19-K1 | 19-K1 Stanley Mosk Courthouse | 19-K1-D3044-125-PHW01 | PUMP, HOT WATER #18 (P-18) | AURORA PUMP CO | 93-02171-1 | AJ4562A34 | OM00028536 | NA | STEAM PLANT (HOT H2O PUMP #1) | NA | NA | NA | 20 | 240 | 53 | Electric | 3 | NA | NA | \Classifications\Building System Class\D30-HVAC Systems\D3040 - Distribution SYS\Hot Water Pump - PHW | 1015955
19-K1 | 19-K1 Stanley Mosk Courthouse | 19-K1-D3044-125-PHW02 | PUMP, HOT WATER #19 (P-19) | AURORA PUMP CO | DNA | S5K1364V1 | OM00028535 | NA | STEAM PLANT (HOT H2O PUMP #2) | NA | NA | NA | 20 | 240 | 53 | Electric | 3 | NA | NA | \Classifications\Building System Class\D30-HVAC Systems\D3040 - Distribution SYS\Hot Water Pump - PHW | 1015956
19-K1 | 19-K1 Stanley Mosk Courthouse | 19-K1-D3044-125-PHW03 | PUMP, HOT WATER #20 (P-20) | AURORA PUMP CO | 93-02171-3 | DNA | OM00028534 | NA | STEAM PLANT (HOT H2O PUMP #3) | NA | NA | NA | 20 | 240 | 50 | Electric | 3 | NA | NA | \Classifications\Building System Class\D30-HVAC Systems\D3040 - Distribution SYS\Hot Water Pump - PHW | 1015957
19-K1 | 19-K1 Stanley Mosk Courthouse | 19-K1-D2023-310-WBS10 | PUMP, DOMESTIC WATER BOOSTER (P-6) | EMERSON | NO5-BV22AM | BV22A | OM00028539 | NA | STEAM PLANT (PUMP SOFT H2O #10) | NA | NA | NA | 1.0 | 240 | 3.5 | Electric | 3 | NA | NA | \Classifications\Building System Class\D20-Plumbing\D2020 - Domestic Water\Domestic Water Booster System - WBS | 1015959
19-K1 | 19-K1 Stanley Mosk Courthouse | 19-K1-D2023-310-WBS11 | PUMP, DOMESTIC WATER BOOSTER (P-5) | EMERSON | NO5-BV22-A | BV22A | OM00028553 | NA | STEAM PLANT (PUMP SOFT H2O #11) | NA | NA | NA | 1.0 | 240 | 3.5 | Electric | 3 | NA | NA | \Classifications\Building System Class\D20-Plumbing\D2020 - Domestic Water\Domestic Water Booster System - WBS | 1015960
19-K1 | 19-K1 Stanley Mosk Courthouse | 19-K1-D3040-600-HES01 | HEAT EXCHANGER, DOMESTIC HOT WATER #5 | THE WHITLOCK MFR CO | 00944 | 8HSB #8933 | OM00028555 | NA | STEAM PLANT (HEAT EXCH #1) | NA | NA | NA | NA | NA |  | NA |  | NA | NA | \Classifications\Building System Class\D30-HVAC Systems\D3040 - Distribution SYS\Heat Exchanger,Steam - HES | 1015961
19-K1 | 19-K1 Stanley Mosk Courthouse | 19-K1-D3040-600-HES02 | HEAT EXCHANGER, DOMESTIC HOT WATER #6 | THE WHITLOCK MFR CO | 60943 | 8HSB #8932 | OM00028554 | NA | STEAM PLANT (HEAT EXCH #2) | NA | NA | NA | NA | NA | NA | NA |  | NA | NA | \Classifications\Building System Class\D30-HVAC Systems\D3040 - Distribution SYS\Heat Exchanger,Steam - HES | 1015962
19-K1 | 19-K1 Stanley Mosk Courthouse | 19-K1-D5037-710-FAP01 | FIRE ALARM PANEL | HONEYWELL FIRE-LITE | DNA | MS-9200UDLS | OM00028532 | NA | MAIL RM (FIRE PANEL #1) | NA | NA | NA | NA | 110 | DNA | Electric | 1 | NA | NA | \Classifications\Building System Class\D50-Electrical SYS\D5030 - Comm & Security\Fire Alarm Panel - FAP | 1015963
19-K1 | 19-K1 Stanley Mosk Courthouse | 19-K1-D3090-114-CST10 | TANK, CONTROL AIR COMPRESSOR STORAGE #10 | ROY E HANSON | 12512 | UW-52B | OM00028550 | NA | MECH RM 112B (TANK AIR #10) | NA | NA | NA | NA | NA | NA | NA |  | NA | NA | \Classifications\Building System Class\D30-HVAC Systems\D3090 - Other HVAC Systems and Equipment\Tank, Control Air Compressor Storage - CST | 1015964
19-K1 | 19-K1 Stanley Mosk Courthouse | 19-K1-D3090-114-CST11 | TANK, CONTROL AIR COMPRESSOR STORAGE #11 | ROY E HANSON | 12522 | UW-52B | OM00028573 | NA | MECH RM 111A (TANK AIR #11) | NA | NA | NA | NA | NA | NA | NA |  | NA | NA | \Classifications\Building System Class\D30-HVAC Systems\D3090 - Other HVAC Systems and Equipment\Tank, Control Air Compressor Storage - CST | 1015965
19-K1 | 19-K1 Stanley Mosk Courthouse | 19-K1-D3041-210-SFN30 | FAN, SUPPLY #30 | UTILITY FAN CORP | A05404 | 4-1110 | OM00028576 | NA | Floor 10 - ELECTRICAL RM 1020 (SUPPLY FAN #30) | NA | 20X25X2 | NA | DNA | DNA | DNA | Electric |  | NA | NA | \Classifications\Building System Class\D30-HVAC Systems\D3040 - Distribution SYS\Supply/Exhaust/Return fans- FAN | 1015966
19-K1 | 19-K1 Stanley Mosk Courthouse | 19-K1-D4024-100-FHS90 | FIRE, OTHER STAND PIPE & HOSE SYSTEMS (90) | DNA | DNA | DNA | OM00035749 | NA | THROUGHOUT BUILDING | NA | NA | NA | NA | NA | NA | NA |  | NA | NA | \Classifications\Building System Class\D40-Fire Protection SYS\D4020 - Stand Pipe\Other Stand Pipe Hose Systems - FHS | 1015967
19-K1 | 19-K1 Stanley Mosk Courthouse | 19-K1-D3040-120-FCU01 | FAN COIL UNIT #1 (RM 426 LOBBY-ENTRANCE) | DATA AIRE INC | DNA | DAMC-0212 | OM00035761 | NA | RM 426 LOBBY - ENTRANCE | NA | 20X20X2 | NA | DNA | 240 | 26 | ELECTRIC | 1 | NA | NA | \Classifications\Building System Class\D30-HVAC Systems\D3040 - Distribution SYS\Fan Coil Unit - FCU | 1016094
19-K1 | 19-K1 Stanley Mosk Courthouse | 19-K1-D3040-120-FCU02 | FAN COIL UNIT #2 (RM 426 LOBBY-RIGHT) | DATA AIRE INC | DNA | DAMC-0212 | OM00035762 | NA | RM 426 LOBBY - RIGHT | NA | 20X20X2 | NA | DNA | 240 | 26 | ELECTRIC | 1 | NA | NA | \Classifications\Building System Class\D30-HVAC Systems\D3040 - Distribution SYS\Fan Coil Unit - FCU | 1016095
19-K1 | 19-K1 Stanley Mosk Courthouse | 19-K1-D3040-120-FCU03 | FAN COIL UNIT #3 (RM 426 SELF HELP) | DATA AIRE INC | 91-0490-A | DAMC-0212 | OM00035763 | NA | RM 426 SELF HELP | NA | 20X20X2 | NA | DNA | 240 | 26 | ELECTRIC | 1 | NA | NA | \Classifications\Building System Class\D30-HVAC Systems\D3040 - Distribution SYS\Fan Coil Unit - FCU | 1016096
19-K1 | 19-K1 Stanley Mosk Courthouse | 19-K1-D3040-120-FCU04 | FAN COIL UNIT #4 (RM 426 CENTER-RIGHT) | DATA AIRE INC | 91-0488-A | DAMC-0212 | OM00035764 | NA | RM 426 CENTER-RIGHT | NA | 20X20X2 | NA | DNA | 240 | 26 | ELECTRIC | 1 | NA | NA | \Classifications\Building System Class\D30-HVAC Systems\D3040 - Distribution SYS\Fan Coil Unit - FCU | 1016097
19-K1 | 19-K1 Stanley Mosk Courthouse | 19-K1-D3040-120-FCU05 | FAN COIL UNIT #5 (RM 426 MID-RIGHT) | DATA AIRE INC | 91-0489-A | DAMC-0212 | OM00035765 | NA | RM 426 MID-RIGHT | NA | 20X20X2 | NA | DNA | 240 | 26 | ELECTRIC | 1 | NA | NA | \Classifications\Building System Class\D30-HVAC Systems\D3040 - Distribution SYS\Fan Coil Unit - FCU | 1016098
19-K1 | 19-K1 Stanley Mosk Courthouse | 19-K1-D3040-120-FCU06 | FAN COIL UNIT #6 (RM 426 REAR-RIGHT) | DATA AIRE INC | 91-0476-A | DAMC-0212 | OM00035766 | NA | RM 426 REAR-RIGHT | NA | 20X20X2 | NA | DNA | 240 | 26 | ELECTRIC | 1 | NA | NA | \Classifications\Building System Class\D30-HVAC Systems\D3040 - Distribution SYS\Fan Coil Unit - FCU | 1016099
19-K1 | 19-K1 Stanley Mosk Courthouse | 19-K1-D3040-120-FCU07 | FAN COIL UNIT #7 (RM 426 REAR-MID) | DATA AIRE INC | 91-0496-A | DAMC-0212 | OM00035767 | NA | RM 426 REAR-MID | NA | 20X20X2 | NA | DNA | 240 | 26 | ELECTRIC | 1 | NA | NA | \Classifications\Building System Class\D30-HVAC Systems\D3040 - Distribution SYS\Fan Coil Unit - FCU | 1016100
19-K1 | 19-K1 Stanley Mosk Courthouse | 19-K1-D3040-120-FCU08 | FAN COIL UNIT #8 (RM 426 CENTER-MID/LEFT) | DATA AIRE INC | 91-0497-A | DAMC-0212 | OM00035768 | NA | RM 426 CENTER-MED/LEFT | NA | 20X20X2 | NA | DNA | 249 | 26 | ELECTRIC | 1 | NA | NA | \Classifications\Building System Class\D30-HVAC Systems\D3040 - Distribution SYS\Fan Coil Unit - FCU | 1016101
19-K1 | 19-K1 Stanley Mosk Courthouse | 19-K1-D3040-120-FCU09 | FAN COIL UNIT #9 (RM 426 REAR-MID/LEFT) | DATA AIRE INC | 91-0477-A | DAMC-0212 | OM00035769 | NA | RM 426 REAR-MID/LEFT | NA | 20X20X2 | NA | DNA | 240 | 26 | ELECTRIC | 1 | NA | NA | \Classifications\Building System Class\D30-HVAC Systems\D3040 - Distribution SYS\Fan Coil Unit - FCU | 1016102
19-K1 | 19-K1 Stanley Mosk Courthouse | 19-K1-D3040-120-FCU10 | FAN COIL UNIT #10 (RM 426 REAR-LEFT) | DATA AIRE INC | 91-0484-A | DAMC-0212 | OM00035770 | NA | RM 426 REAR-LEFT | NA | 20X20X2 | NA | DNA | 240 | 26 | ELECTRIC | 1 | NA | NA | \Classifications\Building System Class\D30-HVAC Systems\D3040 - Distribution SYS\Fan Coil Unit - FCU | 1016103
19-K1 | 19-K1 Stanley Mosk Courthouse | 19-K1-D3040-120-FCU11 | FAN COIL UNIT #11 (RM 426 CENTER-LEFT) | DATA AIRE INC | 91-0478-A | DAMC-0212 | OM00035771 | NA | RM 426 CENTER-LEFT | NA | 20X20X2 | NA | DNA | 240 | 26 | ELECTRIC | 1 | NA | NA | \Classifications\Building System Class\D30-HVAC Systems\D3040 - Distribution SYS\Fan Coil Unit - FCU | 1016104
19-K1 | 19-K1 Stanley Mosk Courthouse | 19-K1-D3040-120-FCU12 | FAN COIL UNIT #12 (RM 426 FRONT-LEFT) | DATA AIRE INC | 91-0475-A | DAMC-0212 | OM00035772 | NA | RM 426 FRONT-LEFT | NA | 20X20X2 | NA | DNA | 240 | 26 | ELECTRIC | 1 | NA | NA | \Classifications\Building System Class\D30-HVAC Systems\D3040 - Distribution SYS\Fan Coil Unit - FCU | 1016105
19-K1 | 19-K1 Stanley Mosk Courthouse | 19-K1-D3040-120-FCU13 | FAN COIL UNIT #13 (RM 426 FRONT-MID/LEFT) | DATA AIRE INC | 91-0485-A | DAMC-0212 | OM00035773 | NA | RM 426 FRONT-MID/LEFT | NA | 20X20X2 | NA | DNA | 240 | 26 | ELECTRIC | 1 | NA | NA | \Classifications\Building System Class\D30-HVAC Systems\D3040 - Distribution SYS\Fan Coil Unit - FCU | 1016106
19-K1 | 19-K1 Stanley Mosk Courthouse | 19-K1-D3040-120-FCU14 | FAN COIL UNIT #14 (RM 429 FRONT-LEFT) | DATA AIRE INC | DNA | DAMC-0212 | OM00035774 | NA | RM 429 FRONT-LEFT | NA | 20X20X2 | NA | DNA | 240 | 26 | ELECTRIC | 1 | NA | NA | \Classifications\Building System Class\D30-HVAC Systems\D3040 - Distribution SYS\Fan Coil Unit - FCU | 1016107
19-K1 | 19-K1 Stanley Mosk Courthouse | 19-K1-D3040-120-FCU15 | FAN COIL UNIT #15 (RM 429 REAR) | DATA AIRE INC | DNA | DAMC-0212 | OM00035775 | NA | RM 429 REAR | NA | 20X20X2 | NA | DNA | 240 | 26 | ELECTRIC | 1 | NA | NA | \Classifications\Building System Class\D30-HVAC Systems\D3040 - Distribution SYS\Fan Coil Unit - FCU | 1016108
19-K1 | 19-K1 Stanley Mosk Courthouse | 19-K1-D3040-120-FCU16 | FAN COIL UNIT #16 (RM 429 FRONT-RIGHT) | DATA AIRE INC | DNA | DAMC-0212 | OM00035776 | NA | RM 429 FRONT-RIGHT | NA | 20X20X2 | NA | DNA | 240 | 26 | ELECTRIC | 1 | NA | NA | \Classifications\Building System Class\D30-HVAC Systems\D3040 - Distribution SYS\Fan Coil Unit - FCU | 1016109
19-K1 | 19-K1 Stanley Mosk Courthouse | 19-K1-D3040-120-FCU17 | FAN COIL UNIT #17 (RM 435 BREAKROOM) | DATA AIRE INC | DNA | DAMC-0212 | OM00035777 | NA | RM 435 BREAKROOM | NA | 20X20X2 | NA | DNA | 240 | 26 | ELECTRIC | 1 | NA | NA | \Classifications\Building System Class\D30-HVAC Systems\D3040 - Distribution SYS\Fan Coil Unit - FCU | 1016110
19-K1 | 19-K1 Stanley Mosk Courthouse | 19-K1-D3040-120-FCU18 | FAN COIL UNIT #18 (RM 425-A07 LEFT) | DATA AIRE INC | DNA | DAMC-0212 | OM00035778 | NA | RM 425-A07 LEFT | NA | 20X20X2 | NA | DNA | 240 | 26 | ELECTRIC | 1 | NA | NA | \Classifications\Building System Class\D30-HVAC Systems\D3040 - Distribution SYS\Fan Coil Unit - FCU | 1016111
19-K1 | 19-K1 Stanley Mosk Courthouse | 19-K1-D3040-120-FCU19 | FAN COIL UNIT #19 (RM 425-A07 CENTER) | DATA AIRE INC | DNA | DAMC-0212 | OM00035779 | NA | RM 425-A07 CENTER | NA | 20X20X2 | NA | DNA | 240 | 26 | ELECTRIC | 1 | NA | NA | \Classifications\Building System Class\D30-HVAC Systems\D3040 - Distribution SYS\Fan Coil Unit - FCU | 1016112
19-K1 | 19-K1 Stanley Mosk Courthouse | 19-K1-D3040-120-FCU20 | FAN COIL UNIT #20 (RM 425-A07 RIGHT) | DATA AIRE INC | DNA | DAMC-0212 | OM00035780 | NA | RM 425-A07 RIGHT | NA | 20X20X2 | NA | DNA | 240 | 26 | ELECTRIC | 1 | NA | NA | \Classifications\Building System Class\D30-HVAC Systems\D3040 - Distribution SYS\Fan Coil Unit - FCU | 1016113
19-K1 | 19-K1 Stanley Mosk Courthouse | 19-K1-D3040-120-FCU21 | FAN COIL UNIT #21 (RM 425-A02 CENTER) | DATA AIRE INC | DNA | DAMC-0212 | OM00035781 | NA | RM 425-A02 CENTER | NA | 20X20X2 | NA | DNA | 240 | 26 | ELECTRIC | 1 | NA |  | \Classifications\Building System Class\D30-HVAC Systems\D3040 - Distribution SYS\Fan Coil Unit - FCU | 1016114
19-K1 | 19-K1 Stanley Mosk Courthouse | 19-K1-D3040-120-FCU22 | FAN COIL UNIT #22 (RM 425-A01 REAR) | DATA AIRE INC | DNA | DAMC-0212 | OM00035782 | NA | RM 425-A01 REAR | NA | 20X20X2 | NA | DNA | 240 | 26 | ELECTRIC | 1 | NA | NA | \Classifications\Building System Class\D30-HVAC Systems\D3040 - Distribution SYS\Fan Coil Unit - FCU | 1016115
19-K1 | 19-K1 Stanley Mosk Courthouse | 19-K1-D3040-120-FCU23 | FAN COIL UNIT #23 (RM 425-A05 FRONT) | DATA AIRE INC | DNA | DAMC-0212 | OM00035783 | NA | RM 425-A05 FRONT | NA | 20X20X2 | NA | DNA | 240 | 26 | ELECTRIC | 1 | NA | NA | \Classifications\Building System Class\D30-HVAC Systems\D3040 - Distribution SYS\Fan Coil Unit - FCU | 1016116
19-K1 | 19-K1 Stanley Mosk Courthouse | 19-K1-D2023-100-BFP08 | BACKFLOW PREVENTER (DOMESTIC 6") | HERSEY/GRINNEL | B186/B168 | B2 | OM00028533 |  | BASEMENT AT WEST WALL-C LEVEL- METER ON GRAND AV RM 399 | NA | NA | NA | NA | NA | NA | NA | NA | NA | NA | \Classifications\Building System Class\D20-Plumbing\D2020 - Domestic Water\Backflow Preventer - BFP | 1016247
19-K1 | 19-K1 Stanley Mosk Courthouse | 19-K1-D1013-310-WCL01 | LIFT, WHEELCHAIR (APPELLATE COURTROOM) | GARAVENTA STAIR-LIFT | 140642 | XPRESS 2 | OM00035784 | State ID# 140642 | 6TH FL APPELLATE COURTROOM | NA | NA | NA | DNA | 240 | 5 | Electric | 3 | NA | NA | \Classifications\Building System Class\D10-Conveyance Systems\D1010 - Elevator\Wheelchair Lift - WCL | 1016259
19-K1 | 19-K1 Stanley Mosk Courthouse | 19-K1-D5036-200-CSY01 | LARGE BUILDING CLOCK (FRONT OF BUILDING) | AMERICAN CLOCK COMPANY | K8849 | SPEC | OM00035739 | NA | 9TH FLOOR FRONT OF BUILDING DNA | NA | NA | NA | 1/125 | 110 | 0.22 | Electric | 1 | NA | NA | \Classifications\Building System Class\D50-Electrical SYS\D5030 - Comm & Security\Clock Systems - CSY | 1016577
19-K1 | 19-K1 Stanley Mosk Courthouse | 19-K1-G3063-100-DFS01 | DIESEL FUEL LEAK DETECTION SYSTEM | VEEDER-ROOT | 90659331805001 | TLS-300C | OM00035933 | NA | ROOM 338 ON 3RD FLOOR | NA | NA | NA | NA | 110 | DNA | Electric | 1 | NA | NA | \Classifications\Building System Class\G30-Site Mechanical Utilities\G3060 - Fuel Distribution\Diesel Fuel Leak Detection System - DFS | 1016578
19-K1 | 19-K1 Stanley Mosk Courthouse | 19-K1-D3042-220-EFN08 | EXHAUST FAN #8 (RM 333) | UTILITY FAN CORP | A06671 | 4-1500 (TYPE "F" SIZE 4.5S) | OM00035900 | NA | ROOM 333 ON 3RD FLOOR | B-120 (2) | NA | NA | 3 | 240-480 | 9.2-4.6 | Electric | 3 | NA | NA | \Classifications\Building System Class\D30-HVAC Systems\D3040 - Distribution SYS\Supply/Exhaust/Return fans- FAN | 1016579
19-K1 | 19-K1 Stanley Mosk Courthouse | 19-K1-D3040-120-FCU24 | FAN COIL UNIT #24 (RM 425A) | DATA AIR INC | DNA | DAMC-0212 | OM00035936 | NA | RM 425A-A03 ON 4TH FLOOR | NA | 20X20X2 (2) | NA | NA | 240 | 26 | Electric |  | NA | NA | \Classifications\Building System Class\D30-HVAC Systems\D3040 - Distribution SYS\Fan Coil Unit - FCU | 1016580
19-K1 | 19-K1 Stanley Mosk Courthouse | 19-K1-D3040-600-HES03 | HEAT EXCHANGER, COMFORT HOT WATER #1 | DNA | DNA | DNA | OM00035904 | NA | MECH RM 336 ON 3RD FLOOR | NA | NA | NA | NA | NA | NA | NA | NA | NA | NA | \Classifications\Building System Class\D30-HVAC Systems\D3040 - Distribution SYS\Heat Exchanger,Steam - HES | 1016581
19-K1 | 19-K1 Stanley Mosk Courthouse | 19-K1-D3040-600-HES04 | HEAT EXCHANGER, COMFORT HOT WATER #2 | DNA | DNA | DNA | OM00035903 | NA | MECH RM 336 ON 3RD FLOOR | NA | NA | NA | NA | NA | NA | NA | NA | NA | NA | \Classifications\Building System Class\D30-HVAC Systems\D3040 - Distribution SYS\Heat Exchanger,Steam - HES | 1016582
19-K1 | 19-K1 Stanley Mosk Courthouse | 19-K1-D3040-600-HES05 | HEAT EXCHANGER, COMFORT HOT WATER #3 | DNA | DNA | DNA | OM00035902 | NA | MECH RM 336 ON 3RD FLOOR | NA | NA | NA | NA | NA | NA | NA | NA | NA | NA | \Classifications\Building System Class\D30-HVAC Systems\D3040 - Distribution SYS\Heat Exchanger,Steam - HES | 1016583
19-K1 | 19-K1 Stanley Mosk Courthouse | 19-K1-D3040-600-HES06 | TANK, HEAT EXCHANGE STEAM CONDENSOR | DNA | DNA | DNA | OM00035929 | NA | MECH RM 336 ON 3RD FLOOR | NA | NA | NA | NA | NA | NA | NA |  | NA | NA | \Classifications\Building System Class\D30-HVAC Systems\D3040 - Distribution SYS\Heat Exchanger,Steam - HES | 1016584
19-K1 | 19-K1 Stanley Mosk Courthouse | 19-K1-D3042-220-EFN11 | EXHAUST FAN #11 (RM 422D) | UTILITY FAN CORP | A05269 | 4-2500 (TYPE "F" SIZE 7S) | OM00035897 | NA | ROOM 422D ON 4TH FLOOR | B-173 (3) | NA | NA | 7.5 | 240-480 | 22.4-11.2 | Electric | 3 | NA | NA | \Classifications\Building System Class\D30-HVAC Systems\D3040 - Distribution SYS\Supply/Exhaust/Return fans- FAN | 1016606
19-K1 | 19-K1 Stanley Mosk Courthouse | 19-K1-D3042-220-EFN13 | EXHAUST FAN #13 (MECH RM 721) | UTILITY FAN CORP | A05395 | 4-1890 (TYPE "F" SIZE 5.5D) | OM00035742 | NA | MECH RM 721 ON 7TH FLOOR | B-158 (2) | NA | NA | 5 | 240-480 | 15.2-7.6 | Electric | 3 | NA | NA | \Classifications\Building System Class\D30-HVAC Systems\D3040 - Distribution SYS\Supply/Exhaust/Return fans- FAN | 1016607
19-K1 | 19-K1 Stanley Mosk Courthouse | 19-K1-D3042-220-EFN14 | EXHAUST FAN #14 (MECH RM 721) | UTILITY FAN CORP | A05398 | 4-1880 (TYPE "F" SIZE 5.5D) | OM00035743 | NA | MECH RM 721 ON 7TH FLOOR | B-158 (2) | NA | NA | 5 | 240-480 | 15.2-7.6 | Electric | 3 | NA | NA | \Classifications\Building System Class\D30-HVAC Systems\D3040 - Distribution SYS\Supply/Exhaust/Return fans- FAN | 1016608
19-K1 | 19-K1 Stanley Mosk Courthouse | 19-K1-D3042-220-EFN16 | EXHAUST FAN #16 (MECH RM 710) | UTILITY FAN CORP | A05396 | 4-1890 (TYPE "F" SIZE 5.5D) | OM00035746 | NA | MECH RM 710 ON 7TH FLOOR | B-158 (2) | NA | NA | 5 | 240-480 | 15.2-7.6 | Electric | 3 | NA | NA | \Classifications\Building System Class\D30-HVAC Systems\D3040 - Distribution SYS\Supply/Exhaust/Return fans- FAN | 1016610
19-K1 | 19-K1 Stanley Mosk Courthouse | 19-K1-D3042-220-EFN15 | EXHAUST FAN #15 (MECH RM 710) | UTILITY FAN CORP | A05399 | 4-1880 (TYPE "F" SIZE 5.5D) | OM00035745 | NA | MECH RM 710 ON 7TH FLOOR | B-158 (2) | NA | NA | 5 | 240-480 | 15.2-7.6 | Electric | 3 | NA | NA | \Classifications\Building System Class\D30-HVAC Systems\D3040 - Distribution SYS\Supply/Exhaust/Return fans- FAN | 1016609
19-K1 | 19-K1 Stanley Mosk Courthouse | 19-K1-D3042-220-EFN17 | EXHAUST FAN #17 (MECH RM 708) | UTILITY FAN CORP | A05397 | 4-1890 (TYPE "F" SIZE 5.5D) | OM00035748 | NA | MECH RM 708 ON 7TH FLOOR | B-158 (2) | NA | NA | 5 | 240-480 | 15.2-7.6 | Electric | 3 | NA | NA | \Classifications\Building System Class\D30-HVAC Systems\D3040 - Distribution SYS\Supply/Exhaust/Return fans- FAN | 1016611
19-K1 | 19-K1 Stanley Mosk Courthouse | 19-K1-D3042-220-EFN18 | EXHAUST FAN #18 (MECH RM 708) | UTILITY FAN CORP | A05400 | 4-1880 (TYPE "F" SIZE 5.5D) | OM00035747 | NA | MECH RM 708 ON 7TH FLOOR | B-158 (2) | NA | NA | 5 | 240-480 | 15-14.4-7.2 | Electric | 3 | NA | NA | \Classifications\Building System Class\D30-HVAC Systems\D3040 - Distribution SYS\Supply/Exhaust/Return fans- FAN | 1016612
19-K1 | 19-K1 Stanley Mosk Courthouse | 19-K1-D3042-220-EFN20 | EXHAUST FAN #20 (MECH RM 700) | UTILITY FAN CORP | A05393 | 4-1900 | OM00035895 | NA | MECH RM 700 ON 7TH FLOOR | B-136 (2) | NA | NA | 5 | 240-480 | 15.2-7.6 | Electric | 3 | NA | NA | \Classifications\Building System Class\D30-HVAC Systems\D3040 - Distribution SYS\Supply/Exhaust/Return fans- FAN | 1016613
19-K1 | 19-K1 Stanley Mosk Courthouse | 19-K1-D3042-220-EFN21 | EXHAUST FAN #21 (MECH RM 1026) | UTILITY FAN CORP | A05377 | 4-1310 | OM00035738 | NA | MECH RM 1026 ON 10TH FLOOR | B-105 (2) | NA | NA | 2 | 240-480 | 6.8-6.4-3.2 | Electric | 3 | NA | NA | \Classifications\Building System Class\D30-HVAC Systems\D3040 - Distribution SYS\Supply/Exhaust/Return fans- FAN | 1016614
19-K1 | 19-K1 Stanley Mosk Courthouse | 19-K1-D3042-220-EFN22 | EXHAUST FAN #22 (MECH RM 1026) | UTILITY FAN CORP | A05852 | 4-1700 | OM00035737 | NA | MECH RM 1026 ON 10TH FLOOR | B-136 (2) | NA | NA | 3 | 240-480 | 9.5-9-4.5 | Electric | 3 | NA | NA | \Classifications\Building System Class\D30-HVAC Systems\D3040 - Distribution SYS\Supply/Exhaust/Return fans- FAN | 1016615
19-K1 | 19-K1 Stanley Mosk Courthouse | 19-K1-D3042-220-EFN23 | EXHAUST FAN #23 (MECH RM 1028) | UTILITY FAN CORP | A05391 | 4-1910 | OM00035758 | NA | MECH RM 1028 ON 10TH FLOOR | B-136 (2) | NA | NA | 3 | 240-480 | 9.8-4.9-12.4-6.2 | Electric | 3 | NA | NA | \Classifications\Building System Class\D30-HVAC Systems\D3040 - Distribution SYS\Supply/Exhaust/Return fans- FAN | 1016616
19-K1 | 19-K1 Stanley Mosk Courthouse | 19-K1-D3042-220-EFN24 | EXHAUST FAN #24 (MECH RM 1028) | UTILITY FAN CORP | A05380 | 4-2100 | OM00035759 | NA | MECH RM 1028 ON 10TH FLOOR | B-44 (2) | NA | NA | 5 | 240-480 | 15.6-7.8 | Electric | 3 | NA | NA | \Classifications\Building System Class\D30-HVAC Systems\D3040 - Distribution SYS\Supply/Exhaust/Return fans- FAN | 1016617
19-K1 | 19-K1 Stanley Mosk Courthouse | 19-K1-D3042-220-EFN25 | EXHAUST FAN #25 (MECH RM 1028) | UTILITY FAN CORP | A05383 | 4-2110 | OM00035760 | NA | MECH RM 1028 ON 10TH FLOOR | B-144 (2) | NA | NA | 5 | 240-480 | 15.2-7.6 | Electric | 3 | NA | NA | \Classifications\Building System Class\D30-HVAC Systems\D3040 - Distribution SYS\Supply/Exhaust/Return fans- FAN | 1016618
19-K1 | 19-K1 Stanley Mosk Courthouse | 19-K1-D3042-220-EFN26 | EXHAUST FAN #26 (MECH RM 1028) | UTILITY FAN CORP | A05381 | 4-2100 | OM00035756 | NA | MECH RM 1028 ON 10TH FLOOR | B-144 (2) | NA | NA | 5 | 240-480 | 15.2-7.6 | Electric | 3 | NA | NA | \Classifications\Building System Class\D30-HVAC Systems\D3040 - Distribution SYS\Supply/Exhaust/Return fans- FAN | 1016619
19-K1 | 19-K1 Stanley Mosk Courthouse | 19-K1-D3042-220-EFN38 | EXHAUST FAN #38 (RM 827) | UTILITY FAN CORP | A05611 | 4-1100 | OM00035740 | NA | RM 827, 4TH DOOR ON RIGHT SIDE | A-78 (2) | NA | NA | 1 | 240-480 | 3.8-1.9 | Electric | 3 | NA | NA | \Classifications\Building System Class\D30-HVAC Systems\D3040 - Distribution SYS\Supply/Exhaust/Return fans- FAN | 1016621
19-K1 | 19-K1 Stanley Mosk Courthouse | 19-K1-D3042-220-EFN27 | EXHAUST FAN #27 (MECH RM 1028) | UTILITY FAN CORP | A05384 | 4-2110 | OM00035757 | na | MECH RM 1028 ON 10TH FLOOR | B-144 (2) | NA | NA | 5 | 240-480 | 16-15-7.5 | Electric | 3 | NA | NA | \Classifications\Building System Class\D30-HVAC Systems\D3040 - Distribution SYS\Supply/Exhaust/Return fans- FAN | 1016620
19-K1 | 19-K1 Stanley Mosk Courthouse | 19-K1-D3042-220-EFN19 | Exhaust Fan #19 (Mech Rm 700) | UTILITY FAN CORP | A05379 | 4-2100 | OM00035896 | NA | MECH RM 700 ON 7TH FLOOR | B-144 (2) | NA | NA | 5 | 240-480 | 15.2-17.6 | Electric | 3 | NA | NA | \Classifications\Building System Class\D30-HVAC Systems\D3040 - Distribution SYS\Supply/Exhaust/Return fans- FAN | 1016622
19-K1 | 19-K1 Stanley Mosk Courthouse | 19-K1-D3041-230-RFN01 | RETURN FAN #1 (BELT DRIVEN) | UTILITY FAN CORP | A05248 | 4-2500 | OM00035935 | NA | RM 111A ON 1ST FLOOR | B-144 (3) | NA | NA | 7.5 | 240-480 | 21.6-10.8 | Electric | 3 | NA | NA | \Classifications\Building System Class\D30-HVAC Systems\D3040 - Distribution SYS\Supply/Exhaust/Return fans- FAN | 1016623
19-K1 | 19-K1 Stanley Mosk Courthouse | 19-K1-D3041-230-RFN02 | RETURN FAN #2 (BELT DRIVEN) | UTILITY FAN CORP | A05249 | 4-2510 | OM00035934 | NA | RM 111A ON 1ST FLOOR | B-158 (3) | NA | NA | 7.5 | 240-480 | 22.4-11.2 | Electric | 3 | NA | NA | \Classifications\Building System Class\D30-HVAC Systems\D3040 - Distribution SYS\Supply/Exhaust/Return fans- FAN | 1016624
19-K1 | 19-K1 Stanley Mosk Courthouse | 19-K1-D3041-230-RFN03 | RETURN FAN #3 (BELT DRIVEN) | UTILITY FAN CORP | A05250 | 4-2700 | OM00035938 | NA | MECH RM 112B ON 1ST FLOOR | B-180 (3) | NA | NA | 7.5 | 240-480 | 21.6-10.8 | Electric | 3 | NA | NA | \Classifications\Building System Class\D30-HVAC Systems\D3040 - Distribution SYS\Supply/Exhaust/Return fans- FAN | 1016625
19-K1 | 19-K1 Stanley Mosk Courthouse | 19-K1-D3041-230-RFN04 | RETURN FAN #4 (BELT DRIVEN) | UTILITY FAN CORP | A05251 | 4-2710 | OM00035937 | NA | MECH RM 112B ON 1ST FLOOR | B-180 (3) | NA | NA | 7.5 | 240-480 | 23.8-11.9 | Electric | 3 | NA | NA | \Classifications\Building System Class\D30-HVAC Systems\D3040 - Distribution SYS\Supply/Exhaust/Return fans- FAN | 1016626
19-K1 | 19-K1 Stanley Mosk Courthouse | 19-K1-D3041-230-RFN06 | RETURN FAN #6 (BELT DRIVEN) | UTILITY FAN CORP | A05259 | 4-1100 | OM00035898 | NA | ROOM 333 ON 3RD FLOOR | A-80 (2) | NA | NA | 2 | 240-480 | 6-3 | Electric | 3 | NA | NA | \Classifications\Building System Class\D30-HVAC Systems\D3040 - Distribution SYS\Supply/Exhaust/Return fans- FAN | 1016627
19-K1 | 19-K1 Stanley Mosk Courthouse | 19-K1-D3041-230-RFN07 | RETURN FAN #7 (BELT DRIVEN) | UTILITY FAN CORP | A05260 | 4-2300 | OM00035899 | NA | ROOM 333 ON 3RD FLOOR | B-158 (3) | NA | NA | 5.5 | 240-480 | 21.6-10.8 | Electric | 3 | NA | NA | \Classifications\Building System Class\D30-HVAC Systems\D3040 - Distribution SYS\Supply/Exhaust/Return fans- FAN | 1016628
19-K1 | 19-K1 Stanley Mosk Courthouse | 19-K1-D3041-230-RFN08 | RETURN FAN #8 (BELT DRIVEN) | UTILITY FAN CORP | A05369 | 4-2500 | OM00035932 | NA | ROOM 425D ON 4TH FLOOR | B-173 (3) | NA | NA | 7.5 | 240-480 | 21.6-10.8 | Electric | 3 | NA | NA | \Classifications\Building System Class\D30-HVAC Systems\D3040 - Distribution SYS\Supply/Exhaust/Return fans- FAN | 1016629
19-K1 | 19-K1 Stanley Mosk Courthouse | 19-K1-D3041-230-RFN09 | RETURN FAN #9 (BELT DRIVEN) | Leeson | 140450.00 | C273T17FB6E | OM00035931 | NA | ROOM 425D ON 4TH FLOOR | B-173 (2) | NA | NA | 7.5 | 230/208 | 10.8-12.4 | Electric | 3 | NA | NA | \Classifications\Building System Class\D30-HVAC Systems\D3040 - Distribution SYS\Supply/Exhaust/Return fans- FAN | 1016630
19-K1 | 19-K1 Stanley Mosk Courthouse | 19-K1-D5010-200-ESD02 | Electrical Main Switchgear (Rm 322E) | Square D Company | HVL305CLG-2 | 17-4207872H | OM00040527 | NA | 3rd Floor Room 322E | NA | NA | NA | NA | DNA | DNA | ELECTRIC |  | NA | NA | \Classifications\Building System Class\D50-Electrical SYS\D5010 - Elec Service & Dist\Electical Service and Distribution - ESD | 1017440
19-K1 | 19-K1 Stanley Mosk Courthouse | 19-K1-D5010-110-MCC01 | Motor Control Center (Chiller Rm M100) | Zinsco | 152412-240 | WW10 | OM00035082 | NA | Basement Chiller Room M100 | NA | NA | NA | NA | 480/110 | 15 kva | ELECTRIC | 3 | NA | NA | \Classifications\Building System Class\D50-Electrical SYS\D5010 - Elec Service & Dist\Chiller Room Electrical Panel - MCC | 1017473
19-K1 | 19-K1 Stanley Mosk Courthouse | 19-K1-D3090-220-CMD02 | Compressor Air Dryer (Rm 334) | SpeedAir | GR050A115141009 | 3YA53A | OM00036902 |  | Loading Dock Room 334 | NA | NA | R-134a | NA | 115 | 10.97 | Electric | 1 | NA | NA | \Classifications\Building System Class\D30-HVAC Systems\D3090 - Other HVAC Systems and Equipment\Compressed Air Dryer - CMD | 1018943
19-K1 | 19-K1 Stanley Mosk Courthouse | 19-K1-D3090-114-CMP04 | Compressor Control Air (Room 334) | SpeedAir | D133742 | 1WD78 | OM00036901 |  | Mech Room 334 | B85 (2) | NA | NA | 15 | 230 | 65 | Electric | 3 | NA | NA | \Classifications\Building System Class\D30-HVAC Systems\D3090 - Other HVAC Systems and Equipment\Air Compressor - CMP | 1018944
19-K1 | 19-K1 Stanley Mosk Courthouse | 19-K1-G3060-320-DFP03 | PUMP, DIESEL FUEL TRANSFER (DEF03) | Simplex | DNA | SRD-50 | OM00040981 |  | Floor 3, ELECTRICAL ROOM | NA | NA | NA | DNA | 460 | 3.2 | Diesel | 3 | NA | NA | \Classifications\Building System Class\G30-Site Mechanical Utilities\G3060 - Fuel Distribution\Pump, Fuel, Diesel Fuel Transfer Pump - DFP | 1020461
19-K1 | 19-K1 Stanley Mosk Courthouse | 19-K1-G3063-100-DAT05 | Generator Day Tank (DAT05) | Simplex | DNA | SRS-50 | OM00040981 |  | 3rd Floor, Room 322E | NA | NA | NA | .33 | 460V | 1.2 | Diesel | DNA | NA | NA | \Classifications\Building System Class\G30-Site Mechanical Utilities\G3060 - Fuel Distribution\Tank, Fuel Storage Day - DAT | 1021685
19-L1 | 19-L1 Clara Shortridge Foltz Criminal Justice Center | 19-L1-D3041-110-AHU01 | Air Handler 1 | TRANE | UO-99422 | DNA | OM00033721 | NA | BASEMENT, SERVICE LEVEL #29 | B-112 | 16X25X2 | NA | 15 | 480 | DNA | Electric | 3 | NA | NA | \Classifications\Building System Class\D30-HVAC Systems\D3040 - Distribution SYS\Air Handling Unit - AHU | 1011457
19-L1 | 19-L1 Clara Shortridge Foltz Criminal Justice Center | 19-L1-D3041-110-AHU02 | Air Handler 2 | TRANE | 69-98324 | 35 | OM00033421 | NA | Basement SERVICE LEVEL 4 | (3) 13112/(2) B-78 | (16) 20X25X2 | NA | 5 | 480 | 6.8 | Electric | 3 | DNA | DNA | \Classifications\Building System Class\D30-HVAC Systems\D3040 - Distribution SYS\Air Handling Unit - AHU | 1011458
19-L1 | 19-L1 Clara Shortridge Foltz Criminal Justice Center | 19-L1-D3041-110-AHU03 | Air Handler 3 | TRANE | U9-98325 | 35 | OM00033371 | NA | Basement SERVICE LEVEL #60 NEXT TO FIRE PUMP ROOM | (3) B108/(2) 1371 | (8)20X25X2/(4) 16X25X2 | NA | 15 | 480 | 19.5 | Electric | 3 | NA | NA | \Classifications\Building System Class\D30-HVAC Systems\D3040 - Distribution SYS\Air Handling Unit - AHU | 1011459
19-L1 | 19-L1 Clara Shortridge Foltz Criminal Justice Center | 19-L1-D3041-110-AHU04 | Air Handler 4 | TRANE | UI-20056 | 12 | OM00033420 | NA | JUDGES PARKING | (2) A-68 | (21) 20X25X2 | NA | 5 | 480 | 6.9 | Electric | 3 | NA | NA | \Classifications\Building System Class\D30-HVAC Systems\D3040 - Distribution SYS\Air Handling Unit - AHU | 1011460
19-L1 | 19-L1 Clara Shortridge Foltz Criminal Justice Center | 19-L1-D3041-110-AHU05 | Air Handler 5 | CURTIS | 511 | CHBC - 115 | OM00033661 | NA | SHERRIFF PARKING AREA | A71 | 16X20X2 -2 | NA | 1.5 | 230 | 9.5 | Electric | 3 | NA | NA | \Classifications\Building System Class\D30-HVAC Systems\D3040 - Distribution SYS\Air Handling Unit - AHU | 1011461
19-L1 | 19-L1 Clara Shortridge Foltz Criminal Justice Center | 19-L1-D3041-110-AHU06 | Air Handler 6 | TRANE | UO-10327 | 17 | OM00033686 | NA | Floor 4 NORTH EAST CORNER | (2) 1375/(2) A62 | (8) 20X25X2 | NA | 7.5 | 480 | 11 | ELECTRIC | 3 | NA | NA | \Classifications\Building System Class\D30-HVAC Systems\D3040 - Distribution SYS\Air Handling Unit - AHU | 1011462
19-L1 | 19-L1 Clara Shortridge Foltz Criminal Justice Center | 19-L1-D3041-110-AHU07 | Air Handler 7 | TRANE | UO-10328 | 14 | OM00033779 | NA | FLOOR 4, NORTHWEST CORNER | (2) 1382/(2) A62 | (6) 16X20X2 / (1) 16X25X2 | NA | 7 1/2 | 480 | 119 | ELECTRIC | 3 | NA | NA | \Classifications\Building System Class\D30-HVAC Systems\D3040 - Distribution SYS\Air Handling Unit - AHU | 1011463
19-L1 | 19-L1 Clara Shortridge Foltz Criminal Justice Center | 19-L1-D3041-110-AHU08 | Air Handler 8 | TRANE | UO-10329 | 17 | OM00033771 | NA | Floor 4 SOUTHEAST CORNER | (2) 1370 / (2) A58 | (2) 16X25X2 / (6) 16X20X2 | NA | 7 1/2 | 480 | 1.9 | Electric | 3 | NA | NA | \Classifications\Building System Class\D30-HVAC Systems\D3040 - Distribution SYS\Air Handling Unit - AHU | 1011464
19-L1 | 19-L1 Clara Shortridge Foltz Criminal Justice Center | 19-L1-D3041-110-AHU09 | Air Handler 9 | TRANE | UO10330 | 14 | OM00033693 | NA | SOUTHWEST CORNER | (2) B82 / (2) A62 | (8) 16X25X2 | NA | 7 1/2 | 480 | 19 | ELECTRIC | 3 | NA | NA | \Classifications\Building System Class\D30-HVAC Systems\D3040 - Distribution SYS\Air Handling Unit - AHU | 1011465
19-L1 | 19-L1 Clara Shortridge Foltz Criminal Justice Center | 19-L1-D3041-110-AHU10 | Air Handler 10 | TRANE | UO-10331 | 31 | OM00033685 | NA | NORTH GATE | (3) 1393 | DNA | NA | 15 | 480 | 1 01 | ELECTRIC | 3 | NA | NA | \Classifications\Building System Class\D30-HVAC Systems\D3040 - Distribution SYS\Air Handling Unit - AHU | 1011466
19-L1 | 19-L1 Clara Shortridge Foltz Criminal Justice Center | 19-L1-D3041-110-AHU11 | Air Handler 11 | TRANE | UO-10332 | 35 | OM00033778 | NA | NORTHWEST CORNER | (3) 1395 / (2) 1376 | (16) 20X25X2 | NA | 15 | 480 | 19 | ELECTRIC | 3 | NA | NA | \Classifications\Building System Class\D30-HVAC Systems\D3040 - Distribution SYS\Air Handling Unit - AHU | 1011467
19-L1 | 19-L1 Clara Shortridge Foltz Criminal Justice Center | 19-L1-D3041-110-AHU12 | Air Handler 12 | TRANE | UO-10333 | 35 | OM00033770 |  | M4-108 | (3) 1395 / (2) 1372 | (16) 20X25X2 | NA | 15 | 480 | 19 | ELECTRIC | 3 | NA | NA | \Classifications\Building System Class\D30-HVAC Systems\D3040 - Distribution SYS\Air Handling Unit - AHU | 1011468
19-L1 | 19-L1 Clara Shortridge Foltz Criminal Justice Center | 19-L1-D3041-110-AHU13 | Air Handler 13 | TRANE | UO-10334 | 35 | OM00033695 | NA | #427 SOUTHWEST CORNER | (3) 1395 / (2) 1371 | (16) 16X25X2 | NA | 15 | 480 | 19 | ELECTRIC | 3 | NA | NA | \Classifications\Building System Class\D30-HVAC Systems\D3040 - Distribution SYS\Air Handling Unit - AHU | 1011469
19-L1 | 19-L1 Clara Shortridge Foltz Criminal Justice Center | 19-L1-D3041-110-AHU14 | Air Handler 14 | TRANE | UO-10335 | 31 | OM00033672 | NA | NORTHEAST | (3) 1393 / (2) A64 | (7) 16X20X2 / (7) 16X25X2 | NA | 15 | 480 | 19 | ELECTRIC | 3 | NA | NA | \Classifications\Building System Class\D30-HVAC Systems\D3040 - Distribution SYS\Air Handling Unit - AHU | 1011470
19-L1 | 19-L1 Clara Shortridge Foltz Criminal Justice Center | 19-L1-D3041-110-AHU15 | Air Handler 15 | TRANE | UO-10336 | 35 | OM00033777 | NA | NORTHWEST CORNER | (3) 1397 / (2) A64 | (16) 20X25X2 | NA | 15 | 480 | 19 | ELECTRIC | 3 | NA | NA | \Classifications\Building System Class\D30-HVAC Systems\D3040 - Distribution SYS\Air Handling Unit - AHU | 1011471
19-L1 | 19-L1 Clara Shortridge Foltz Criminal Justice Center | 19-L1-D3041-110-AHU16 | Air Handler 16 | TRANE | UO-10337 | 35 | OM00033769 | NA | M6-110 | (3) 1397 / (2) A64 | (16) 20X25X2 | NA | 15 | 480 | 19 | ELECTRIC | 3 | NA | NA | \Classifications\Building System Class\D30-HVAC Systems\D3040 - Distribution SYS\Air Handling Unit - AHU | 1011472
19-L1 | 19-L1 Clara Shortridge Foltz Criminal Justice Center | 19-L1-D3041-110-AHU17 | Air Handler 17 | TRANE | UO-10338 | 31 | OM00033692 | na | SOUTHWEST CORNER | (3) 1399 / (2)A66 | (8) 16X25X2 / (12) 16X20X2 | NA | 15 | 480 | 19 | ELECTRIC | 3 | NA | NA | \Classifications\Building System Class\D30-HVAC Systems\D3040 - Distribution SYS\Air Handling Unit - AHU | 1011473
19-L1 | 19-L1 Clara Shortridge Foltz Criminal Justice Center | 19-L1-D3041-110-AHU18 | Air Handler 18 | TRANE | UO-10573 | 31 | OM00033671 | NA | NORTHEAST CORNER | (3) 1399 / (2) A64 | (7) 16X20X2 / (7) 16X25X2 | NA | 15 | 480 | DNA | ELECTRIC | 3 | NA | NA | \Classifications\Building System Class\D30-HVAC Systems\D3040 - Distribution SYS\Air Handling Unit - AHU | 1011474
19-L1 | 19-L1 Clara Shortridge Foltz Criminal Justice Center | 19-L1-D3041-110-AHU19 | Air Handler 19 | TRANE | DNA | 35 | OM00033776 | NA | NORTH WEST CORNER | (3) 1390 | (18) 16X25X2 / (12) 16X20X2 | NA | 15 | 480 | 19 | Electric | 3 | NA | NA | \Classifications\Building System Class\D30-HVAC Systems\D3040 - Distribution SYS\Air Handling Unit - AHU | 1011475
19-L1 | 19-L1 Clara Shortridge Foltz Criminal Justice Center | 19-L1-D3041-110-AHU20 | Air Handler 20 | TRANE | UO-10575 | 31 | OM00033804 | NA | SOUTHEAST CORNER | (3) 1390 / (2) A64 | (8) 16X25X2 / (12) 16X20X2 | NA | 15 | 480 | 19 | ELECTRIC | 3 | NA | NA | \Classifications\Building System Class\D30-HVAC Systems\D3040 - Distribution SYS\Air Handling Unit - AHU | 1011476
19-L1 | 19-L1 Clara Shortridge Foltz Criminal Justice Center | 19-L1-D3041-110-AHU21 | Air Handler 21 | TRANE | OU-10576 | 31 | OM00033691 | NA | SOUTHWEST CORNER | (3) 1390 | (8) 16X25X2 / (12) 16X20X2 | NA | 15 | 480 | 19 | Electric | 3 | NA | NA | \Classifications\Building System Class\D30-HVAC Systems\D3040 - Distribution SYS\Air Handling Unit - AHU | 1011477
19-L1 | 19-L1 Clara Shortridge Foltz Criminal Justice Center | 19-L1-D3041-110-AHU22 | Air Handler 22 | TRANE | UO-10577 | 31 | OM00033670 | NA | NORTHEAST CORNER | (3) 1399 / (2) A64 | (7) 16X20X2 / (7) 16X25X2 | NA | 15 | 480 | 19 | ELECTRIC | 3 | NA | NA | \Classifications\Building System Class\D30-HVAC Systems\D3040 - Distribution SYS\Air Handling Unit - AHU | 1011478
19-L1 | 19-L1 Clara Shortridge Foltz Criminal Justice Center | 19-L1-D3041-110-AHU23 | Air Handler 23 | TRANE | UO-10578 | 31 | OM00033775 | NA | NORTHWEST CORNER | (3) 1390 / (2) B71 | (8) 16X25X2 / (12) 16X20X2 | NA | 15 | 480 | 19 | Electric | 3 | NA | NA | \Classifications\Building System Class\D30-HVAC Systems\D3040 - Distribution SYS\Air Handling Unit - AHU | 1011479
19-L1 | 19-L1 Clara Shortridge Foltz Criminal Justice Center | 19-L1-D3041-110-AHU24 | Air Handler 24 | TRANE | UO-10579 | 31 | OM00033803 | NA | SOUTHEAST CORNER | B90 | (8) 16X25X2 / (12) 16X20X2 | NA | 15 | 480 | 19 | Electric | 3 | NA | NA | \Classifications\Building System Class\D30-HVAC Systems\D3040 - Distribution SYS\Air Handling Unit - AHU | 1011480
19-L1 | 19-L1 Clara Shortridge Foltz Criminal Justice Center | 19-L1-D3041-110-AHU25 | Air Handler 25 | TRANE | UO-10580 | 31 | OM00033690 | NA | SOUTHWEST CORNER | (3) 1390 | (8) 16X25X2 / (12) 16X20X2 | NA | 15 | 480 | 19 | Electric | 3 | NA | NA | \Classifications\Building System Class\D30-HVAC Systems\D3040 - Distribution SYS\Air Handling Unit - AHU | 1011481
19-L1 | 19-L1 Clara Shortridge Foltz Criminal Justice Center | 19-L1-D3041-110-AHU26 | Air Handler 26 | TRANE | UO-12064 | 35 | OM00033425 | NA | NORTHEAST CORNER | (3) B96 / (2) B71 | (14) 16X25X2 | NA | 15 | 480 | 19 | Electric | 3 | NA | NA | \Classifications\Building System Class\D30-HVAC Systems\D3040 - Distribution SYS\Air Handling Unit - AHU | 1011482
19-L1 | 19-L1 Clara Shortridge Foltz Criminal Justice Center | 19-L1-D3041-110-AHU27 | Air Handler 27 | TRANE | UO-12065 | 35 | OM00033774 | NA | NORTHWEST CORNER | (3) 1397 / (2) 1371 | (16) 20X25X2 | NA | 15 | 480 | 19 | Electric | 3 | NA | NA | \Classifications\Building System Class\D30-HVAC Systems\D3040 - Distribution SYS\Air Handling Unit - AHU | 1011483
19-L1 | 19-L1 Clara Shortridge Foltz Criminal Justice Center | 19-L1-D3041-110-AHU28 | Air Handler 28 | TRANE | UO-12066 | 31 | OM00033802 | NA | SOUTHEAST CORNER | (3) 1390 / (2) 1371 | (8) 16X25X2 / (12) 16X20X2 | NA | 15 | 480 | 19 | Electric | 3 | NA | NA | \Classifications\Building System Class\D30-HVAC Systems\D3040 - Distribution SYS\Air Handling Unit - AHU | 1011484
19-L1 | 19-L1 Clara Shortridge Foltz Criminal Justice Center | 19-L1-D3041-110-AHU29 | Air Handler 29 | TRANE | UO-12067 | 37 | OM00033689 | NA | SOUTHWEST CORNER | (3) 1390 / (2) A64 | (8) 16X25X2 / (12) 16X20X2 | NA | 15 | 480 | 19 | ELECTRIC | 3 | NA | NA | \Classifications\Building System Class\D30-HVAC Systems\D3040 - Distribution SYS\Air Handling Unit - AHU | 1011485
19-L1 | 19-L1 Clara Shortridge Foltz Criminal Justice Center | 19-L1-D3041-110-AHU30 | Air Handler 30 | TRANE | UO-12068 | 31 | OM00033424 | NA | NORTHEAST CORNER | (3) B99 / A64 | (8) 16X25X2 / (12) 16X20X2 | NA | 15 | 480 | 19 | ELECTRIC | 3 | NA |  | \Classifications\Building System Class\D30-HVAC Systems\D3040 - Distribution SYS\Air Handling Unit - AHU | 1011486
19-L1 | 19-L1 Clara Shortridge Foltz Criminal Justice Center | 19-L1-D3041-110-AHU31 | Air Handler 31 | TRANE | UO-12069 | 31 | OM00033773 | NA | NORTHWEST CORNER | (3) 1390 / (2) A64 | (16) 16X25X2 | NA | 15 | 480 | 19 | ELECTRIC | 3 | NA | NA | \Classifications\Building System Class\D30-HVAC Systems\D3040 - Distribution SYS\Air Handling Unit - AHU | 1011487
19-L1 | 19-L1 Clara Shortridge Foltz Criminal Justice Center | 19-L1-D3041-110-AHU32 | Air Handler 32 | TRANE | UO-12070 | 31 | OM00033800 | NA | SOUTHEAST CORNER | (3) 1399 / (2) A58 | (7) 16X25X2 / (7) 16X20X2 | NA | 15 | 480 | 19 | ELECTRIC | 3 | NA | NA | \Classifications\Building System Class\D30-HVAC Systems\D3040 - Distribution SYS\Air Handling Unit - AHU | 1011488
19-L1 | 19-L1 Clara Shortridge Foltz Criminal Justice Center | 19-L1-D3041-110-AHU33 | Air Handler 33 | TRANE | UO-12071 | 31 | OM00033688 | NA | SOUTHWEST CORNER | (3) 13-99 / (2) 64 | (8) 16X25X2 / (12) 16X20X2 | NA | 15 | 480 | 19 | ELECTRIC | 3 | NA | NA | \Classifications\Building System Class\D30-HVAC Systems\D3040 - Distribution SYS\Air Handling Unit - AHU | 1011489
19-L1 | 19-L1 Clara Shortridge Foltz Criminal Justice Center | 19-L1-D3041-110-AHU34 | Air Handler 34 | TRANE | UO-12072 | 35 | OM00033423 | NA | NORTHEAST CORNER | (3) 1397 / (2) 1372 | (16) 20X25X2 | NA | 15 | 480 | 19 | ELECTRIC | 3 | NA | NA | \Classifications\Building System Class\D30-HVAC Systems\D3040 - Distribution SYS\Air Handling Unit - AHU | 1011490
19-L1 | 19-L1 Clara Shortridge Foltz Criminal Justice Center | 19-L1-D3041-110-AHU35 | Air Handler 35 | TRANE | UO-12073 | 35 | OM00033772 | NA | #1633 NORTHWEST CORNER | (3) 1397 | (16) 20X25X2 | NA | 15 | 480 | 19 | ELECTRIC | 3 | NA | NA | \Classifications\Building System Class\D30-HVAC Systems\D3040 - Distribution SYS\Air Handling Unit - AHU | 1011491
19-L1 | 19-L1 Clara Shortridge Foltz Criminal Justice Center | 19-L1-D3041-110-AHU36 | Air Handler 36 | Priority 2 TRANE | UO-12074 | 35 | OM00033801 | NA | SOUTHEAST CORNER | (3) 1397 / (2) B72 | (16) 20X25X2 | NA | 15 | 480 | 19 | ELECTRIC | 3 | NA | NA | \Classifications\Building System Class\D30-HVAC Systems\D3040 - Distribution SYS\Air Handling Unit - AHU | 1011492
19-L1 | 19-L1 Clara Shortridge Foltz Criminal Justice Center | 19-L1-D3041-110-AHU37 | Air Handler 37 | TRANE | UO-12075 | 35 | OM00033687 | NA | SOUTHWEST CORNER | (3) 1397 / (2) 1372 | (16) 20X25X2 | NA | 15 | 480 | 19 | ELECTRIC | 3 | NA | NA | \Classifications\Building System Class\D30-HVAC Systems\D3040 - Distribution SYS\Air Handling Unit - AHU | 1011493
19-L1 | 19-L1 Clara Shortridge Foltz Criminal Justice Center | 19-L1-D3041-110-AHU38 | Air Handler 38 | TRANE | UO-12972 | 81 | OM00033401 | NA | Floor 20 PENTHOUSE K2 | (3) 13144 / (3) 13195 | (24) 20X25X2 | NA | 15 | 480 | 26.5 | ELECTRIC | 3 | NA | NA | \Classifications\Building System Class\D30-HVAC Systems\D3040 - Distribution SYS\Air Handling Unit - AHU | 1011494
19-L1 | 19-L1 Clara Shortridge Foltz Criminal Justice Center | 19-L1-D3041-110-AHU39 | Air Handler 39 | TRANE | UO-12973 | 81 | OM00033400 | NA | Floor 20 PENHOUSE R1 | (3) 13144 / (3) 13195 | (26) 20X25X2 | NA | 40 | 480 | 26.5 | Electric | 3 | NA | NA | \Classifications\Building System Class\D30-HVAC Systems\D3040 - Distribution SYS\Air Handling Unit - AHU | 1011495
19-L1 | 19-L1 Clara Shortridge Foltz Criminal Justice Center | 19-L1-D3041-110-AHU40 | Air Handler 40 | TRANE | UO-12974 | 81 | OM00033397 | NA | Floor 20 PENTHOUSE R9 | (3) 13144 / (3) 13195 | (25) 20X25X2 | NA | 40 | 480 | 26.5 | ELECTRIC | 3 | NA | NA | \Classifications\Building System Class\D30-HVAC Systems\D3040 - Distribution SYS\Air Handling Unit - AHU | 1011496
19-L1 | 19-L1 Clara Shortridge Foltz Criminal Justice Center | 19-L1-D4022-210-FSG01 | Pump,Fire,Electric Motor Driven - FSG | DNA | DNA | DNA | OM00033370 |  | WHOLE BLDG | NA | NA | NA | 300 | 480 | 340 | ELECTRIC | 3 | NA | NA | \Classifications\Building System Class\D40-Fire Protection SYS\D4020 - Stand Pipe\Pump,Fire,Electric Motor Driven - FSG | 1011497
19-L1 | 19-L1 Clara Shortridge Foltz Criminal Justice Center | 19-L1-D5092-210-GEN01 | Emergency Generator - GEN | LAWLESS DETROIT DIESEL | 2238 | 7163-7000-350C | OM00030884 | G7095 | SERVICE LEVEL NORTHWEST | NA | NA | NA | 550 | 480 | DNA | Diesel | 3 | NA | NA | \Classifications\Building System Class\D50-Electrical SYS\D5090 - Elec SYS\Emergency Generator - GEN | 1011498
19-L1 | 19-L1 Clara Shortridge Foltz Criminal Justice Center | 19-L1-D4010-150-FMS01 | System Extinguishing,Wet Pipe - SEW | KENNEDY | DNA | DNA | OM00033669 | EXEMPT | SOUTHEAST CORNER OF BAY #5 | NA | NA | NA | NA | NA | NA | NA | NA | NA | NA | \Classifications\Building System Class\D40-Fire Protection SYS\D4010 - Sprinkler SYS\Fire Systems, stand pipes - FMS | 1011502
19-L1 | 19-L1 Clara Shortridge Foltz Criminal Justice Center | 19-L1-D4031-100-FEX300 | Fire Extinguisher - FEX | HONEYWELL | NA | NA | OM00033733 |  | Basement IN ELECT. ROOM | NA | NA | NA | NA | 120/240 | DNA | Electric | 1 | NA | NA | \Classifications\Building System Class\D40-Fire Protection SYS\D4030 - FIRE SPEC\Fire Extinguisher - FEX | 1011503
19-L1 | 19-L1 Clara Shortridge Foltz Criminal Justice Center | 19-L1-D5092-250-EML725 | EMERGENCY LIGHTING = 288, EXIT SIGNS= 437 | NA | NA | NA | OM00033734 |  | PARKING LEVEL TO ROOF | NA | NA | NA | NA | 277 | DNA | Electric | 1 | NA | NA | \Classifications\Building System Class\D50-Electrical SYS\D5090 - Elec SYS\Emergency And Exit Lighting - EML | 1011504
19-L1 | 19-L1 Clara Shortridge Foltz Criminal Justice Center | 19-L1-D1010-100-ELE12 | Elevator, #12 In-Custody | GENERAL ELECTRIC | EF-2-47 | SGTE40B7 | OM00033418 | State ID# 054264 | 16TH FLOOR ELEVATOR ROOM | NA |  | NA | 48 | 480 | 158 | electric | 3 | NA | NA | \Classifications\Building System Class\D10-Conveyance Systems\D1010 - Elevator\Elevator,Electric,Pass/Freight - ELE | 1011522
19-L1 | 19-L1 Clara Shortridge Foltz Criminal Justice Center | 19-L1-D1010-100-ELE01 | ELEVATOR #1 | GENERAL ELECTRIC | FF-2-22 | SGTE40137 | OM00033130 | State ID# 054606 | ROOF ELEVATOR ROOM | NA | NA | NA | 48 | 480 | 158 | Electric | 3 | NA | NA | \Classifications\Building System Class\D10-Conveyance Systems\D1010 - Elevator\Elevator,Electric,Pass/Freight - ELE | 1011669
19-L1 | 19-L1 Clara Shortridge Foltz Criminal Justice Center | 19-L1-D1010-100-ELE02 | ELEVATOR #2 | GENERAL ELECTRIC | FF-2-19 | SGTE40137 | OM00033412 | State ID# 053852 | ROOF ELEVATOR ROOM | NA | NA | NA | 48 | 480 | 158 | Electric | 3 | NA | NA | \Classifications\Building System Class\D10-Conveyance Systems\D1010 - Elevator\Elevator,Electric,Pass/Freight - ELE | 1011670
19-L1 | 19-L1 Clara Shortridge Foltz Criminal Justice Center | 19-L1-D1010-100-ELE03 | ELEVATOR #3 | GENERAL ELECTRIC | FF-2-17 | SGTE40137 | OM00033411 | State ID# 054602 | ROOF ELEVATOR ROOM | NA | NA | NA | 48 | 480 | 158 | Electric | 3 | NA | NA | \Classifications\Building System Class\D10-Conveyance Systems\D1010 - Elevator\Elevator,Electric,Pass/Freight - ELE | 1011671
19-L1 | 19-L1 Clara Shortridge Foltz Criminal Justice Center | 19-L1-D1010-100-ELE04 | ELEVATOR #4 | GENERAL ELECTRIC | FF 2 49 | SGTE40137 | OM00033410 | State ID# 053294 | ROOF ELEVATOR ROOM | NA | NA | NA | 48 | 480 | 158 | ELECTRIC | 3 | NA | NA | \Classifications\Building System Class\D10-Conveyance Systems\D1010 - Elevator\Elevator,Electric,Pass/Freight - ELE | 1011672
19-L1 | 19-L1 Clara Shortridge Foltz Criminal Justice Center | 19-L1-D1010-100-ELE05 | ELEVATOR #5 | GENERAL ELECTRIC | FF-2-84 | SGTE40137 | OM00033409 | State ID# 053295 | ROOF ELEVATOR ROOM | NA | NA | NA | 48 | 480 | 158 | ELECTRIC | 3 | NA | NA | \Classifications\Building System Class\D10-Conveyance Systems\D1010 - Elevator\Elevator,Electric,Pass/Freight - ELE | 1011673
19-L1 | 19-L1 Clara Shortridge Foltz Criminal Justice Center | 19-L1-D1010-100-ELE06 | ELEVATOR #6 | GENERAL ELECTRIC | EF-2-102 | SGTE40137 | OM00033404 | State ID# 053879 | ROOF ELEVATOR ROOM | NA | NA | NA | 48 | 480 | 158 | ELECTRIC | 2 | NA | NA | \Classifications\Building System Class\D10-Conveyance Systems\D1010 - Elevator\Elevator,Electric,Pass/Freight - ELE | 1011674
19-L1 | 19-L1 Clara Shortridge Foltz Criminal Justice Center | 19-L1-D1010-100-ELE07 | ELEVATOR #7 | GENERAL ELECTRIC | FF-2-20 | SGTE40137 | OM00033405 | State ID# 053880 | ROOF ELEVATOR ROOM | NA | NA | NA | 48 | 480 | 158 | ELECTRIC | 3 | NA | NA | \Classifications\Building System Class\D10-Conveyance Systems\D1010 - Elevator\Elevator,Electric,Pass/Freight - ELE | 1011675
19-L1 | 19-L1 Clara Shortridge Foltz Criminal Justice Center | 19-L1-D1010-100-ELE08 | ELEVATOR #8 | GENERAL ELECTRIC | FF-2-88 | SGTE40137 | OM00033406 | State ID# 054263 | ROOF ELEVATOR ROOM | NA | NA | NA | 48 | 480 | 158 | ELECTRIC | 3 | NA | NA | \Classifications\Building System Class\D10-Conveyance Systems\D1010 - Elevator\Elevator,Electric,Pass/Freight - ELE | 1011676
19-L1 | 19-L1 Clara Shortridge Foltz Criminal Justice Center | 19-L1-D1010-100-ELE09 | ELEVATOR #9 | GENERAL ELECTRIC | FF-2-83 | SGTE40137 | OM00033407 | State ID# 054242 | ROOF ELEVATOR ROOM | NA | NA | NA | 48 | 480 | 158 | ELECTRIC | 3 | NA | NA | \Classifications\Building System Class\D10-Conveyance Systems\D1010 - Elevator\Elevator,Electric,Pass/Freight - ELE | 1011677
19-L1 | 19-L1 Clara Shortridge Foltz Criminal Justice Center | 19-L1-D1010-100-ELE10 | ELEVATOR #10 | GENERAL ELECTRIC | EF-2-46 | SGTE40137 | OM00033408 | State ID# 054243 | ROOF ELEVATOR ROOM | NA | NA | NA | 48 | 480 | 158 | ELECTRIC | 3 | NA | NA | \Classifications\Building System Class\D10-Conveyance Systems\D1010 - Elevator\Elevator,Electric,Pass/Freight - ELE | 1011678
19-L1 | 19-L1 Clara Shortridge Foltz Criminal Justice Center | 19-L1-D1010-100-ELE11 | ELEVATOR #11 | GENERAL ELECTRIC | FF-2-112 | SGTE40137 | OM00033417 | State ID# 054603 | 16TH FLOOR ELEVATOR ROOM | NA | NA | NA | 48 | 480 | 158 | ELECTRIC | 3 | NA | NA | \Classifications\Building System Class\D10-Conveyance Systems\D1010 - Elevator\Elevator,Electric,Pass/Freight - ELE | 1011679
19-L1 | 19-L1 Clara Shortridge Foltz Criminal Justice Center | 19-L1-D1010-100-ELE13 | ELEVATOR #13 | GENERAL ELECTRIC | EF-2-35 | SGTE40B7 | OM00033761 | State ID# 054251 | 17TH FLOOR ELEVATOR ROOM | NA | NA | NA | 48 | 480 | 158 | ELECTRIC | 3 | NA | NA | \Classifications\Building System Class\D10-Conveyance Systems\D1010 - Elevator\Elevator,Electric,Pass/Freight - ELE | 1011680
19-L1 | 19-L1 Clara Shortridge Foltz Criminal Justice Center | 19-L1-D1010-100-ELE14 | ELEVATOR #14 | GENERAL ELECTRIC | EF-2-49 | SGTE40B7 | OM00033415 | State ID# 054652 | ROOF ELEVATOR ROOM | NA | NA | NA | 48 | 480 | 158 | ELECTRIC | 3 | NA | NA | \Classifications\Building System Class\D10-Conveyance Systems\D1010 - Elevator\Elevator,Electric,Pass/Freight - ELE | 1011681
19-L1 | 19-L1 Clara Shortridge Foltz Criminal Justice Center | 19-L1-D1010-100-ELE15 | ELEVATOR #15 | GENERAL ELECTRIC | EF-2-48 | SGTE40B7 | OM00033414 | State ID# 054653 | ROOF ELEVATOR ROOM | NA | NA | NA | 48 | 480 | 158 | ELECTRIC | 3 | NA | NA | \Classifications\Building System Class\D10-Conveyance Systems\D1010 - Elevator\Elevator,Electric,Pass/Freight - ELE | 1011682
19-L1 | 19-L1 Clara Shortridge Foltz Criminal Justice Center | 19-L1-D1010-100-ELE16 | ELEVATOR #16 | GENERAL ELECTRIC | BF-2-20 | SGTE25A14 | OM00033763 | State ID# 053850 | ROOF ELEVATOR ROOM | NA | NA | NA | 30 | 480 | 146 | ELECTRIC | 3 | NA | NA | \Classifications\Building System Class\D10-Conveyance Systems\D1010 - Elevator\Elevator,Electric,Pass/Freight - ELE | 1011683
19-L1 | 19-L1 Clara Shortridge Foltz Criminal Justice Center | 19-L1-D1010-100-ELE17 | ELEVATOR #17 | GENERAL ELECTRIC | BF-2-19 | SGTE25A14 | OM00033762 | State ID# 053848 | 17TH FLOOR ELEVATOR ROOM | NA | NA | NA | 30 | 480 | 146 | Electric | 3 | NA | NA | \Classifications\Building System Class\D10-Conveyance Systems\D1010 - Elevator\Elevator,Electric,Pass/Freight - ELE | 1011684
19-L1 | 19-L1 Clara Shortridge Foltz Criminal Justice Center | 19-L1-D1010-100-ELE18 | ELEVATOR #18 | GENERAL ELECTRIC | BF-2-22 | SGTE40B7 | OM00033764 | State ID# 053849 | 17TH FLOOR ELEVATOR ROOM | NA | NA | NA | 30 | 480 | 146 | ELECTRIC | 3 | NA | NA | \Classifications\Building System Class\D10-Conveyance Systems\D1010 - Elevator\Elevator,Electric,Pass/Freight - ELE | 1011685
19-L1 | 19-L1 Clara Shortridge Foltz Criminal Justice Center | 19-L1-D1010-100-ELE19 | ELEVATOR #19 | GENERAL ELECTRIC | BF-2-18 | SGTE25A14 | OM00033765 | State ID# 054604 | 17TH FLOOR ELEVATOR ROOM | NA | NA | NA | 48 | 480 | 158 | ELECTRIC | 3 | NA | NA | \Classifications\Building System Class\D10-Conveyance Systems\D1010 - Elevator\Elevator,Electric,Pass/Freight - ELE | 1011686
19-L1 | 19-L1 Clara Shortridge Foltz Criminal Justice Center | 19-L1-D1010-100-ELE21 | ELEVATOR #21 | GENERAL ELECTRIC | DF-1-961 | SCD286E1098 | OM00033416 | State ID# 053851 | 19TH FLOOR ELEVATOR ROOM | NA | NA | NA | 10 | 480 | 36 | ELECTRIC | 3 | NA | NA | \Classifications\Building System Class\D10-Conveyance Systems\D1010 - Elevator\Elevator,Electric,Pass/Freight - ELE | 1011687
19-L1 | 19-L1 Clara Shortridge Foltz Criminal Justice Center | 19-L1-B2034-400-DOH01 | DOOR OVERHEAD #1 | LIFT MASTER | DNA | DNA | OM00033735 |  | SERVICE LEVEL | NA | NA | NA | 2-Jan | 220 | DNA | Electric | 3 | NA | NA | \Classifications\Building System Class\B20-General Building Exterior\B2030 - Exterior Doors\Door,Overhead-Shutter,Manual,Elec,Roll-up - DOH | 1014006
19-L1 | 19-L1 Clara Shortridge Foltz Criminal Justice Center | 19-L1-B2034-400-DOH02 | DOOR OVERHEAD #2 | LIFT MASTER | DNA | DNA | OM00033736 |  | SERVICE LEVEL | NA | NA | NA | 2-Jan | 220 | DNA | Electric | 3 | NA | NA | \Classifications\Building System Class\B20-General Building Exterior\B2030 - Exterior Doors\Door,Overhead-Shutter,Manual,Elec,Roll-up - DOH | 1014007
19-L1 | 19-L1 Clara Shortridge Foltz Criminal Justice Center | 19-L1-B2034-400-DOH03 | DOOR OVERHEAD #3 | LIFT MASTER | DNA | DNA | OM00033737 |  | SERVICE LEVEL | NA | NA | NA | 2-Jan | 220 | DNA | Electric | 3 | NA | NA | \Classifications\Building System Class\B20-General Building Exterior\B2030 - Exterior Doors\Door,Overhead-Shutter,Manual,Elec,Roll-up - DOH | 1014008
19-L1 | 19-L1 Clara Shortridge Foltz Criminal Justice Center | 19-L1-B2034-400-DOH04 | DOOR OVERHEAD #4 | LIFT MASTER | DNA | DNA | OM00033738 |  | SERVICE LEVEL | NA | NA | NA | 2-Jan | 220 | DNA | Electric | 3 | NA | NA | \Classifications\Building System Class\B20-General Building Exterior\B2030 - Exterior Doors\Door,Overhead-Shutter,Manual,Elec,Roll-up - DOH | 1014009
19-L1 | 19-L1 Clara Shortridge Foltz Criminal Justice Center | 19-L1-B2034-400-DOH05 | DOOR OVERHEAD #5 | LIFT MASTER | DNA | DNA | OM00033739 |  | SERVICE LEVEL | NA | NA | NA | 2-Jan | 220 | DNA | Electric | 3 | NA | NA | \Classifications\Building System Class\B20-General Building Exterior\B2030 - Exterior Doors\Door,Overhead-Shutter,Manual,Elec,Roll-up - DOH | 1014010
19-L1 | 19-L1 Clara Shortridge Foltz Criminal Justice Center | 19-L1-B2034-400-DOH06 | DOOR OVERHEAD #6 | LIFT MASTER | DNA | DNA | OM00033740 |  | SERVICE LEVEL | NA | NA | NA | 2-Jan | 220 | DNA | Electric | 3 | NA | NA | \Classifications\Building System Class\B20-General Building Exterior\B2030 - Exterior Doors\Door,Overhead-Shutter,Manual,Elec,Roll-up - DOH | 1014011
19-L1 | 19-L1 Clara Shortridge Foltz Criminal Justice Center | 19-L1-B2034-400-DOH09 | DOOR OVERHEAD #9 | WAYNE DALTON | DNA | 822 | OM00033793 |  | JUDGES PARKING ENTRY | NA | NA | NA | 2-Jan | 460 | DNA | Electric | 3 | NA | NA | \Classifications\Building System Class\B20-General Building Exterior\B2030 - Exterior Doors\Door,Overhead-Shutter,Manual,Elec,Roll-up - DOH | 1014014
19-L1 | 19-L1 Clara Shortridge Foltz Criminal Justice Center | 19-L1-B2034-400-DOH10 | DOOR OVERHEAD #10 | WAYNE DALTON | DNA | 822 | OM00033794 |  | JUDGES PARKING ENTRY LL | NA | NA | NA | 2-Jan | 460 | DNA | Electric | 3 | NA | NA | \Classifications\Building System Class\B20-General Building Exterior\B2030 - Exterior Doors\Door,Overhead-Shutter,Manual,Elec,Roll-up - DOH | 1014015
19-L1 | 19-L1 Clara Shortridge Foltz Criminal Justice Center | 19-L1-B3010-100-RUF01 | ROOF | DNA | DNA | DNA | OM00033461 |  | AT THE TOP OF THE BUILDING | NA | NA | NA | NA | NA | NA | NA | NA | NA | NA | \Classifications\Building System Class\B30-Roofing\B3010 - Roof Types\Roof - RUF | 1014017
19-L1 | 19-L1 Clara Shortridge Foltz Criminal Justice Center | 19-L1-D1092-120-PTS01 | PNEUMATIC TUBE SYSTEMS | DNA | DNA | DNA | OM00033459 | NA | THRU OUT THE BUILDING | NA | NA | NA | NA | NA | NA | NA | NA | NA | NA | \Classifications\Building System Class\D10-Conveyance Systems\D1090 - Other Conveyance Systems\Pneumatic Tube System -PTS | 1014018
19-L1 | 19-L1 Clara Shortridge Foltz Criminal Justice Center | 19-L1-D2023-310-HWP01 | HOT WATER CIR PUMP #1, HCP 1 | GRUNDFOS | DNA | 4375-BJ-216 | OM00033730 |  | BEHIND HEAT EXCHANGER | NA | NA | NA | DNA | 115 | DNA | Electric | 1 | NA | NA | \Classifications\Building System Class\D20-Plumbing\D2020 - Domestic Water\Domestic Hot Water Circulating Pump - HWP | 1014021
19-L1 | 19-L1 Clara Shortridge Foltz Criminal Justice Center | 19-L1-D2023-310-HWP02 | HOT WATER CIR PUMP #2 HCP-2 | GRUNDFOS | DNA | 4375-BF 216 | OM00033731 |  | BEHIND HEAT EXCHANGER | NA | NA | NA | DNA | 115 | DNA | Electric | 1 | NA | NA | \Classifications\Building System Class\D20-Plumbing\D2020 - Domestic Water\Domestic Hot Water Circulating Pump - HWP | 1014022
19-L1 | 19-L1 Clara Shortridge Foltz Criminal Justice Center | 19-L1-D2023-310-HWP03 | HOT WATER CIR PUMP #3, HCP-3 | BELL & GOSSETT | DNA | DNA | OM00033796 |  | NEAR ENTRY TO MECH ROOM | NA | NA | NA | DNA | 115 | DNA | Electric | 1 | NA | NA | \Classifications\Building System Class\D20-Plumbing\D2020 - Domestic Water\Domestic Hot Water Circulating Pump - HWP | 1014023
19-L1 | 19-L1 Clara Shortridge Foltz Criminal Justice Center | 19-L1-D2023-310-HWP04 | HOT WATER CIR PUMP #4, HCP-4 | GRUNDFOS | DNA | DNA | OM00033759 |  | JANITOR CLOSET OUTSIDE ELEV | NA | NA | NA | DNA | 115 | DNA | Electric | 1 | NA | NA | \Classifications\Building System Class\D20-Plumbing\D2020 - Domestic Water\Domestic Hot Water Circulating Pump - HWP | 1014024
19-L1 | 19-L1 Clara Shortridge Foltz Criminal Justice Center | 19-L1-D2023-310-HWP05 | CIR PUMP HOT WATER, AHU #16-3 HWP05 | BELL & GOSSETT | DNA | DNA | OM00033799 |  | NEAR AH 16-3 | NA | NA | NA | 12-Jan | 115 | DNA | Electric | 1 | NA | NA | \Classifications\Building System Class\D20-Plumbing\D2020 - Domestic Water\Domestic Hot Water Circulating Pump - HWP | 1014025
19-L1 | 19-L1 Clara Shortridge Foltz Criminal Justice Center | 19-L1-D2023-310-WBS01 | PUMP, DOMESTIC WATER BOOSTER SYSTEM (HOT WATER) | PACO | DNA | H95126912-A10930673 | OM00033396 |  | JUDGES PARKING | NA | NA | NA | 7.5 | 480 | 8.6 | Electric | 3 | NA | NA | \Classifications\Building System Class\D20-Plumbing\D2020 - Domestic Water\Domestic Water Booster System - WBS | 1014026
19-L1 | 19-L1 Clara Shortridge Foltz Criminal Justice Center | 19-L1-D2023-310-WBS02 | DOMESTIC WATER BOOSTER SYSTEM WBS02 | JDL PUMP SYSTEMS | 27A1625 | JDL 3E-390-155-VS-RT | OM00033727 |  | NEAR CHILLER PUMPS | NA | NA | NA | 15/15/15 | 480 | 17/17/17 | Electric | 3 | NA | NA | \Classifications\Building System Class\D20-Plumbing\D2020 - Domestic Water\Domestic Water Booster System - WBS | 1014027
19-L1 | 19-L1 Clara Shortridge Foltz Criminal Justice Center | 19-L1-D2040-100-PSU01 | SUMP PUMP PSU01 | BALDOR / US MOTORS | DNA | VM3710T | OM00033728 |  | NEAR PANEL | NA | NA | NA | 7 1/2 / 7 1/2 | 480 | 10.1 | Electric | 3 | NA | NA | \Classifications\Building System Class\D20-Plumbing\D2040 - Rain Drain\Sump Pump - PSU | 1014029
19-L1 | 19-L1 Clara Shortridge Foltz Criminal Justice Center | 19-L1-D2040-100-PSU02 | SUMP PUMP PSU02 | ESSCO | 11120-1 / 11120-2 | 493TF | OM00033696 |  | NEAR ROLL-UP GATES | NA | NA | NA | 5 | 460 | DNA | Electric | 3 | NA | NA | \Classifications\Building System Class\D20-Plumbing\D2040 - Rain Drain\Sump Pump - PSU | 1014030
19-L1 | 19-L1 Clara Shortridge Foltz Criminal Justice Center | 19-L1-D3020-100-HET01 | EXPANSION TANK HET01 | DOWNEY WELDING CO | 3143 | A-285-C | OM00033751 |  | PENTHOUSE NW CENTER | NA | NA | NA | NA | NA | NA | NA | NA | NA | NA | \Classifications\Building System Class\D30-HVAC Systems\D3020 - Heat SYS\Heater Water Expansion Tank - HET | 1014031
19-L1 | 19-L1 Clara Shortridge Foltz Criminal Justice Center | 19-L1-D3020-100-HET02 | GENERATOR ENGINE COOLANT HET02 | DNA | DNA | DNA | OM00033364 |  | SERVICE LEVEL NORTHWEST | NA | NA | NA | NA | NA | NA | NA | NA | NA | NA | \Classifications\Building System Class\D30-HVAC Systems\D3020 - Heat SYS\Heater Water Expansion Tank - HET | 1014032
19-L1 | 19-L1 Clara Shortridge Foltz Criminal Justice Center | 19-L1-D3044-125-PHW02 | HOT WATER PUMP #2 | AMERICAN MARSH PUMPS | DNA | 4X5-15-HD-RH | OM00033385 |  | JUDGES PARKING | NA | NA | NA | 40 | 480 | 48.9 | Electric | 3 | NA | NA | \Classifications\Building System Class\D30-HVAC Systems\D3040 - Distribution SYS\Hot Water Pump - PHW | 1014034
19-L1 | 19-L1 Clara Shortridge Foltz Criminal Justice Center | 19-L1-D3031-100-PCH01 | CHILLED WATER PUMP #1 | AURORA PUMPS | DNA | OJPA-BF | OM00033393 |  | JUDGES PARKING | NA | NA | NA | 75 | 480 | 95.3 | Electric | 3 | NA | NA | \Classifications\Building System Class\D30-HVAC Systems\D3030 - Cooling SYS\Chilled Water Pump - PCH | 1014036
19-L1 | 19-L1 Clara Shortridge Foltz Criminal Justice Center | 19-L1-D3031-100-PCH02 | CHILLED WATER PUMP #2 | AURORA PUMPS | DNA | OJPA-BF | OM00033394 |  | JUDGE'S PARKING | NA | NA | NA | 75 | 480 | 95.3 | Electric | 3 | NA | NA | \Classifications\Building System Class\D30-HVAC Systems\D3030 - Cooling SYS\Chilled Water Pump - PCH | 1014037
19-L1 | 19-L1 Clara Shortridge Foltz Criminal Justice Center | 19-L1-D3031-100-PCH03 | CHILLED WATER PUMP #3 | AURORA PUMPS | IMQF34091-G2-ZN | OJPA-BJ | OM00033395 |  | JUDGES PARKING | NA | NA | NA | 75 | 480 | 95.3 | Electric | 3 | NA | NA | \Classifications\Building System Class\D30-HVAC Systems\D3030 - Cooling SYS\Chilled Water Pump - PCH | 1014038
19-L1 | 19-L1 Clara Shortridge Foltz Criminal Justice Center | 19-L1-D3031-100-PCH04 | CONDENSER TOWER PUMP #1 (DCP-1 DEISEL COOLANT PUMP) PCH04 | AURORA PUMPS | 2-14186-1 | GBHA | OM00033365 |  | SERVICE LEVEL NORTHWEST | NA | NA | NA | 5 | 460 | 6.8 | Electric | 3 | NA | NA | \Classifications\Building System Class\D30-HVAC Systems\D3030 - Cooling SYS\Chilled Water Pump - PCH | 1014039
19-L1 | 19-L1 Clara Shortridge Foltz Criminal Justice Center | 19-L1-D3031-100-PCH05 | CONDENSER TOWER PUMP #2 (DCP-2 DIESEL COOLANT PUMP 2) PCH05 | AURORA PUMPS | 2-14186-2 | GBHA | OM00033366 |  | SERVICE LEVEL NORTH WEST | NA | NA | NA | 5 | 480 | 6.8 | Electric | 3 | NA | NA | \Classifications\Building System Class\D30-HVAC Systems\D3030 - Cooling SYS\Chilled Water Pump - PCH | 1014040
19-L1 | 19-L1 Clara Shortridge Foltz Criminal Justice Center | 19-L1-D3041-110-AHU41 | AIR HANDLING UNIT #19-4 | TRANE | UO-12975 | 81 | OM00033384 |  | PENTHOUSE R8 | (3) 13144 / (3) 13195 | (25) 20X25X2 | NA | 40 | 480 | 26.5 | Electric | 3 | NA | NA | \Classifications\Building System Class\D30-HVAC Systems\D3040 - Distribution SYS\Air Handling Unit - AHU | 1014041
19-L1 | 19-L1 Clara Shortridge Foltz Criminal Justice Center | 19-L1-D3041-110-AHU42 | AIR HANDLING UNIT #20-1 | TRANE | UO-12692 | 81 | OM00033398 |  | ELEVATOR MACHINE ROOM | (2) 1381 | (7) 16X20X2 / (7) 16X25X2 | NA | 7.5 | 480 | 10.8 | Electric | 3 | NA | NA | \Classifications\Building System Class\D30-HVAC Systems\D3040 - Distribution SYS\Air Handling Unit - AHU | 1014042
19-L1 | 19-L1 Clara Shortridge Foltz Criminal Justice Center | 19-L1-D3040-120-FCU01 | FAN COIL UNIT | US AIR CO | 419 | HBC-112 | OM00033419 |  | SERVICE LEVEL | DNA | DNA | DNA | DNA | 460 | 1.7 | Electric | 3 | NA | NA | \Classifications\Building System Class\D30-HVAC Systems\D3040 - Distribution SYS\Fan Coil Unit - FCU | 1014043
19-L1 | 19-L1 Clara Shortridge Foltz Criminal Justice Center | 19-L1-D3040-120-FCU02 | FAN COIL #2 | MAGIC AIRE | W020844155 | 60-BVW-13 | OM00033429 |  | NEXT TO STEAM ROOM | 4L460 | DNA | DNA | 4-Mar | 480 | 13.2 | Electric | 3 | NA | NA | \Classifications\Building System Class\D30-HVAC Systems\D3040 - Distribution SYS\Fan Coil Unit - FCU | 1014044
19-L1 | 19-L1 Clara Shortridge Foltz Criminal Justice Center | 19-L1-D3042-220-EFN01 | ELEV EX FAN #1 | BALDOR | DNA | DNA | OM00033768 |  | ELEV MECH PENTHOUSE | A-46 | NA | NA | DNA | 480 | DNA | Electric | 3 | NA | NA | \Classifications\Building System Class\D30-HVAC Systems\D3040 - Distribution SYS\Supply/Exhaust/Return fans- FAN | 1014045
19-L1 | 19-L1 Clara Shortridge Foltz Criminal Justice Center | 19-L1-D3042-220-EFN02 | EXHAUST FAN #2 | CONTROL AIR | DNA | LAA-0111-1 | OM00033374 |  | PARKING LEVEL | A-68 | NA | NA | 3 | 480 | DNA | Electric | 3 | NA | NA | \Classifications\Building System Class\D30-HVAC Systems\D3040 - Distribution SYS\Supply/Exhaust/Return fans- FAN | 1014046
19-L1 | 19-L1 Clara Shortridge Foltz Criminal Justice Center | 19-L1-D3042-220-EFN03 | EXHAUST FAN #3 | CENTRAL LINE | DNA | LAA-0111-2 | OM00033375 |  | PARKING LEVEL | A-55 | NA | NA | 2 | 480 | 2.8 | Electric | 3 | NA | NA | \Classifications\Building System Class\D30-HVAC Systems\D3040 - Distribution SYS\Supply/Exhaust/Return fans- FAN | 1014047
19-L1 | 19-L1 Clara Shortridge Foltz Criminal Justice Center | 19-L1-D3042-220-EFN04 | EXHAUST FAN #4 | BALDOR | DNA | M31575 | OM00033745 |  | PARKING LEVEL | AZ-60 | NA | NA | 2 | 480 | 2.8 | Electric | 3 | NA | NA | \Classifications\Building System Class\D30-HVAC Systems\D3040 - Distribution SYS\Supply/Exhaust/Return fans- FAN | 1014048
19-L1 | 19-L1 Clara Shortridge Foltz Criminal Justice Center | 19-L1-D3042-220-EFN05 | EXHAUST FAN #5 | WESTINGHOUSE | DNA | DNA | OM00037907 |  | PARKING LEVEL | B-97 | NA | NA | 7 1/2 | 480 | DNA | Electric | 3 | NA | NA | \Classifications\Building System Class\D30-HVAC Systems\D3040 - Distribution SYS\Supply/Exhaust/Return fans- FAN | 1014049
19-L1 | 19-L1 Clara Shortridge Foltz Criminal Justice Center | 19-L1-D3042-220-EFN07 | EXHAUST FAN #7 | TRANE | UO-99501 | 81 | OM00033662 |  | NEAR PARKING ON SERVICE LEVEL | DNA | NA | NA | 5 | 480 | DNA | Electric | 3 | NA | NA | \Classifications\Building System Class\D30-HVAC Systems\D3040 - Distribution SYS\Supply/Exhaust/Return fans- FAN | 1014051
19-L1 | 19-L1 Clara Shortridge Foltz Criminal Justice Center | 19-L1-D3042-220-EFN08 | EXHAUST FAN #8 | TRANE | UO-10345 | 81 | OM00033664 |  | SERVICE LEVEL, COMPLEX MANAGER ROOM | B-158 | NA | NA | 5 | 480 | DNA | Electric | 3 | NA | NA | \Classifications\Building System Class\D30-HVAC Systems\D3040 - Distribution SYS\Supply/Exhaust/Return fans- FAN | 1014052
19-L1 | 19-L1 Clara Shortridge Foltz Criminal Justice Center | 19-L1-D3042-220-EFN09 | EXHAUST FAN #9 | TRANE | U9-98218 | 18-L4 | OM00033722 |  | SERVICE LEVEL NEAR MECH ROOM/AC 1-1 | 4L-410 | NA | NA | 4-Mar | 480 | DNA | Electric | 3 | NA | NA | \Classifications\Building System Class\D30-HVAC Systems\D3040 - Distribution SYS\Supply/Exhaust/Return fans- FAN | 1014053
19-L1 | 19-L1 Clara Shortridge Foltz Criminal Justice Center | 19-L1-D3042-220-EFN10 | EXHAUST FAN #10 | TRANE | K84L46016 | U13H3-FC | OM00033723 |  | SERVICE LEVEL NEAR AC 1-1 | 4L-370 | NA | NA | 3-Jan | 120 | DNA | Electric | 1 | NA | NA | \Classifications\Building System Class\D30-HVAC Systems\D3040 - Distribution SYS\Supply/Exhaust/Return fans- FAN | 1014054
19-L1 | 19-L1 Clara Shortridge Foltz Criminal Justice Center | 19-L1-D3042-220-EFN11 | EXHAUST FAN #11 | TRANE | U9-98220 | 27M2 | OM00033665 |  | SERVICE LEVEL NEAR MAIN ELEV BANK | A-66 | NA | NA | 1 | 480 | DNA | Electric | 3 | NA | NA | \Classifications\Building System Class\D30-HVAC Systems\D3040 - Distribution SYS\Supply/Exhaust/Return fans- FAN | 1014055
19-L1 | 19-L1 Clara Shortridge Foltz Criminal Justice Center | 19-L1-D3042-220-EFN12 | EXHAUST FAN #12 | TRANE | U9-98221 | DNA | OM00033725 |  | SERVICE LEVEL, STAIR #10 | B-48 | NA | NA | 4-Mar | 480 | DNA | Electric | 3 | NA | NA | \Classifications\Building System Class\D30-HVAC Systems\D3040 - Distribution SYS\Supply/Exhaust/Return fans- FAN | 1014056
19-L1 | 19-L1 Clara Shortridge Foltz Criminal Justice Center | 19-L1-D3042-220-EFN13 | EXHAUST FAN #13 | TRANE | UO-12703 | 18L4 | OM00033753 |  | PENTHOUSE EQ RM #R-2 | 4L 410 | NA | NA | 4-Mar | 480 | DNA | Electric | 3 | NA | NA | \Classifications\Building System Class\D30-HVAC Systems\D3040 - Distribution SYS\Supply/Exhaust/Return fans- FAN | 1014057
19-L1 | 19-L1 Clara Shortridge Foltz Criminal Justice Center | 19-L1-D3042-220-EFN14 | EXHAUST FAN #14 | TRANE | UO-12980 | 81 | OM00033754 |  | PENTHOUSE | B-95 | NA | NA | 7 1/2 | 480 | DNA | Electric | 3 | NA | NA | \Classifications\Building System Class\D30-HVAC Systems\D3040 - Distribution SYS\Supply/Exhaust/Return fans- FAN | 1014058
19-L1 | 19-L1 Clara Shortridge Foltz Criminal Justice Center | 19-L1-D3042-220-EFN15 | EXHAUST FAN #15 | TRANE | UO-12704 | 20M6 | OM00033752 |  | PENTHOUSE ROOF, EQ RM R-1 | 4L490 | NA | NA | 1 | 480 | DNA | Electric | 3 | NA | NA | \Classifications\Building System Class\D30-HVAC Systems\D3040 - Distribution SYS\Supply/Exhaust/Return fans- FAN | 1014059
19-L1 | 19-L1 Clara Shortridge Foltz Criminal Justice Center | 19-L1-D3042-220-EFN16 | EXHAUST FAN #16 | TRANE | UO-12705 | 3658 | OM00033755 |  | PENTHOUSE | B-105 | NA | NA | 5 | 480 | DNA | Electric | 3 | NA | NA | \Classifications\Building System Class\D30-HVAC Systems\D3040 - Distribution SYS\Supply/Exhaust/Return fans- FAN | 1014060
19-L1 | 19-L1 Clara Shortridge Foltz Criminal Justice Center | 19-L1-D3042-220-EFN17 | EXHAUST FAN #17 | TRANE | UO-12706 | 36T8 | OM00033749 |  | PENTHOUSE ROOF | B-95 | NA | NA | 7 1/2 | 480 | DNA | Electric | 3 | NA | NA | \Classifications\Building System Class\D30-HVAC Systems\D3040 - Distribution SYS\Supply/Exhaust/Return fans- FAN | 1014061
19-L1 | 19-L1 Clara Shortridge Foltz Criminal Justice Center | 19-L1-D3042-220-EFN18 | EXHAUST FAN #18 | TRANE | UO-12707 | 18M5 | OM00033747 |  | PENTHOUSE R-9 | 4L460 | NA | NA | 1 | 480 | DNA | Electric | 3 | NA | NA | \Classifications\Building System Class\D30-HVAC Systems\D3040 - Distribution SYS\Supply/Exhaust/Return fans- FAN | 1014062
19-L1 | 19-L1 Clara Shortridge Foltz Criminal Justice Center | 19-L1-D3042-220-EFN19 | EXHAUST FAN #19 | TRANE | UO-12981 | 81 | OM00033402 |  | PENTHOUSE ROOF | B85 | NA | NA | 7 1/2 | 480 | DNA | Electric | 3 | NA | NA | \Classifications\Building System Class\D30-HVAC Systems\D3040 - Distribution SYS\Supply/Exhaust/Return fans- FAN | 1014063
19-L1 | 19-L1 Clara Shortridge Foltz Criminal Justice Center | 19-L1-D3042-220-EFN20 | EXHAUST FAN #20 | TRANE | UO-12708 | 18M5 | OM00033746 |  | PENTHOUSE R-8 | 4L460 | NA | NA | 1 | 480 | DNA | Electric | 3 | NA | NA | \Classifications\Building System Class\D30-HVAC Systems\D3040 - Distribution SYS\Supply/Exhaust/Return fans- FAN | 1014064
19-L1 | 19-L1 Clara Shortridge Foltz Criminal Justice Center | 19-L1-D3042-220-EFN22 | EXHAUST FAN #22 | TRANE | UO-12709 | 9-F2 | OM00033757 |  | PENTHOUSE ROOF | 4L320 | NA | NA | DNA | 120 | DNA | Electric | 1 | NA | NA | \Classifications\Building System Class\D30-HVAC Systems\D3040 - Distribution SYS\Supply/Exhaust/Return fans- FAN | 1014066
19-L1 | 19-L1 Clara Shortridge Foltz Criminal Justice Center | 19-L1-D3042-220-EFN23 | EXHAUST FAN #23 | BALDOR | DNA | DNA | OM00033732 |  | PARKING LEVEL | A-53 | NA | NA | 1 1/2 | 480 | DNA | Electric | 3 | NA | NA | \Classifications\Building System Class\D30-HVAC Systems\D3040 - Distribution SYS\Supply/Exhaust/Return fans- FAN | 1014067
19-L1 | 19-L1 Clara Shortridge Foltz Criminal Justice Center | 19-L1-D3042-220-EFN24 | EXHAUST FAN #24 | TRANE | UO-99500 | 81 | OM00033666 |  | PARKING LEVEL ELEV. #19 | B-140 | NA | NA | 7 1/2 | 480 | DNA | Electric | 3 | NA | NA | \Classifications\Building System Class\D30-HVAC Systems\D3040 - Distribution SYS\Supply/Exhaust/Return fans- FAN | 1014068
19-L1 | 19-L1 Clara Shortridge Foltz Criminal Justice Center | 19-L1-D3042-220-EFN25 | #2 ELEV EX FAN EFN25 | BALDOR | DNA | DNA | OM00033766 |  | ROOF ELEV ROOM | A-46 | NA | NA | DNA | 480 | DBA | Electric | 3 | NA | NA | \Classifications\Building System Class\D30-HVAC Systems\D3040 - Distribution SYS\Supply/Exhaust/Return fans- FAN | 1014069
19-L1 | 19-L1 Clara Shortridge Foltz Criminal Justice Center | 19-L1-D3042-220-EFN26 | ELEV EX FAN #3 EFN26 | BALDOR | DNA | DNA | OM00033767 |  | ELEV MECH ROOM | A-46 | NA | NA | DNA | 480 | DNA | Electric | 3 | NA | NA | \Classifications\Building System Class\D30-HVAC Systems\D3040 - Distribution SYS\Supply/Exhaust/Return fans- FAN | 1014070
19-L1 | 19-L1 Clara Shortridge Foltz Criminal Justice Center | 19-L1-G3060-320-DFP01 | DIESEL OIL TRANSFER PUMP | G.E. | DNA | 5K42HG2575 | OM00033724 | NA | JUDGES PARKING GARAGE NORTH WEST | NA | NA | NA | 1/3 / 1/3 | 480 | 0.92 | Electric | 3 | NA | NA | \Classifications\Building System Class\G30-Site Mechanical Utilities\G3060 - Fuel Distribution\Pump, Fuel, Diesel Fuel Transfer Pump - DFP | 1014076
19-L1 | 19-L1 Clara Shortridge Foltz Criminal Justice Center | 19-L1-D3090-114-CMP01 | COMPRESSOR (SHOP) CMP01 | WORTHINGTON | DNA | F-1068-01-170 | OM00033663 | 09396-72-045749 - Two compressor motors share same tank | NEAR ENGINEER SHOP PARKING | DNA | NA | NA | 2 | 460 | 3.8 | Electric | 3 | NA | NA | \Classifications\Building System Class\D30-HVAC Systems\D3090 - Other HVAC Systems and Equipment\Air Compressor - CMP | 1014079
19-L1 | 19-L1 Clara Shortridge Foltz Criminal Justice Center | 19-L1-D3090-220-CMD01 | AIR DRYER (CONTROL AIR) CMD01 | SPEED FIRE | 2452201-050 | 5658C | OM00033428 |  | NEAR SUMP PUMP | NA | NA | R-22 | 4-Mar | 115 | 15.1 | Electric | 1 | NA | NA | \Classifications\Building System Class\D30-HVAC Systems\D3090 - Other HVAC Systems and Equipment\Compressed Air Dryer - CMD | 1014081
19-L1 | 19-L1 Clara Shortridge Foltz Criminal Justice Center | 19-L1-D2023-100-BFP01 | BACKFLOW PREVENTER #1 (FIRE SYSTEM) | HERSEY | 3233 | 5004586-587 10"DC | OM00033668 | Service#:236952 Meter#:90122198 ID#5171 | PARKING BAY #5 SHERRIFF - NEAR LOCKUP ENTRANCE FOR BAY #5 | NA | NA | NA | NA | NA | NA | NA | NA | NA | NA | \Classifications\Building System Class\D20-Plumbing\D2020 - Domestic Water\Backflow Preventer - BFP | 1014082
19-L1 | 19-L1 Clara Shortridge Foltz Criminal Justice Center | 19-L1-D2023-100-BFP02 | BACKFLOW PREVENTER #2 (2" GENERATOR COOLING SYSTEM MAKEUP) | FEBCO | A166111 | 825Y | OM00033362 | OW0209916-FA0234828-BD0038681-FEBRUARY | SERVICE LEVEL ROOM S-201 DIESEL COOLING WATER (ORIGINAL BLUE FORM REQUIRED) | NA | NA | NA | NA | NA | NA | NA | NA | NA | NA | \Classifications\Building System Class\D20-Plumbing\D2020 - Domestic Water\Backflow Preventer - BFP | 1014083
19-L1 | 19-L1 Clara Shortridge Foltz Criminal Justice Center | 19-L1-D2023-100-BFP04 | BACKFLOW PREVENTER (GENERATOR COOLING SYSTEM) | FEBCO | H26358 | 825Y | OM00033363 | OW0209916-FA0234828-BD0038682-FEBRUARY | SERVICE LEVEL ROOM S-201 CHILLED WATER MAKE-UP (LAPHD FORM REQUIRED) | NA | NA | NA | NA | NA | NA | NA | NA | NA | NA | \Classifications\Building System Class\D20-Plumbing\D2020 - Domestic Water\Backflow Preventer - BFP | 1014085
19-L1 | 19-L1 Clara Shortridge Foltz Criminal Justice Center | 19-L1-D4022-210-JPM01 | FIRE JOCKEY PUMP | GRUNDFOS | DNA | A96084287-P51132062 | OM00033369 |  | JUDGES PARKING | NA | NA | NA | 7.5 | 480 | 8.6 | Electric | 3 | NA | NA | \Classifications\Building System Class\D40-Fire Protection SYS\D4020 - Stand Pipe\Jockey Pump - JPM | 1014087
19-L1 | 19-L1 Clara Shortridge Foltz Criminal Justice Center | 19-L1-D4024-100-FHS01 | FIRE HOSE SYSTEM |  | DNA | U85UG | OM00033744 |  | ENTIRE BUILDING | NA | NA | NA | NA | NA | NA | NA | NA | NA | NA | \Classifications\Building System Class\D40-Fire Protection SYS\D4020 - Stand Pipe\Other Stand Pipe Hose Systems - FHS | 1014088
19-L1 | 19-L1 Clara Shortridge Foltz Criminal Justice Center | 19-L1-D5010-200-ESD08 | ELECTRICAL SWITCHBOARD #1 | G.E. | DNA | DNA | OM00033380 |  | PARKING NEAR BOILER MECH ROOM | NA | NA | NA | NA | 480 | DNA | Electric | 3 | NA | NA | \Classifications\Building System Class\D50-Electrical SYS\D5010 - Elec Service & Dist\Electical Service and Distribution - ESD | 1014089
19-L1 | 19-L1 Clara Shortridge Foltz Criminal Justice Center | 19-L1-D5010-200-ESD02 | ELECTRICAL SWITCHBOARD #2 | G.E. | DNA | DNA | OM00033381 |  | PARKING NEAR BOILER MECH ROOM | NA | NA | NA | NA | 480 | DNA | Electric | 3 | NA | NA | \Classifications\Building System Class\D50-Electrical SYS\D5010 - Elec Service & Dist\Electical Service and Distribution - ESD | 1014090
19-L1 | 19-L1 Clara Shortridge Foltz Criminal Justice Center | 19-L1-D5036-200-CSY01 | CLOCK SYSTEM | MIDWEST TIME CONTROL | 990301 | MTC-600 | OM00033382 |  | MAIN ELECT ROOM | NA | NA | NA | NA | 120 | DNA | Electric | 1 | NA | NA | \Classifications\Building System Class\D50-Electrical SYS\D5030 - Comm & Security\Clock Systems - CSY | 1014092
19-L1 | 19-L1 Clara Shortridge Foltz Criminal Justice Center | 19-L1-D5092-210-GEN02 | GENERATOR, EMERGENCY #2 | LAWLESS DETROIT DIESEL | 2239 | 7163-7000-3500 | OM00030885 | G7096 | SERVICE LEVEL NORTH WEST | NA | NA | NA | 565 | 480 | DNA | Diesel | 3 | NA | NA | \Classifications\Building System Class\D50-Electrical SYS\D5090 - Elec SYS\Emergency Generator - GEN | 1014093
19-L1 | 19-L1 Clara Shortridge Foltz Criminal Justice Center | 19-L1-G3010-210-PWT01 | POTABLE WATER STORAGE TANK PWT01 | WESSELS | 140550 | CRNL8228/ | OM00033403 |  | JANITORS CLOSET | NA | NA | NA | NA | NA | NA | NA | NA | NA | NA | \Classifications\Building System Class\G30-Site Mechanical Utilities\G3010 - Water Supply\Potable Water Storage Tank - PWT | 1014095
19-L1 | 19-L1 Clara Shortridge Foltz Criminal Justice Center | 19-L1-D2030-410-PMS01 | SEWER EJECTOR PUMP PMS01 | TOSHIBA | SA5236299 | 0056FTSA21A-P | OM00033729 |  | NEAR HEAT EXCHANGERS | NA | NA | NA | DNA | 480 | 7.3 | Electric | 3 | NA | NA | \Classifications\Building System Class\D20-Plumbing\D2030 - Sani Waste\Sewage Ejector Pump - PMS | 1014096
19-L1 | 19-L1 Clara Shortridge Foltz Criminal Justice Center | 19-L1-G3063-100-DAT01 | DAY TANK, FUEL STORAGE | DOWNEY WELDING & MFG | DNA | DNA | OM00030887 |  | SERVICE LEVEL NORTHWEST | NA | NA | NA | NA | NA | NA | Diesel | NA | NA | NA | \Classifications\Building System Class\G30-Site Mechanical Utilities\G3060 - Fuel Distribution\Tank, Fuel Storage Day - DAT | 1014097
19-L1 | 19-L1 Clara Shortridge Foltz Criminal Justice Center | 19-L1-G3063-100-AST01 | TANK, FUEL STORAGE ABOVE GROUND | HOOVER CONTAINMENT | UL2085 | LDP2000P | OM00033368 |  | JUGES PARKING NORTHWEST | NA | NA | NA | NA | NA | NA | Diesel | NA | NA | NA | \Classifications\Building System Class\G30-Site Mechanical Utilities\G3060 - Fuel Distribution\Tank, Fuel Storage, Above Ground - AST | 1014098
19-L1 | 19-L1 Clara Shortridge Foltz Criminal Justice Center | 19-L1-G2050-200-LSC01 | LANDSCAPING | DNA | DNA | DNA | OM00033458 |  | OUTSIDE | NA | NA | NA | NA | NA | NA | NA | NA | NA | NA | \Classifications\Building System Class\G20-Other Systems\G2050 - Landscaping\Landscaping - LSC | 1014099
19-L1 | 19-L1 Clara Shortridge Foltz Criminal Justice Center | 19-L1-D5092-250-ELT2285 | LIGHTING, EXTERIOR | NA | NA | NA | OM00033460 |  | OUTSIDE OF BUILDING | NA | NA | NA | NA | 277 | DNA | Electric | 1 | NA | NA | \Classifications\Building System Class\D50-Electrical SYS\D5090 - Elec SYS\Exterior Lighting - ELT | 1014100
19-L1 | 19-L1 Clara Shortridge Foltz Criminal Justice Center | 19-L1-G2049-300-HSC01 | HARDSCAPE | NA | NA | NA | OM00033457 |  | OUTSIDE OF BUILDING | NA | NA | NA | NA | NA | NA | NA | NA | NA | NA | \Classifications\Building System Class\G20-Other Systems\G2040 - Site Development\Hardscape - HSC | 1014101
19-L1 | 19-L1 Clara Shortridge Foltz Criminal Justice Center | 19-L1-D1010-100-ELE20 | Elevator #20 | DNA | DNA | DNA | OM00033422 | State ID# 054605 | Roof, Elevator Mach. Room | NA | NA | NA | DNA | DNA | DNA | Hydraulic | 3 | NA | NA | \Classifications\Building System Class\D10-Conveyance Systems\D1010 - Elevator\Elevator,Hydraulic,Pass/Freight - ELE | 1014577
19-L1 | 19-L1 Clara Shortridge Foltz Criminal Justice Center | 19-L1-D2023-100-BFP06 | BACKFLOW PREVENTER #6 (1") | FEBCO | H19099 | 825Y | OM00036337 | OW0209916-FA0234828-BD0045169-FEBRUARY | CRIMINAL COURTS MB-312 - BASEMENT (LAPHD FORM REQUIRED) | NA | NA | NA | NA | NA | NA | NA | NA | NA | NA | \Classifications\Building System Class\D20-Plumbing\D2020 - Domestic Water\Backflow Preventer - BFP | 1015415
19-L1 | 19-L1 Clara Shortridge Foltz Criminal Justice Center | 19-L1-D2023-100-BFP07 | BACKFLOW PREVENTER #7 (2") | WILKINS | 485898 | 975 | OM00036338 | OW0209916-FA0234828-BD0049742-FEBRUARY | Basement -CRIMINAL COURTS MB-312 A (LAPHD FORM REQUIRED) | NA | NA | NA | NA | NA | NA | NA | NA | NA | NA | \Classifications\Building System Class\D20-Plumbing\D2020 - Domestic Water\Backflow Preventer - BFP | 1015416
19-L1 | 19-L1 Clara Shortridge Foltz Criminal Justice Center | 19-L1-D2023-100-BFP09 | BACKFLOW PREVENTER #9 (2") | FEBCO | 1003342 | 825Y | OM00037908 | OW0209916-FA0234828-BD0038683-J 1003342-FEBRUARY | Basement -SERVICE LEVEL ROOM S-204 NW & WEST SIDE HOSE BIBB (LAPHD FORM REQUIRED) | NA | NA | NA | NA | NA | NA | NA | NA | NA | NA | \Classifications\Building System Class\D20-Plumbing\D2020 - Domestic Water\Backflow Preventer - BFP | 1015418
19-L1 | 19-L1 Clara Shortridge Foltz Criminal Justice Center | 19-L1-D5010-234-ATS02 | ELECTRICAL, AUTOMATIC TRANSFER SWITCH #2 | ASCO | 4746Y | 906166 | OM00036594 |  | GENERATOR RM SERVICE LVL (TRANSF SWITCH #2) | NA | NA | NA | NA | 480 | 400 | Electric | 3 | NA | NA | \Classifications\Building System Class\D50-Electrical SYS\D5010 - Elec Service & Dist\Automatic Transfer Switch - ATS | 1015931
19-L1 | 19-L1 Clara Shortridge Foltz Criminal Justice Center | 19-L1-D4095-230-HBL01 | VENT HOOD (JUDGES' KITCHEN, WET) | ANSUL | S323383 | R-102 | OM00035688 | NA | JUDGES LOUNGE KITCHEN ON 6TH FLOOR | NA | NA | NA | NA | DNA | DNA | Electric | DNA | NA | NA | \Classifications\Building System Class\D40-Fire Protection SYS\D4090 - Other Fire Protection Systems\Hood and Blower - HBL | 1016190
19-L1 | 19-L1 Clara Shortridge Foltz Criminal Justice Center | 19-L1-B2010-100-BLD01 | Building | NA | NA | NA | OM00037890 | FA0013241 | [11 empty] | \Classifications\Building System Class\B20-General Building Exterior\B2010 - Exterior Walls\Building - BLD | 1016546
19-L1 | 19-L1 Clara Shortridge Foltz Criminal Justice Center | 19-L1-D5010-234-ATS03 | AUTOMATIC TRANSFER SWITCH #1 | ASCO | 1027351RE | DNA | OM00037906 |  | GENERATOR RM SERVICE LVL (TRANSF SWITCH #1) | NA | NA | NA | NA | 480 | 600 | Electric | 3 | NA | NA | \Classifications\Building System Class\D50-Electrical SYS\D5010 - Elec Service & Dist\Automatic Transfer Switch - ATS | 1017277
19-L1 | 19-L1 Clara Shortridge Foltz Criminal Justice Center | 19-L1-D3042-220-EFN27 | Exhaust Fan #21 (Roof) | Twin City | H14000000126261 | BCRUR360BHP | OM00036890 | NA | Roof | A46 | NA | NA | 3 | 230/460 | DNA | NA | 3 | NA | NA | \Classifications\Building System Class\D30-HVAC Systems\D3040 - Distribution SYS\Supply/Exhaust/Return fans- FAN | 1018489
19-L1 | 19-L1 Clara Shortridge Foltz Criminal Justice Center | 19-L1-D5010-200-ESD03 | Electrical, Switchboard, under 560 volts #03 | General Electric | DNA | AV-Line | OM00002500 |  | Basement | NA | NA | NA | NA | 227/480 | 600 | Electric | 3 | NA | NA | \Classifications\Building System Class\D50-Electrical SYS\D5010 - Elec Service & Dist\Electical Service and Distribution - ESD | 1019302
19-L1 | 19-L1 Clara Shortridge Foltz Criminal Justice Center | 19-L1-D5010-200-ESD04 | Electrical, Switchboard, under 560 volts #04 | General Electric | DNA | AV-Line | OM00002514 |  | Basement, RM B-112 | NA | NA | NA | NA | 120/208 | 800 | Electric | 3 | NA | NA | \Classifications\Building System Class\D50-Electrical SYS\D5010 - Elec Service & Dist\Electical Service and Distribution - ESD | 1019303
19-L1 | 19-L1 Clara Shortridge Foltz Criminal Justice Center | 19-L1-D5010-200-ESD05 | Electrical, Switchboard, under 560 volts #05 | General Electric | DNA | AV-Line | OM00002516 |  | Basement, B-110 | NA | NA | NA | NA | 277/180 | 1600 | Electric | 3 | NA | NA | \Classifications\Building System Class\D50-Electrical SYS\D5010 - Elec Service & Dist\Electical Service and Distribution - ESD | 1019304
19-L1 | 19-L1 Clara Shortridge Foltz Criminal Justice Center | 19-L1-D5010-200-ESD06 | Electrical, Switchboard, under 560 volts #06 | General Electric | DNA | AV-Line | OM00002517 |  | Basement, RM B-110 | NA | NA | NA | NA | 277/480 | 600 | Electric | 3 | NA | NA | \Classifications\Building System Class\D50-Electrical SYS\D5010 - Elec Service & Dist\Electical Service and Distribution - ESD | 1019305
19-L1 | 19-L1 Clara Shortridge Foltz Criminal Justice Center | 19-L1-D5010-200-ESD07 | Electrical, Switchboard SBR07 | General Electric | DNA | AV-Line | OM00002518 |  | Basement, Basement Lower Level | NA | NA | NA | NA | 277/480 | 2500 | Electric | 3 | NA | NA | \Classifications\Building System Class\D50-Electrical SYS\D5010 - Elec Service & Dist\Electical Service and Distribution - ESD | 1019306
19-L1 | 19-L1 Clara Shortridge Foltz Criminal Justice Center | 19-L1-B2033-120-DOR01 | Door, Automatic Sliding DOR01 | Cookson Doors Inc. | DNA | DNA | OM00002513 |  | Basement Lower Level, Evidence Room | NA | NA | NA | NA | 208/220 | 4.2 | Electric | 3 | NA | NA | \Classifications\Building System Class\B20-General Building Exterior\B2030 - Exterior Doors\Door,Automatic-Sliding,Revolving - DOR | 1019307
19-L1 | 19-L1 Clara Shortridge Foltz Criminal Justice Center | 19-L1-D3041-230-RFN01 | Fan Return Main Service Area RFN01 | Trane Centrifugal Fan |  | S1 | OM00002501 |  | Basement Lower Level, Evidence Room | B-78 | NA | NA | NA | 230/460 | 13.6/6.8 | Electric | 3 | NA | NA | \Classifications\Building System Class\D30-HVAC Systems\D3040 - Distribution SYS\Supply/Exhaust/Return fans- FAN | 1019308
19-L1 | 19-L1 Clara Shortridge Foltz Criminal Justice Center | 19-L1-D3041-230-RFN02 | Fan Return MS-103 | Trane Centrifugal Fan | U0-10343 | OM00002498 | OM00002498 |  | Basement Lower Level, Evidence Room | AX-46 (2) | NA | NA | NA | 230/460 | 8.7/4.35 | Electric | 3 | NA | NA | \Classifications\Building System Class\D30-HVAC Systems\D3040 - Distribution SYS\Supply/Exhaust/Return fans- FAN | 1019309
19-L1 | 19-L1 Clara Shortridge Foltz Criminal Justice Center | 19-L1-D3041-230-RFN03 | Fan Return 1-3 Lower Level - RFN03 | Trane Centrifugal Fan | U0-10344 | 80 | OM00002511 |  | Basement Lower Level, Judges parking Area | B-71 (2) | NA | NA | NA | 208-230/460 | 15.0-13/6.79 | NA | 3 | NA | NA | \Classifications\Building System Class\D30-HVAC Systems\D3040 - Distribution SYS\Supply/Exhaust/Return fans- FAN | 1019310
19-L1 | 19-L1 Clara Shortridge Foltz Criminal Justice Center | 19-L1-D5010-110-MCC01 | Motor Control Center Main Service Level Basement MCC01 | General Electric | DJB1A2T4 | DNA | OM00002497 |  | Emergency Generator Room, Main Service Level Basement | NA | NA | NA | NA | DNA | DNA | Electric | DNA | NA | NA | \Classifications\Building System Class\D50-Electrical SYS\D5010 - Elec Service & Dist\Chiller Room Electrical Panel - MCC | 1019311
19-L1 | 19-L1 Clara Shortridge Foltz Criminal Justice Center | 19-L1-D5010-110-MCC02 | Motor Control Center Lower Basement MCC02 | General Electric | DJ-B1A2T4-37 | DNA | OM00002512 |  | Basement, Judges Parking Area | NA | NA | NA | NA | 480/120 | 400 | Electric | DNA | NA | NA | \Classifications\Building System Class\D50-Electrical SYS\D5010 - Elec Service & Dist\Chiller Room Electrical Panel - MCC | 1019312
19-L1 | 19-L1 Clara Shortridge Foltz Criminal Justice Center | 19-L1-D5010-110-MCC03 | Motor Control Center Main Service Area Basement MCC03 | General Electric | DJ-B1A2T4 | DNA | OM00002502 |  | Basement, Main Service Area Basement | NA | NA | NA | NA | 480/120 | 400 | Electric | DNA | NA | NA | \Classifications\Building System Class\D50-Electrical SYS\D5010 - Elec Service & Dist\Chiller Room Electrical Panel - MCC | 1019313
19-L1 | 19-L1 Clara Shortridge Foltz Criminal Justice Center | 19-L1-D5010-110-MCC04 | Motor Control Center Main Service Area MCC04 | General Electric | DJB1A2T4 | DNA | OM00002499 |  | MS-103, Main Service Area | NA | NA | NA | NA | 480/120 | 400 | Electric | DNA | NA | NA | \Classifications\Building System Class\D50-Electrical SYS\D5010 - Elec Service & Dist\Chiller Room Electrical Panel - MCC | 1019314
19-L1 | 19-L1 Clara Shortridge Foltz Criminal Justice Center | 19-L1-D5010-200-ESD01 | Main Distribution Center - MCE01 | General Electric | EF | 9T26Y5321_G7 | OM00002515 |  | Lower Basement , Judges Parking Area | NA | NA | NA | NA | 4160, low 208/120 | DNA | Electric | 3 | NA | NA | \Classifications\Building System Class\D50-Electrical SYS\D5010 - Elec Service & Dist\Electical Service and Distribution - ESD | 1019316
19-L1 | 19-L1 Clara Shortridge Foltz Criminal Justice Center | 19-L1-D3041-160-FDP01 | Fire Damper-FDP01 | DNA | DNA | DNA | OM00002510 |  | Lower Basement , Fuel Storage Room | NA | NA | NA | NA | NA | NA | NA | NA | NA | NA | \Classifications\Building System Class\D30-HVAC Systems\D3040 - Distribution SYS\Fire Dampers - FDP | 1019317
19-L1 | 19-L1 Clara Shortridge Foltz Criminal Justice Center | 19-L1-D3041-160-FDP02 | Fire Damper-FDP02 | DNA | DNA | DNA | OM00002507 |  | Lower Level Basement, Judges Parking Area | NA | NA | NA | NA | NA | NA | NA | NA | NA | NA | \Classifications\Building System Class\D30-HVAC Systems\D3040 - Distribution SYS\Fire Dampers - FDP | 1019318
19-L1 | 19-L1 Clara Shortridge Foltz Criminal Justice Center | 19-L1-D3041-160-FDP03 | Fire Damper-FDP03 | DNA | DNA | DNA | OM00002509 |  | Basement, RM B-107 Exhaust Fan | NA | NA | NA | NA | NA | NA | NA | NA | NA | NA | \Classifications\Building System Class\D30-HVAC Systems\D3040 - Distribution SYS\Fire Dampers - FDP | 1019319
19-L1 | 19-L1 Clara Shortridge Foltz Criminal Justice Center | 19-L1-D3041-160-FDP04 | Fire Damper-FDP04 | DNA | DNA | DNA | OM00002506 |  | Basement, Judges Parking Area, Fuel Storage Room | NA | NA | NA | NA | NA | NA | NA | NA | NA | NA | \Classifications\Building System Class\D30-HVAC Systems\D3040 - Distribution SYS\Fire Dampers - FDP | 1019320
19-L1 | 19-L1 Clara Shortridge Foltz Criminal Justice Center | 19-L1-D2023-100-BFP12 | Backflow Preventer, Fan Rm Parallel North 6" (BFP12) | Febco | N1306070520 | LF850, 6" | OM00036863 | Service#:236952 Meter#:96168278 ID#5170 | S-Level | NA | NA | NA | NA | NA | NA | NA | NA | NA | NA | \Classifications\Building System Class\D20-Plumbing\D2020 - Domestic Water\Backflow Preventer - BFP | 1019771
19-L1 | 19-L1 Clara Shortridge Foltz Criminal Justice Center | 19-L1-D2023-100-BFP13 | Backflow Preventer, North Wall-In Parallel 6" (BFP13) | Febco | N1211150712 | LF850 | OM00036862 | Service#:236952 Meter#:96168278 ID#5169 | SERVICE LEVEL | NA | NA | NA | NA | NA | NA | NA | NA | NA | NA | \Classifications\Building System Class\D20-Plumbing\D2020 - Domestic Water\Backflow Preventer - BFP | 1019772
19-L1 | 19-L1 Clara Shortridge Foltz Criminal Justice Center | 19-L1-G3063-100-DFS02 | Leak Detection System, Diesel Fuel (DFS02) | Veeder-Root | Q12242461205001 | TLS-300C | OM00036566 |  | Service Level Northwest | NA | NA | NA | NA | NA | NA | Electric | NA | NA | NA | \Classifications\Building System Class\G30-Site Mechanical Utilities\G3060 - Fuel Distribution\Diesel Fuel Leak Detection System - DFS | 1020447
19-L1 | 19-L1 Clara Shortridge Foltz Criminal Justice Center | 19-L1-D2023-100-BFP14 | BACKFLOW PREVENTER #14 (1") | FEBCO | J006902 | LF825Y | OM00036565 | OW0209916-FA0234828-BD0038685-FEBRUARY | ROOF MECHANICAL ROOM R-3 CARD #9 (ORIGINAL BLUE FORM REQUIRED) | NA | NA | NA | NA | NA | NA | NA | NA | NA | NA | \Classifications\Building System Class\D20-Plumbing\D2020 - Domestic Water\Backflow Preventer - BFP | 1020448
19-L1 | 19-L1 Clara Shortridge Foltz Criminal Justice Center | 19-L1-B2034-400-DOH11 | DOOR OVERHEAD #7 (DOH11) | Albany | 62980-1-1 | Ultrasecure | OM00036949 |  | BASEMENT SERVICE LEVEL | NA | NA | NA | DNA | DNA | DNA | Electric | DNA |  |  | \Classifications\Building System Class\B20-General Building Exterior\B2030 - Exterior Doors\Door,Overhead-Shutter,Manual,Elec,Roll-up - DOH | 1020493
19-L1 | 19-L1 Clara Shortridge Foltz Criminal Justice Center | 19-L1-B2034-400-DOH12 | DOOR OVERHEAD #8 (DOH12) | Albany | 45951-1-1 | Ultrasecure | OM00036950 |  | SERVICE LEVEL | NA | NA | NA | DNA | DNA | DNA | Electric | NA |  |  | \Classifications\Building System Class\B20-General Building Exterior\B2030 - Exterior Doors\Door,Overhead-Shutter,Manual,Elec,Roll-up - DOH | 1020494
19-L1 | 19-L1 Clara Shortridge Foltz Criminal Justice Center | 19-L1-D5010-234-ATS04 | AUTOMATIC TRANSFER SWITCH #4 | GE | 3314940 | I-DC-01 | OM00036567 |  | Elevator Machine Room | NA | NA | NA | DNA | DNA | DNA | Electric | DNA |  |  | \Classifications\Building System Class\D50-Electrical SYS\D5010 - Elec Service & Dist\Automatic Transfer Switch - ATS | 1020495
19-L1 | 19-L1 Clara Shortridge Foltz Criminal Justice Center | 19-L1-D5010-234-ATS05 | AUTOMATIC TRANSFER SWITCH #5 | GE | 3313143THRU3313170 | I-DC-01 | OM00036568 |  | Roof Electrical Equipment Room | NA | NA | NA | DNA | DNA | DNA | Electric | DNA | NA | NA | \Classifications\Building System Class\D50-Electrical SYS\D5010 - Elec Service & Dist\Automatic Transfer Switch - ATS | 1020496
19-L1 | 19-L1 Clara Shortridge Foltz Criminal Justice Center | 19-L1-D5037-710-FAP02 | Fire Alarm Panel - FAP | PYR-A-LARM | DNA | ZIU-6 | OM00036951 |  | Judges Parking Level, Adjacent to Room B-110 | NA | NA | NA | NA | DNA | DNA | DNA | DNA | NA | NA | \Classifications\Building System Class\D50-Electrical SYS\D5030 - Comm & Security\Fire Alarm Panel - FAP | 1020509
19-L1 | 19-L1 Clara Shortridge Foltz Criminal Justice Center | 19-L1-D5037-710-FAP03 | Fire Alarm Panel - FAP (Lock-Up Floors 4, 8, 10 and 14) | Pyrotronics | NA | CP-35 | OM00036570 |  | Service Level Lock-Up | NA | NA | NA | DNA | 120/240 | 15 | Electric | 1 | NA | NA | \Classifications\Building System Class\D50-Electrical SYS\D5030 - Comm & Security\Fire Alarm Panel - FAP | 1021329
19-L1 | 19-L1 Clara Shortridge Foltz Criminal Justice Center | 19-L1-D5037-710-FAP04 | Fire Alarm Panel (FAP04) | Honey Well | NA | W728A123A | OM00036569 |  | P Level, Room B110 | NA | NA | NA | DNA | 120/240 | 20 | Electric | 1 | NA | NA | \Classifications\Building System Class\D50-Electrical SYS\D5030 - Comm & Security\Fire Alarm Panel - FAP | 1021330
19-L1 | 19-L1 Clara Shortridge Foltz Criminal Justice Center | 19-L1-D2023-100-BFP11 | BACKFLOW PREVENTER #8 (2") | Zurn | 4019455 | 975XL2 | OM00036571 | OW0209916-FA0234828-BD0038684-FEBRUARY | Basement - Stair 10 NEXT DOOR TO ROOM B-110 (LAPHD FORM REQUIRED) | NA | NA | NA | NA | NA | NA | NA | NA | NA | NA | \Classifications\Building System Class\D20-Plumbing\D2020 - Domestic Water\Backflow Preventer - BFP | 1021334
19-L1 | 19-L1 Clara Shortridge Foltz Criminal Justice Center | 19-L1-D3044-125-PHW03 | HOT WATER PUMP #1 (PHW03) | American Marsh Pumps | 305599 | EX5-15 | OM00036959 |  | Basement, JUDGES PARKING, MB-312 | NA | NA | NA | NA | 208-230/460 | 102.00-91.00/46.00 | Electric | 3 | NA | NA | \Classifications\Building System Class\D30-HVAC Systems\D3040 - Distribution SYS\Hot Water Pump - PHW | 1021711
19-L1 | 19-L1 Clara Shortridge Foltz Criminal Justice Center | 19-L1-D3030-110-CTW02 | COOLING TOWER (GENERATOR ENGINE COOLANT) | B.A.C. | U190142502-01-01 | VF1-027-31K | OM00036958 |  | BASEMENT,SERVICE LEVEL NORTHWEST | B073 | NA | NA | DNA | 600V | 30amp | Electric | 3 | NA | NA | \Classifications\Building System Class\D30-HVAC Systems\D3030 - Cooling SYS\Cooling Tower - CTW | 1022861
19-L1 | 19-L1 Clara Shortridge Foltz Criminal Justice Center | 19-L1-D3040-600-HES06 | HEAT EXCHANGER, STEAM #1 (DOMESTIC HOT WATER) | Stonesteel | 70979 | V12SEH1236DW | OM00036954 |  | JUDGES PARKING | NA | NA | NA | NA | NA | NA | Other | NA | NA | NA | \Classifications\Building System Class\D30-HVAC Systems\D3040 - Distribution SYS\Heat Exchanger,Steam - HES | 1022866
19-L1 | 19-L1 Clara Shortridge Foltz Criminal Justice Center | 19-L1-D3040-600-HES07 | HEAT EXCHANGER, STEAM #2 (DOMESTIC HOT WATER) | Stonesteel | 70980 | V12SEH1236DW | OM00036955 |  | JUDGES PARKING | NA | NA | NA | NA | NA | NA | Other | NA | NA | NA | \Classifications\Building System Class\D30-HVAC Systems\D3040 - Distribution SYS\Heat Exchanger,Steam - HES | 1022867
19-L1 | 19-L1 Clara Shortridge Foltz Criminal Justice Center | 19-L1-D3040-600-HES08 | HEAT EXCHANGER, STEAM #3 (HOT WATER CONDENSER #1) | Bell & Gossett | 272961-01-2 | 306280 | OM00046749 |  | Basement, JUDGES PARKING | NA | NA | NA | NA | NA | NA | Other | NA | NA | NA | \Classifications\Building System Class\D30-HVAC Systems\D3040 - Distribution SYS\Heat Exchanger,Steam - HES | 1022868
19-L1 | 19-L1 Clara Shortridge Foltz Criminal Justice Center | 19-L1-D3040-600-HES09 | HEAT EXCHANGER, STEAM #4 (HOT WATER CONDENSER #2) | Bell & Gossett | 272961-01-1 | 306279 | OM00046750 |  | Basement, JUDGES PARKING | NA | NA | NA | NA | NA | NA | Other | NA | NA | NA | \Classifications\Building System Class\D30-HVAC Systems\D3040 - Distribution SYS\Heat Exchanger,Steam - HES | 1022869
19-L1 | 19-L1 Clara Shortridge Foltz Criminal Justice Center | 19-L1-D3040-600-HES10 | HEAT EXCHANGER, STEAM #5, HOT WATER CONDENSER #3 | Bell & Gossett | 272961-013 | 306281 | OM00046751 |  | JUDGES PARKING | NA | NA | NA | NA | NA | NA | Other | NA | NA | NA | \Classifications\Building System Class\D30-HVAC Systems\D3040 - Distribution SYS\Heat Exchanger,Steam - HES | 1022870
19-N1 | 19-N1 Monrovia Training Center | 19-N1-B3010-100-RUF01 | Building Roof - RUF01 | NA | NA | NA | OM00026577 |  | roof | NA | NA | NA | NA | NA | NA | NA | NA | NA | NA | \Classifications\Building System Class\B30-Roofing\B3010 - Roof Types\Roof - RUF | 1010225
19-N1 | 19-N1 Monrovia Training Center | 19-N1-D2022-260-HWG01 | Domestic Water Heater, Gas - (40gl) | American Water Heaters | E5250R045 | 9507304831 | OM00026165 |  | Janitor storage next to Dept 2 | NA | NA | NA | NA | 208/240 | NA | Gas | 1 | 3375 | 4500 | \Classifications\Building System Class\D20-Plumbing\D2020 - Domestic Water\Domestic Water Heater, Gas - HWG | 1011209
19-N1 | 19-N1 Monrovia Training Center | 19-N1-D3041-110-AHU01 | Air Handling Unit - AHU01 | Master Fan Corp | 02378 | FCD | OM00026186 |  | Equipment Room | B128 (2) | 20x20x2 (8), 20x20x8 (8) | NA | 1-1/2 | 240 | 14.5 | Electric | 3 | NA | NA | \Classifications\Building System Class\D30-HVAC Systems\D3040 - Distribution SYS\Air Handling Unit - AHU | 1011219
19-N1 | 19-N1 Monrovia Training Center | 19-N1-D5010-200-ESD01 | Main Electrical Panel - MCE01 | Zinsco | 35555 | NA | OM00026185 |  | Equipment Room | NA | NA | NA | NA | 240 | 225 | Electric | DNA | NA | NA | \Classifications\Building System Class\D50-Electrical SYS\D5010 - Elec Service & Dist\Electical Service and Distribution - ESD | 1011220
19-N1 | 19-N1 Monrovia Training Center | 19-N1-D3040-120-FCU01 | Fan Coil Unit (Rm B5) | Carrier | 1867A37498 | 40AQ018300BU | OM00026181 |  | B5 | NA | NA | R-22 | 1/8 | 208/230 | 10.8 | Electric | 1 | NA | NA | \Classifications\Building System Class\D30-HVAC Systems\D3040 - Distribution SYS\Fan Coil Unit - FCU | 1011224
19-N1 | 19-N1 Monrovia Training Center | 19-N1-D3050-250-ACU08 | Air Conditioning,Split System - ACU08 | Carrier | 3002Y40324 | 40QNB018 | OM00026180 |  | B3 | NA | NA | R-22 | 1/28 | 208-230 | 15 | Electric | 1 | NA | NA | \Classifications\Building System Class\D30-HVAC Systems\D3050 - Package SYS\Air Conditioning,Split System - ACU | 1011225
19-N1 | 19-N1 Monrovia Training Center | 19-N1-D5092-250-EML16 | Emergency And Exit Lighting - EML16 | NA | NA | NA | OM00026179 |  | Basement Room B-4 | NA | NA | NA | NA | 110 | DNA | Electric | 1 | NA | NA | \Classifications\Building System Class\D50-Electrical SYS\D5090 - Elec SYS\Emergency And Exit Lighting - EML | 1011226
19-N1 | 19-N1 Monrovia Training Center | 19-N1-D4031-100-FEX17 | Fire Extinguisher - FEX17 | Amerex | XE-980862 | B456 | OM00026178 |  | Basement Room B-4 | NA | NA | NA | NA | NA | NA | NA | NA | NA | NA | \Classifications\Building System Class\D40-Fire Protection SYS\D4030 - FIRE SPEC\Fire Extinguisher - FEX | 1011227
19-N1 | 19-N1 Monrovia Training Center | 19-N1-D3050-210-PKU02 | Package Unit- PKU02 | Carrier | 0607G41143 | 50SZ048301 | OM00028299 |  | Roof | NA | 20x25x1 (1) | R-22 | NA | 208-230 | 28.5 | Electric | 1 | NA | NA | \Classifications\Building System Class\D30-HVAC Systems\D3050 - Package SYS\Package Unit - PKU | 1011228
19-N1 | 19-N1 Monrovia Training Center | 19-N1-D3050-210-PKU10 | Package Unit- PKU10 | Carrier | 781897 | 50NQ0303 | OM00028300 |  | Roof | NA | 16x25x2 (1) | R-22 | NA | 240 | 28.5 | Electric | 1 | NA | NA | \Classifications\Building System Class\D30-HVAC Systems\D3050 - Package SYS\Package Unit - PKU | 1011229
19-N1 | 19-N1 Monrovia Training Center | 19-N1-D3050-210-PKU03 | Package Unit- PKU03 | Carrier | 00607G41144 | 50SZ048301 | OM00028298 |  | Roof | NA | 20x25x1 (1) | R-22 | NA | 208-230 | 18.3 | Electric | 1 | NA | NA | \Classifications\Building System Class\D30-HVAC Systems\D3050 - Package SYS\Package Unit - PKU | 1011230
19-N1 | 19-N1 Monrovia Training Center | 19-N1-D3031-210-CDR01 | Condenser air cooled CDR01 | NA | NA | NA | OM00028296 |  | Roof | NA | NA | R-22 | NA | 480 | DNA | Electric | DNA | NA | NA | \Classifications\Building System Class\D30-HVAC Systems\D3030 - Cooling SYS\Condensing Unit, Air Cooled - CDR | 1011232
19-N1 | 19-N1 Monrovia Training Center | 19-N1-D3050-210-PKU04 | Package Unit- PKU04 | Carrier | NA | NA | OM00028295 |  | ROOF Lock up | NA | 24x24x2 (1) | R-22 | NA | 240 | 60 | Electric | 3 | NA | NA | \Classifications\Building System Class\D30-HVAC Systems\D3050 - Package SYS\Package Unit - PKU | 1011233
19-N1 | 19-N1 Monrovia Training Center | 19-N1-D3050-210-PKU05 | Package Unit- PKU05 | Carrier | 1391067123 | 50QJ004310 | OM00028290 |  | Roof | NA | E35-16252 | R-22 | NA | 208-230 | 17.9 | Electric | 3 | NA | NA | \Classifications\Building System Class\D30-HVAC Systems\D3050 - Package SYS\Package Unit - PKU | 1011234
19-N1 | 19-N1 Monrovia Training Center | 19-N1-D3050-210-PKU06 | Package Unit- PKU06 | Carrier | 1391067116 | 50QJ004310 | OM00028291 |  | Roof | NA | E35-16252 | R-22 | NA | 208-230 | 17.9 | Electric | 3 | NA | NA | \Classifications\Building System Class\D30-HVAC Systems\D3050 - Package SYS\Package Unit - PKU | 1011235
19-N1 | 19-N1 Monrovia Training Center | 19-N1-D3050-210-PKU07 | Package Unit- PKU07 | Carrier | 1391067121 | 50QJ004310 | OM00028292 |  | Roof | NA | 16x25x2 (2) | R-22 | NA | 208-230 | 17.9 | Electric | 3 | NA | NA | \Classifications\Building System Class\D30-HVAC Systems\D3050 - Package SYS\Package Unit - PKU | 1011236
19-N1 | 19-N1 Monrovia Training Center | 19-N1-D3050-210-PKU08 | Package Unit- PKU08 | Carrier | 1391067122 | 50QJ004310 | OM00028293 |  | Roof | NA | 16x25x2 (2) | R-22 | NA | 208-230 | 17.9 | Electric | 3 | NA | NA | \Classifications\Building System Class\D30-HVAC Systems\D3050 - Package SYS\Package Unit - PKU | 1011237
19-N1 | 19-N1 Monrovia Training Center | 19-N1-D3050-210-PKU09 | Package Unit- PKU09 | Carrier | 1391067120 | 50QJ004310 | OM00028294 |  | Roof | NA | 16x25x2 (2) | R-22 | NA | 208-230 | 17.9 | Electric | 3 | NA | NA | \Classifications\Building System Class\D30-HVAC Systems\D3050 - Package SYS\Package Unit - PKU | 1011238
19-N1 | 19-N1 Monrovia Training Center | 19-N1-D3090-114-CMP01 | Control Air Compressor - CMP01 | US Falcon | F23661 | VA65 | OM00028287 | State ID# A008155-15 | Equipment Room | NA | NA | NA | NA | 240 | 19 | Electric | 1 | NA | NA | \Classifications\Building System Class\D30-HVAC Systems\D3090 - Other HVAC Systems and Equipment\Air Compressor - CMP | 1011241
19-N1 | 19-N1 Monrovia Training Center | 19-N1-D3021-130-BLR02 | Boiler | Lochinvar | L11H10207821 | KBN400 | OM00036447 |  | Basement - Boiler Room | NA | NA | NA | NA | 110 | DNA | Gas | 3 | 399,000 | 324,000 | \Classifications\Building System Class\D30-HVAC Systems\D3020 - Heat SYS\Boiler,Hot Water,Oil/Gas/Comb. - BLR | 1013548
19-N1 | 19-N1 Monrovia Training Center | 19-N1-B2010-100-BLD01 | Building structure | NA | NA | NA | OM00026584 |  | All | NA | NA | NA | NA | NA | NA | NA | NA | NA | NA | \Classifications\Building System Class\B20-General Building Exterior\B2010 - Exterior Walls\Building - BLD | 1014102
19-N1 | 19-N1 Monrovia Training Center | 19-N1-D2030-150-MWL01 | MAIN/BRANCH WASTE SYSTEMS | NA | NA | NA | OM00026582 |  | ABM Engineer office. | NA | NA | NA | NA | NA | NA | NA | NA | NA | NA | \Classifications\Building System Class\D20-Plumbing\D2030 - Sani Waste\Main/Branch Waste System - MWL | 1014103
19-N1 | 19-N1 Monrovia Training Center | 19-N1-D5037-710-FAP02 | FIRE ALARM PANEL 2 | SILENT NIGHT | NA | NA | OM00033105 |  | B5 | NA | NA | NA | NA | DNA | DNA | Electric | DNA | NA | NA | \Classifications\Building System Class\D50-Electrical SYS\D5030 - Comm & Security\Fire Alarm Panel - FAP | 1014106
19-N1 | 19-N1 Monrovia Training Center | 19-N1-G2050-200-LSC01 | LANDSCAPING | NA | NA | NA | OM00026580 |  | ABM office. | NA | na | NA | na | NA | NA | Electric | NA | NA | na | \Classifications\Building System Class\G20-Other Systems\G2050 - Landscaping\Landscaping - LSC | 1014107
19-N1 | 19-N1 Monrovia Training Center | 19-N1-D5092-250-ELT01 | Lighting exterior | NA | NA | NA | OM00033108 |  | Tag located inside electrical. 1st floor on back of door. | NA | NA | NA | NA | 120V | DNA | Electric | 1 | NA | NA | \Classifications\Building System Class\D50-Electrical SYS\D5090 - Elec SYS\Exterior Lighting - ELT | 1014108
19-N1 | 19-N1 Monrovia Training Center | 19-N1-G2049-300-HSC01 | HARDSCAPE | NA | NA | NA | OM00026581 |  | ABM Engineer office. | NA | NA | NA | NA | NA | NA | NA | NA | NA | NA | \Classifications\Building System Class\G20-Other Systems\G2040 - Site Development\Hardscape - HSC | 1014109
19-N1 | 19-N1 Monrovia Training Center | 19-N1-D2040-100-PSU03 | PUMP, SUMP #3 | LIBERTY | B59634077 | 287HV CODE 1012 | OM00026187 | OM00028289 | IN FLOOR SUMP | NA | NA | NA | 2-Jan | 240 | 4.6 | Electric | 1 | NA | NA | \Classifications\Building System Class\D20-Plumbing\D2040 - Rain Drain\Sump Pump - PSU | 1015592
19-N1 | 19-N1 Monrovia Training Center | 19-N1-D2040-100-PSU04 | PUMP, SUMP #4 | LIBERTY | B60341626 | 257 CODE 1011 | OM00026188 | OM00028288 | IN FLOOR SUMP | NA | NA | NA | 3-Jan | 110 | 5.2 | Electric | 1 | NA | NA | \Classifications\Building System Class\D20-Plumbing\D2040 - Rain Drain\Sump Pump - PSU | 1015593
19-N1 | 19-N1 Monrovia Training Center | 19-N1-D2023-100-BFP02 | Backflow preveneter, 3/4 INCH, Boiler Room | FEBCO | J046850 | 825-Y, 3/4 INCH | OM00005604 | OW0209916-FA0234857-BD0005058-H 27415-MARCH | Boiler Room (LAPHD FORM REQUIRED) | NA | NA | NA | NA | NA | NA | NA | NA | NA | NA | \Classifications\Building System Class\D20-Plumbing\D2020 - Domestic Water\Backflow Preventer - BFP | 1015774
19-N1 | 19-N1 Monrovia Training Center | 19-N1-D2023-310-HWP02 | Domestic Hot Water Circulating Pump (Rm B-1A) | Grundfos | 52722334-P1 | UP26-96-BF | OM00036818 |  | BOILER ROOM IN BASEMENT | NA | NA | NA | 2.5 | 230 | DNA | Electric | 1 |  |  | \Classifications\Building System Class\D20-Plumbing\D2020 - Domestic Water\Domestic Hot Water Circulating Pump - HWP | 1016231
19-N1 | 19-N1 Monrovia Training Center | 19-N1-D2023-310-HWP03 | Domestic Hot Water Circulating Pump (Rm B-1A) | Paco Pump | 1915C1E1 | 57 | OM00036819 |  | BOILER ROOM IN BASEMENT | NA | NA | NA | 3/4 | 115/230 | 10.2/5.1 | Electric | 1 |  |  | \Classifications\Building System Class\D20-Plumbing\D2020 - Domestic Water\Domestic Hot Water Circulating Pump - HWP | 1016232
19-N1 | 19-N1 Monrovia Training Center | 19-N1-D3020-100-HET02 | HEATER WATER EXPANSION TANK | Wessels Company | NA | NA | OM00036820 |  | BOILER ROOM IN BASEMENT | NA | NA | NA | NA | NA | NA | NA | NA | NA |  | \Classifications\Building System Class\D30-HVAC Systems\D3020 - Heat SYS\Heater Water Expansion Tank - HET | 1016233
19-N1 | 19-N1 Monrovia Training Center | 19-N1-D3090-220-CMD01 | Compressor Air Dryer (Rm B-1) | Johnson Controls | M9842 | A4412-1 | OM00030788 |  | Basement Room B-1 | NA | NA | R-134a | NA | 115 | 5.75 | Electric | 1 | NA | NA | \Classifications\Building System Class\D30-HVAC Systems\D3090 - Other HVAC Systems and Equipment\Compressed Air Dryer - CMD | 1017767
19-N1 | 19-N1 Monrovia Training Center | 19-N1-D3042-220-EFN02 | Exhaust Fan (Roof) | Exit Aire | NA | CX-1220 | OM00040593 |  | Roof | 4L230 (1) | NA | NA | 1/4 | 115 | 4.8 | Electric | 1 | NA | NA | \Classifications\Building System Class\D30-HVAC Systems\D3040 - Distribution SYS\Supply/Exhaust/Return fans- FAN | 1017769
19-N1 | 19-N1 Monrovia Training Center | 19-N1-D3042-220-EFN01 | Exhaust Fan (Roof) | Exit Aire | NA | CXX1220 | OM00040594 |  | Roof | 4L240 (1) | NA | NA | 1/6 | 115 | 4.4 | Electric | 1 | NA | NA | \Classifications\Building System Class\D30-HVAC Systems\D3040 - Distribution SYS\Supply/Exhaust/Return fans- FAN | 1017768
19-N1 | 19-N1 Monrovia Training Center | 19-N1-C1020-110-FRD01 | Fire Door Overhead (Rm 105) | Pacific Rolling Door Co | 419581 | 44430_1 | OM00030800 |  | 1st Floor Rm 105 | NA | NA | NA | NA | NA | NA | NA |  | NA | NA | \Classifications\Building System Class\C10-General Building Interior\C1020 - Fire Doors\Fire Doors - FRD | 1017770
19-N1 | 19-N1 Monrovia Training Center | 19-N1-D5010-200-ESD02 | Main Electrical Panel (Rm B-1) | Zinsco | 36232 | NA | OM00030786 |  | Basement Room B-1 | NA | NA | NA | NA | 120/240 | 400 | Electric | 1 | NA | NA | \Classifications\Building System Class\D50-Electrical SYS\D5010 - Elec Service & Dist\Electical Service and Distribution - ESD | 1017771
19-N1 | 19-N1 Monrovia Training Center | 19-N1-D3041-230-RFN01 | Return Fan (Rm B-1) | Master Fan Corp | 02379 | FCS | OM00030793 |  | Basement Room B-1 | BP128 (2) | NA | NA | 1.5 | 220/440 | 6/3 | Electric | 1 | NA | NA | \Classifications\Building System Class\D30-HVAC Systems\D3040 - Distribution SYS\Supply/Exhaust/Return fans- FAN | 1017772
19-N1 | 19-N1 Monrovia Training Center | 19-N1-G2023-150-PEG02 | Secured Parking Gate PEG02 | Power Master | AAL 565920 | SG103 | OM00026159 |  | South Secured Parking | NA | NA | NA | 1 | 240/208 | 1.8 | Electric | DNA | NA | 38,000 | \Classifications\Building System Class\G20-Other Systems\G2020 - Parking Lots\Secured Parking Gate - PEG | 1019769
19-N1 | 19-N1 Monrovia Training Center | 19-N1-D2022-260-HWG03 | Domestic Water Heater Gas 38 Gal | Rheem | M441407457 | PROG38-38U RH60 | OM00026160 |  | Basement Boiler Room B-1A | NA | NA | NA | NA | DNA | DNA | Gas | NA | 38000 | NA | \Classifications\Building System Class\D20-Plumbing\D2020 - Domestic Water\Domestic Water Heater, Gas - HWG | 1020280
19-N1 | 19-N1 Monrovia Training Center | 19-N1-D3031-180-RCM02 | Refrigeration Compressor - RCM02 | Carrier | 1656351-2 | 5H40 | OM00026162 |  | Basement, Mechanical Room | NA | NA | R-22 | NA | NA | DNA | Electric | DNA | NA | NA | \Classifications\Building System Class\D30-HVAC Systems\D3030 - Cooling SYS\Refrigeration Compressor - RCM | 1021583
19-O1 | 19-O1 El Monte Courthouse | 19-O1-D5010-200-ESD01 | MAIN SWITCH BOARD | ITE imperial | 12-60821 | 1260826 | OM00028258 | DNA | Electrical room | NA | NA | NA | NA | 277/480V | 4000 | Electric | DNA | NA | NA | \Classifications\Building System Class\D50-Electrical SYS\D5010 - Elec Service & Dist\Electical Service and Distribution - ESD | 1009908
19-O1 | 19-O1 El Monte Courthouse | 19-O1-D5010-234-ATS01 | AUTOMATIC TRANSFER SWITCH #1 | ASCO | 72804Y | 932E124-00 | OM00005571 |  |  | NA | NA | NA | NA | 480 | 400 | Electric | DNA | NA | NA | \Classifications\Building System Class\D50-Electrical SYS\D5010 - Elec Service & Dist\Automatic Transfer Switch - ATS | 1009909
19-O1 | 19-O1 El Monte Courthouse | 19-O1-D5036-200-CSY01 | Clock Systems - CSY | Simplex Master Clock | NA | 941-6 | OM00028259 |  | Electrical room | NA | NA | NA | NA | 115 | DNA | Electric | 1 | NA | NA | \Classifications\Building System Class\D50-Electrical SYS\D5030 - Comm & Security\Clock Systems - CSY | 1010080
19-O1 | 19-O1 El Monte Courthouse | 19-O1-D5010-234-ATS02 | AUTOMATIC TRANSFER SWITCH #2 | ASCO | NA | 72803Y | OM00005570 |  | Electric room | NA | NA | NA | NA | 277/480V | 400 | Electric | DNA | NA | NA | \Classifications\Building System Class\D50-Electrical SYS\D5010 - Elec Service & Dist\Automatic Transfer Switch - ATS | 1010113
19-O1 | 19-O1 El Monte Courthouse | 19-O1-B3010-100-RUF01 | Building Roof - RUF01 | NA | NA | NA | OM00026583 |  | Roof | NA | NA | NA | NA | NA | NA | NA | NA | NA | NA | \Classifications\Building System Class\B30-Roofing\B3010 - Roof Types\Roof - RUF | 1010226
19-O1 | 19-O1 El Monte Courthouse | 19-O1-D3030-110-CTW01 | Cooling Tower - CTW | Evapco | 988252W | AT8518B | OM00028255 | NA | Roof | 3B148 | NA | NA | 10 | 480 | 26 | electric | 3 | NA | NA | \Classifications\Building System Class\D30-HVAC Systems\D3030 - Cooling SYS\Cooling Tower - CTW | 1010559
19-O1 | 19-O1 El Monte Courthouse | 19-O1-D3040-120-FCU02 | FAN COIL UNIT #2 | Air Therm MFG Co | 1598416 | L0613 | OM00028253 | NA | Judges Elevator Room | 1-AP42 | 24x24x2-(2) | NA | 1.5 | 230/460V | 5.2/2.5 | electric | 3 | NA | NA | \Classifications\Building System Class\D30-HVAC Systems\D3040 - Distribution SYS\Fan Coil Unit - FCU | 1010560
19-O1 | 19-O1 El Monte Courthouse | 19-O1-D3040-120-FCU01 | FAN COIL UNIT #1 | Air Therm MFG Co | 0282G01 | L0613 | OM00028252 | NA | Public Elevator Room | 1-AP46 | 24x24x2-(2) | NA | 1.5 | 208-230-460v | 4.8-4.7-2.35 | electric | 3 | NA | NA | \Classifications\Building System Class\D30-HVAC Systems\D3040 - Distribution SYS\Fan Coil Unit - FCU | 1010561
19-O1 | 19-O1 El Monte Courthouse | 19-O1-D3041-110-AHU03 | Air Handling Unit 3 | Barry Blower Inc | 761568 | 7402 DW (Type) | OM00028251 | NA | Mechanical Room | 3-B128 | 24x24x2 | NA | 20 | 460 | 26 | electric | 3 | NA | NA | \Classifications\Building System Class\D30-HVAC Systems\D3040 - Distribution SYS\Air Handling Unit - AHU | 1010562
19-O1 | 19-O1 El Monte Courthouse | 19-O1-D3041-110-AHU05 | Air Handling Unit 5 | Barry Blower Inc | 761657 | 7365DW | OM00028249 |  | Mechanical Room | 3-B128 | 24x24x2 | NA | 20 | 480 | 40 | electric | 3 | NA | NA | \Classifications\Building System Class\D30-HVAC Systems\D3040 - Distribution SYS\Air Handling Unit - AHU | 1010564
19-O1 | 19-O1 El Monte Courthouse | 19-O1-D3041-110-AHU07 | Air Handling Unit 7 | Barry Blower Inc | 761566 | 46970 | OM00028246 |  | Mechanical Room | 6-B162 | 24x24x | NA | 40 | 480 | 40 | electric | 3 | NA | NA | \Classifications\Building System Class\D30-HVAC Systems\D3040 - Distribution SYS\Air Handling Unit - AHU | 1010566
19-O1 | 19-O1 El Monte Courthouse | 19-O1-D2023-310-HWP01 | Domestic Hot Water Circulating Pump | Bell & Gossett Company | 172706 | 6055 | OM00028188 | NA | Basement Mechanical Room | NA | NA | NA | 1.25 | 480 | DNA | electric | 3 | NA | NA | \Classifications\Building System Class\D20-Plumbing\D2020 - Domestic Water\Domestic Hot Water Circulating Pump - HWP | 1010568
19-O1 | 19-O1 El Monte Courthouse | 19-O1-D3090-114-CMP01 | Control Air Compressor | Quincy | 20080424-0057 | QT7CCST00025 | OM00028189 | State ID# A008458-10 | Basement Mechanical Room | BX58 | NA | NA | 5 | 480V | 14 | electric | 3 | NA | NA | \Classifications\Building System Class\D30-HVAC Systems\D3090 - Other HVAC Systems and Equipment\Air Compressor - CMP | 1010571
19-O1 | 19-O1 El Monte Courthouse | 19-O1-D3090-114-CMP02 | Control Air Compressor | Speed Aire Dayton | L12/11/2007-00079 | 4B237C | OM00028190 | State ID# A008459-10 | Basement Mechanical Room | A48 | NA | NA | 3 | 480 | 9 | electric | 3 | NA | NA | \Classifications\Building System Class\D30-HVAC Systems\D3090 - Other HVAC Systems and Equipment\Air Compressor - CMP | 1010572
19-O1 | 19-O1 El Monte Courthouse | 19-O1-D3031-100-PCH02 | Condenser Water Pump 2 | Bell & Gossett | 754845HT | 4BB (Size 9.5 BF) | OM00005656 | NA | Chiller Room | NA | NA | NA | 15 | 480 | 40 | electric | 3 | NA | NA | \Classifications\Building System Class\D30-HVAC Systems\D3030 - Cooling SYS\Chilled Water Pump - PCH | 1010574
19-O1 | 19-O1 El Monte Courthouse | 19-O1-D3031-100-PCH03 | Condenser Water Pump 3 | Bell & Gossett/Lincoln | 754846HT | 4BB (Size 9.5 BF) | OM00005659 | NA | Chiller Room | NA | NA | NA | 15 | 480 | 40 | electric | 3 | NA | NA | \Classifications\Building System Class\D30-HVAC Systems\D3030 - Cooling SYS\Chilled Water Pump - PCH | 1010575
19-O1 | 19-O1 El Monte Courthouse | 19-O1-D3031-100-PCH04 | Chilled Water Pump 1, PCH04 | Bell & Gossett/Lincoln | 754808 | 4BB (Size 9.5 BF) | OM00033102 | NA | Chiller Room | NA | NA | NA | 15 | 230/460V | 40/20 | electric | 3 | NA | NA | \Classifications\Building System Class\D30-HVAC Systems\D3030 - Cooling SYS\Chilled Water Pump - PCH | 1010576
19-O1 | 19-O1 El Monte Courthouse | 19-O1-D3031-130-CLR01 | Chiller 2 | Carrier | 3798J58619 | 19XR-3030232BEH64 | OM00005654 | NA | Chiller Room | NA | NA | R-134a | DNA | 480 | 350 | electric | 3 | NA | NA | \Classifications\Building System Class\D30-HVAC Systems\D3030 - Cooling SYS\Chiller, Water Cooled - CLR | 1010577
19-O1 | 19-O1 El Monte Courthouse | 19-O1-D3031-130-CLR02 | Chiller 1 | Carrier | 1599J59548 | 19XR-3030232BEH64 | OM00005653 |  | Chiller Room | NA | NA | R-134a | NA | 480 | 350 | electric | 3 | NA | NA | \Classifications\Building System Class\D30-HVAC Systems\D3030 - Cooling SYS\Chiller, Water Cooled - CLR | 1010578
19-O1 | 19-O1 El Monte Courthouse | 19-O1-D3021-130-BLR01 | Boiler 1 | RBI | 030745504 | DB1500 | OM00005607 | DNA | Boiler Room | NA | NA | NA | 3/4 | 110 | 12 | Natural gas | DNA | 1,500,000 | 1,275,000 | \Classifications\Building System Class\D30-HVAC Systems\D3020 - Heat SYS\Boiler,Hot Water,Oil/Gas/Comb. - BLR | 1010579
19-O1 | 19-O1 El Monte Courthouse | 19-O1-D3021-130-BLR02 | Boiler 2 | RBI | 030745505 | DB1500 | OM00005606 | DNA | Boiler Room | NA | NA | NA | 3/4 | 110 | 12 | Natural gas | DNA | 1,500,000 | 1,275,000 | \Classifications\Building System Class\D30-HVAC Systems\D3020 - Heat SYS\Boiler,Hot Water,Oil/Gas/Comb. - BLR | 1010580
19-O1 | 19-O1 El Monte Courthouse | 19-O1-D2023-310-HWP03 | Hot Water Pump 3 | WEG | NA | NA | OM00005615 |  | Boiler Room | NA | NA | NA | 1.5 | 480 | DNA | electric | 3 | NA | NA | \Classifications\Building System Class\D20-Plumbing\D2020 - Domestic Water\Domestic Hot Water Circulating Pump - HWP | 1010583
19-O1 | 19-O1 El Monte Courthouse | 19-O1-D4022-210-FSG01 | Pump,Fire,Electric Motor Driven - FSG | Pacific | FNR33245 | 10-15501-100061-1561 | OM00005616 | DNA | Boiler Room | NA | NA | NA | 2 | 480 | 5.8 | electric | 1 | NA | NA | \Classifications\Building System Class\D40-Fire Protection SYS\D4020 - Stand Pipe\Pump,Fire,Electric Motor Driven - FSG | 1010585
19-O1 | 19-O1 El Monte Courthouse | 19-O1-D2090-230-WIP01 | Water Treatment Inhibitor Pump - WIP | LMI Milton Roy | 07102445445-3 | AA151-392SI | OM00028261 |  | Chiller Room | NA | NA | NA | NA | 110 | 1.4 | electric | 1 | NA | NA | \Classifications\Building System Class\D20-Plumbing\D2090 - Other Plumbing SYS\Water Treatment Inhibitor Pump - WIP | 1010586
19-O1 | 19-O1 El Monte Courthouse | 19-O1-D2090-230-WIP02 | Water Treatment Biocide Pump - WIP02 | LMI Milton Roy | 90116285 | A151-1925 | OM00028260 |  | Chiller Room | NA | NA | NA | NA | 110 | 1 | electric | 1 | NA | NA | \Classifications\Building System Class\D20-Plumbing\D2090 - Other Plumbing SYS\Water Treatment Inhibitor Pump - WIP | 1010587
19-O1 | 19-O1 El Monte Courthouse | 19-O1-G2050-200-LSC01 | Landscaping - LSC | NA | NA | NA | OM00033856 | DNA | Landscaping | NA | NA | NA | NA | NA | NA | NA | NA | NA | NA | \Classifications\Building System Class\G20-Other Systems\G2050 - Landscaping\Landscaping - LSC | 1010588
19-O1 | 19-O1 El Monte Courthouse | 19-O1-D5092-250-ELT01 | Exterior Lighting - ELT "35" | NA | NA | NA | OM00033857 | DNA | Exterior Lighting | NA | NA | NA | NA | 110 | DNA | electric | 1 | NA | NA | \Classifications\Building System Class\D50-Electrical SYS\D5090 - Elec SYS\Exterior Lighting - ELT | 1010589
19-O1 | 19-O1 El Monte Courthouse | 19-O1-G2049-300-HSC01 | Hardscape - HSC | FIRE NET | 007-06395 | HA963400251 | OM00033373 | NA | JUDGE'S PARKING GARAGE | NA | NA | NA | NA | NA | NA | NA | NA | NA | NA | \Classifications\Building System Class\G20-Other Systems\G2040 - Site Development\Hardscape - HSC | 1010590
19-O1 | 19-O1 El Monte Courthouse | 19-O1-D2017-100-SHW01 | Eye Washes & Emergency Showers - SHW | Haws Corporation | T01R03M22 | 8300 | OM00033100 |  | Chiller Room | NA | NA | NA | NA | NA | NA | NA | NA | NA | NA | \Classifications\Building System Class\D20-Plumbing\D2010 - Plumb Fix\Showers - SHW | 1010591
19-O1 | 19-O1 El Monte Courthouse | 19-O1-G3063-100-AST01 | Fuel Storage, above ground - FSA | ConVault | M651239 | RN10003SF | OM00028267 |  | Fuel Storage | NA | NA | NA | NA | 110 | DNA | Diesel | 1 | NA | NA | \Classifications\Building System Class\G30-Site Mechanical Utilities\G3060 - Fuel Distribution\Tank, Fuel Storage, Above Ground - AST | 1010593
19-O1 | 19-O1 El Monte Courthouse | 19-O1-D3050-250-ACU01 | Air Conditioning,Split System 1 | United Technologies | 3799X77948 | 38HDC024331 | OM00033078 |  | Computer Room | NA | NA | R-22 | NA | 240 | 15 | electric | 1 | NA | NA | \Classifications\Building System Class\D30-HVAC Systems\D3050 - Package SYS\Air Conditioning,Split System - ACU | 1010597
19-O1 | 19-O1 El Monte Courthouse | 19-O1-G3060-320-DFP01 | Diesel Fuel Transfer Pump - DFP | Teel | 205921 | IP777 | OM00028271 |  | Air Handler Room | NA | NA | NA | 1 | 110 | DNA | electric | 1 | NA | NA | \Classifications\Building System Class\G30-Site Mechanical Utilities\G3060 - Fuel Distribution\Pump, Fuel, Diesel Fuel Transfer Pump - DFP | 1010598
19-O1 | 19-O1 El Monte Courthouse | 19-O1-D5011-240-TRN01 | Transformer 1 | ITE Imperial Corporation | 10-4915-4 | 3F3Y500 | OM00028273 |  | Electrical Room | NA | NA | NA | NA | 480 | 612 | electric | 3 | NA | NA | \Classifications\Building System Class\D50-Electrical SYS\D5010 - Elec Service & Dist\Transformer - TRN | 1010599
19-O1 | 19-O1 El Monte Courthouse | 19-O1-D5011-240-TRN02 | Transformer 2 | ITE Imperial Corporation | 10-4923-10 | 3F3Y075 | OM00028272 |  | Electrical Room | NA | NA | NA | NA | 480 | 90.3 | electric | 3 | NA | NA | \Classifications\Building System Class\D50-Electrical SYS\D5010 - Elec Service & Dist\Transformer - TRN | 1010600
19-O1 | 19-O1 El Monte Courthouse | 19-O1-D3090-220-CMD01 | COMPRESSOR, AIR DRYER | Arrow Pneumatics | SC506 | A-20 | OM00040540 |  | Air Handler Room | NA | NA | R-134a | 1/6 | 110 | 3.3-18 | electric | 1 | NA | NA | \Classifications\Building System Class\D30-HVAC Systems\D3090 - Other HVAC Systems and Equipment\Compressed Air Dryer - CMD | 1010601
19-O1 | 19-O1 El Monte Courthouse | 19-O1-D1010-100-ELE01 | Elevator 1 | Montgomery Elevator Co | CT36338 | Style VVL | OM00028275 | State ID# 063707 | Public Elevator Room - 4 Roof | NA | NA | NA | 40 | 240 | 104 | electric | 3 | NA | NA | \Classifications\Building System Class\D10-Conveyance Systems\D1010 - Elevator\Elevator,Electric,Pass/Freight - ELE | 1010602
19-O1 | 19-O1 El Monte Courthouse | 19-O1-D1010-100-ELE02 | Elevator 2 | Montgomery Elevator Co | CT36339 | Style VVL | OM00028276 | State ID# 063708 | Public Elevator Room - 4 Roof | NA | NA | NA | 40 | 240 | 104 | electric | 3 | NA | NA | \Classifications\Building System Class\D10-Conveyance Systems\D1010 - Elevator\Elevator,Electric,Pass/Freight - ELE | 1010603
19-O1 | 19-O1 El Monte Courthouse | 19-O1-D1010-100-ELE03 | Elevator 3 | Montgomery Elevator Co | CT36340 | Style VVL | OM00028277 | State ID# 063709 | Public Elevator Room - 4 Roof | NA | NA | NA | 40 | 240 | 104 | electric | 3 | NA | NA | \Classifications\Building System Class\D10-Conveyance Systems\D1010 - Elevator\Elevator,Electric,Pass/Freight - ELE | 1010604
19-O1 | 19-O1 El Monte Courthouse | 19-O1-D1010-100-ELE04 | Elevator 4 - In Custody Elevator | Montgomery Elevator Co | CT36341 | Style VVL | OM00028278 | State ID# 063067 | In Custody Elevator - 4 Roof | NA | NA | NA | 40 | 240/460V | 104 | electric | 3 | NA | NA | \Classifications\Building System Class\D10-Conveyance Systems\D1010 - Elevator\Elevator,Electric,Pass/Freight - ELE | 1010605
19-O1 | 19-O1 El Monte Courthouse | 19-O1-D1010-100-ELE05 | Elevator 5 | Montgomery Elevator Co | CT36342 | Style P16484 | OM00028279 | State ID# 063710 | Judges Elevator Room - 4 Roof | NA | NA | NA | 40 | 240 | 83.4 | electric | 3 | NA | NA | \Classifications\Building System Class\D10-Conveyance Systems\D1010 - Elevator\Elevator,Electric,Pass/Freight - ELE | 1010606
19-O1 | 19-O1 El Monte Courthouse | 19-O1-E1097-100-WDO01 | WINDOW WASHING UNIT | Citadel | NA | 1403C-C5 (Part#) | OM00033074 |  | 4 Roof | NA | NA | NA | NA | 240 | DNA | Electric | 3 | NA | NA | \Classifications\Building System Class\E10-Equipment\E1090 - Other Equipment\Window Washing Unit - WDO | 1010608
19-O1 | 19-O1 El Monte Courthouse | 19-O1-D2040-100-PSU01 | Sump Pump 1 | Baldor | 5010191087 | VM3154 | OM00033083 | NA | Mechanical room | NA | NA | NA | 1.5 | 240 | 5 | electric | 3 | NA | NA | \Classifications\Building System Class\D20-Plumbing\D2040 - Rain Drain\Sump Pump - PSU | 1010719
19-O1 | 19-O1 El Monte Courthouse | 19-O1-D2040-100-PSU02 | Sump Pump 2 | Baldor | F587 | VM3154 | OM00040654 |  | Lower Parking Area | NA | NA | NA | 1.5 | 240 | 5 | electric | 3 | NA | NA | \Classifications\Building System Class\D20-Plumbing\D2040 - Rain Drain\Sump Pump - PSU | 1010720
19-O1 | 19-O1 El Monte Courthouse | 19-O1-D3042-220-EFN01 | Exhaust Fan (over 5hp)- EFN | Barry Blower | 7C1572 | 7270AF (Size) | OM00005575 | NA | Lower Parking Area | B-103 | NA | NA | 10 | 480 | 26 | electric | 3 | NA | NA | \Classifications\Building System Class\D30-HVAC Systems\D3040 - Distribution SYS\Supply/Exhaust/Return fans- FAN | 1010721
19-O1 | 19-O1 El Monte Courthouse | 19-O1-D5092-250-EML36 | Emergency And Exit Lighting (36) | Elite Lighting U.S.A | NA | ELX-613-R | OM00033855 | NA | Jacobs' Shop | NA | NA | NA | NA | 240 | DNA | Electric | 3 | NA | NA | \Classifications\Building System Class\D50-Electrical SYS\D5090 - Elec SYS\Emergency And Exit Lighting - EML | 1011280
19-O1 | 19-O1 El Monte Courthouse | 19-O1-D2023-100-BFP03 | Irrigation back flow BFP 3 | FEBCO | 16844 | 825-YD 3" | OM00033082 | OW0209916-FA0234850-BD0026658-MARCH | Irrigation - E Side Parkin Structure (LAPHD FORM REQUIRED) | NA | NA | NA | NA | NA | NA | NA | NA | NA | NA | \Classifications\Building System Class\D20-Plumbing\D2020 - Domestic Water\Backflow Preventer - BFP | 1014110
19-O1 | 19-O1 El Monte Courthouse | 19-O1-D2030-150-MWL02 | Main /Branch waste system MWL02 | NA | NA | NA | OM00033853 |  | Engineer shop. | NA | na | NA | na | NA | NA | NA | NA | NA | na | \Classifications\Building System Class\D20-Plumbing\D2030 - Sani Waste\Main/Branch Waste System - MWL | 1014111
19-O1 | 19-O1 El Monte Courthouse | 19-O1-D2040-100-PSU03 | Sump pump 1 PSU03 | Baldor | NA | NA | OM00033079 |  | Lower parking area. | NA | na | NA | 1.5 | 240V | 5 | Electric | 3 | NA | na | \Classifications\Building System Class\D20-Plumbing\D2040 - Rain Drain\Sump Pump - PSU | 1014112
19-O1 | 19-O1 El Monte Courthouse | 19-O1-D3020-100-HET01 | Heater water expansion tank 1 | Roy E Hanson Tank Co | 152151 | NA | OM00035331 |  | Above near wall. | NA | NA | NA | NA | NA | NA | NA | NA | NA | NA | \Classifications\Building System Class\D30-HVAC Systems\D3020 - Heat SYS\Heater Water Expansion Tank - HET | 1014113
19-O1 | 19-O1 El Monte Courthouse | 19-O1-D3020-100-HET02 | Heat water expansion tank 2 | Roy E Hanson Tank Co | 151096 | NA | OM00033104 |  | Above boiler near wall. | NA | NA | NA | NA | NA | NA | NA | NA | NA | NA | \Classifications\Building System Class\D30-HVAC Systems\D3020 - Heat SYS\Heater Water Expansion Tank - HET | 1014114
19-O1 | 19-O1 El Monte Courthouse | 19-O1-D2023-310-HWP07 | Hot Water Pump (Attached to Boiler) | Armstrong Pump | NA | 2B1050AB | OM00033099 |  | Boiler room | NA | NA | NA | 5 | 480V | 8.8 | Electric | 3 | NA | NA | \Classifications\Building System Class\D20-Plumbing\D2020 - Domestic Water\Domestic Hot Water Circulating Pump - HWP | 1014115
19-O1 | 19-O1 El Monte Courthouse | 19-O1-D2023-100-BFP01 | BACKFLOW PREVENTER (NORTHWEST DRIVEWAY, MAIN 4") | FEBCO | 9612311416 | 860 TYPE RP | OM00033080 | ID#:2 | WEST SIDE OF NORTHWEST DRIVEWAY AT THE ENTRANCE TO THE COURT. | NA | NA | NA | NA | NA | NA | NA | NA | NA | NA | \Classifications\Building System Class\D20-Plumbing\D2020 - Domestic Water\Backflow Preventer - BFP | 1014116
19-O1 | 19-O1 El Monte Courthouse | 19-O1-D4031-100-FEX50 | Fire Extinguisher (50) | NA | Multiple | NA | OM00033854 |  | Engineer office. | NA | NA | NA | NA | NA | NA | NA | NA | NA | NA | \Classifications\Building System Class\D40-Fire Protection SYS\D4030 - FIRE SPEC\Fire Extinguisher - FEX | 1014118
19-O1 | 19-O1 El Monte Courthouse | 19-O1-D5037-710-FAP02 | Fire alarm panel 2 | Hochiki America Corp | 912-40232 | Fire Net Plus | OM00033097 |  | Electric room | NA | NA | NA | NA | 480V | 5 | Electric | DNA | NA | NA | \Classifications\Building System Class\D50-Electrical SYS\D5030 - Comm & Security\Fire Alarm Panel - FAP | 1014120
19-O1 | 19-O1 El Monte Courthouse | 19-O1-D2023-100-BFP04 | BACKFLOW PREVENTER #4 (3" BOILER ROOM) | FEBCO | B13832 | 805-YD 3" | OM00005593 | OW0209916-FA0234850-BD0026657-13832-MARCH | BASEMENT BOILER ROOM-STAND PIPE SYSTEM (LAPHD FORM REQUIRED)) | NA | NA | NA | NA | NA | NA | NA | NA | NA | NA | \Classifications\Building System Class\D20-Plumbing\D2020 - Domestic Water\Backflow Preventer - BFP | 1015475
19-O1 | 19-O1 El Monte Courthouse | 19-O1-D2023-100-BFP05 | BACKFLOW PREVENTER #5 (1 1/2" BOILER ROOM) | FEBCO | L5660 | 825-Y 1-1/2" | OM00005603 | OW0209916-FA0234850-BD0026656-L 5660-MARCH | BASEMENT BOILER ROOM-W WALL BY CEILING (ORIGINAL BLUE FORM REQUIRED) | NA | NA | NA | NA | NA | NA | NA | NA | NA | NA | \Classifications\Building System Class\D20-Plumbing\D2020 - Domestic Water\Backflow Preventer - BFP | 1015476
19-O1 | 19-O1 El Monte Courthouse | 19-O1-D2023-310-HWP05 | PUMP, DOMESTIC RECIRCULATION PUMP #5 | ARMSTRONG | C12K270103 | 2B 1050 AB | OM00005596 |  | BOILER ROOM IN BASEMENT | NA | NA | NA | 2-Jan | 240 | 5.8/2.8 | Electric | DNA | NA | NA | \Classifications\Building System Class\D20-Plumbing\D2020 - Domestic Water\Domestic Hot Water Circulating Pump - HWP | 1015637
19-O1 | 19-O1 El Monte Courthouse | 19-O1-D2022-260-HWG03 | WATER HEATER, DOMESTIC (GAS) | Bradford White | PF39706256 | UCG100H2703N | OM00026164 |  | BOILER ROOM IN BASEMENT | NA | NA | NA | NA | 110 | 1.5 | Gas | 1 | 270,000 | NA | \Classifications\Building System Class\D20-Plumbing\D2020 - Domestic Water\Domestic Water Heater, Gas - HWG | 1015638
19-O1 | 19-O1 El Monte Courthouse | 19-O1-B2033-120-DOR01 | DOOR, AUTOMATIC #1 (SINGLE/SWING OUT) | Motor Access | NA | MA81000-901 | OM00005598 |  | WEST EXIT DOOR | NA | NA | NA | NA | 110 | DNA | Electric | 1 | NA | NA | \Classifications\Building System Class\B20-General Building Exterior\B2030 - Exterior Doors\Door,Automatic-Sliding,Revolving - DOR | 1015686
19-O1 | 19-O1 El Monte Courthouse | 19-O1-B2033-120-DOR02 | DOOR, AUTOMATIC #2 (DOUBLE/SWING OUT) | Motor Access | NA | MA81000-901 | OM00005599 |  | WEST ADA ENTRANCE DOORS | NA | NA | NA | NA | 110 | DNA | Electric | 1 | NA | NA | \Classifications\Building System Class\B20-General Building Exterior\B2030 - Exterior Doors\Door,Automatic-Sliding,Revolving - DOR | 1015687
19-O1 | 19-O1 El Monte Courthouse | 19-O1-B2033-120-DOR03 | DOOR, AUTOMATIC #3 (DOUBLE/SWING OUT) | Dorma | NA | NA | OM00005600 |  | EAST ADA ENTRANCE DOORS | NA | NA | NA | NA | 110 | DNA | Electric | 1 | NA | NA | \Classifications\Building System Class\B20-General Building Exterior\B2030 - Exterior Doors\Door,Automatic-Sliding,Revolving - DOR | 1015688
19-O1 | 19-O1 El Monte Courthouse | 19-O1-D4010-150-FMS01 | FIRE SYSTEMS, STAND PIPE (SPRINKLER) | Viking | NA | Sprinkler System Control | OM00005595 |  | ELECTRICAL ROOM IN BASEMENT | NA | NA | NA | NA | NA | NA | NA | NA | NA | NA | \Classifications\Building System Class\D40-Fire Protection SYS\D4010 - Sprinkler SYS\Fire Systems, stand pipes - FMS | 1015689
19-O1 | 19-O1 El Monte Courthouse | 19-O1-D4024-100-FHS01 | FIRE, OTHER STAND PIPE (WET) | NA | NA | NA | OM00005594 |  | ABOVE BOOSTER PUMP IN BASEMENT | NA | NA | NA | NA | NA | NA | NA | NA | NA | NA | \Classifications\Building System Class\D40-Fire Protection SYS\D4020 - Stand Pipe\Other Stand Pipe Hose Systems - FHS | 1015690
19-O1 | 19-O1 El Monte Courthouse | 19-O1-B2010-100-BLD01 | Building | NA | NA | NA | OM00037891 | NA | [11 empty] | \Classifications\Building System Class\B20-General Building Exterior\B2010 - Exterior Walls\Building - BLD | 1016547
19-O1 | 19-O1 El Monte Courthouse | 19-O1-D2023-100-BFP06 | Backflow Main 6" | Febco 860 | 9607231457 | 860 TYPE RP | OM00026153 | ID#:1 | [11 empty] | \Classifications\Building System Class\D20-Plumbing\D2020 - Domestic Water\Backflow Preventer - BFP | 1016576
19-O1 | 19-O1 El Monte Courthouse | 19-O1-D4010-150-FMS02 | Deluge Fire Systerm Extinguishing (Sprinkler System) | VIKING CORP | 1745 | D-4 | OM00026154 | NA | SOUTHWEST CORNER OF CHILLER ROOM IN BASEMENT | NA | NA | NA | NA | NA | NA | NA | NA | NA | NA | \Classifications\Building System Class\D40-Fire Protection SYS\D4010 - Sprinkler SYS\Fire Systems, stand pipes - FMS | 1016937
19-O1 | 19-O1 El Monte Courthouse | 19-O1-D2023-310-HWP06 | DOMESTIC HOT WATER PUMP #4 | BELL & GOSSETT | 187001LFD21 | 1531 | OM00026155 | NA | BASEMENT BOILER ROOM B-27 | NA | NA | NA | 1.5 | 480 | DNA | Electric | 3 | NA | NA | \Classifications\Building System Class\D20-Plumbing\D2020 - Domestic Water\Domestic Hot Water Circulating Pump - HWP | 1017278
19-O1 | 19-O1 El Monte Courthouse | 19-O1-B2034-400-DOH02 | Overhead Rollup Door (Sally Port) (Electric) DOH02 | Rolling Door Products | NA | NA | OM00028194 |  | Rear Of Building | NA | NA | NA | 1/2 | 208-230/460 | 2.4/1.2 | Electric | 3 | NA | NA | \Classifications\Building System Class\B20-General Building Exterior\B2030 - Exterior Doors\Door,Overhead-Shutter,Manual,Elec,Roll-up - DOH | 1017555
19-O1 | 19-O1 El Monte Courthouse | 19-O1-D5010-110-MCC01 | Motor Control Center (Generator Rm) | ITE Imperial Corp | 5640VI-0-0C109C10912-60826-RMC-CO1-A | DNA | OM00036175 |  | Emergency Generator Room on Roof | NA | NA | NA | NA | 480 | 600 | NA | 3 | NA | NA | \Classifications\Building System Class\D50-Electrical SYS\D5010 - Elec Service & Dist\Chiller Room Electrical Panel - MCC | 1017556
19-O1 | 19-O1 El Monte Courthouse | 19-O1-G3010-210-PWT01 | Potable Water Storage Tank (Room B20) | Bell & Gossett Company | 112071 | 458711 | OM00037961 |  | Basement Chiller Room B20 | NA | NA | NA | NA | NA | NA | NA | NA | NA | NA | \Classifications\Building System Class\G30-Site Mechanical Utilities\G3010 - Water Supply\Potable Water Storage Tank - PWT | 1017561
19-O1 | 19-O1 El Monte Courthouse | 19-O1-D3041-230-RFN01 | Return Fan (Room B19) (Belt Driven) | Dayton | DNA | 5N792 | OM00040542 |  | Basement Air Handler Room B19 | B144 (4) | NA | NA | 20 | 230/460 | 51/25.5 | NA | 3 | NA | NA | \Classifications\Building System Class\D30-HVAC Systems\D3040 - Distribution SYS\Supply/Exhaust/Return fans- FAN | 1017562
19-O1 | 19-O1 El Monte Courthouse | 19-O1-D3041-230-RFN02 | Return Fan (Room 318) (Belt Driven) | Barry Blower Inc | 761571 | EM33137 | OM00036173 |  | Air Handler Room 318 on 3rd Floor | B124 (2) | NA | NA | 10 | 208-230/460 | 27.2/25.8/12.9 | NA | 3 | NA | NA | \Classifications\Building System Class\D30-HVAC Systems\D3040 - Distribution SYS\Supply/Exhaust/Return fans- FAN | 1017563
19-O1 | 19-O1 El Monte Courthouse | 19-O1-D3041-230-RFN03 | Return Fan #5 (Room 230) (Belt Driven) | Barry Blower Inc | 761570 | 3CW | OM00036172 |  | Air Handler Room 230 on 2nd Floor | B120 (2) | NA | NA | 10 | 230/460 | 26/13 | NA | 3 | NA | NA | \Classifications\Building System Class\D30-HVAC Systems\D3040 - Distribution SYS\Supply/Exhaust/Return fans- FAN | 1017564
19-O1 | 19-O1 El Monte Courthouse | 19-O1-D5010-200-ESD02 | Electrical Switchboard (Main Electrical Rm) SBR02 | ITE Imperial Corp | 720025 | 1260826 | OM00036171 |  | Main Electrical Room | NA | NA | NA | NA | 277/480 | 1600 | Electric | 3 | NA | NA | \Classifications\Building System Class\D50-Electrical SYS\D5010 - Elec Service & Dist\Electical Service and Distribution - ESD | 1017566
19-O1 | 19-O1 El Monte Courthouse | 19-O1-D5010-200-ESD03 | Electrical Switchboard (Main Electrical Rm) SBR03 | ITE Imperial Corp | 720026 | 1260826 | OM00036170 |  | Main Electrical Room | NA | NA | NA | NA | 277/480 | 1600 | Electric | 3 | NA | NA | \Classifications\Building System Class\D50-Electrical SYS\D5010 - Elec Service & Dist\Electical Service and Distribution - ESD | 1017567
19-O1 | 19-O1 El Monte Courthouse | 19-O1-D5010-200-ESD04 | Electrical Switchboard (Main Electrical Rm) SBR04 | ITE Imperial Corp | NA | 1260826 | OM00036169 |  | Main Electrical Room | NA | NA | NA | NA | 277/480 | 2000 | Electric | 3 | NA | NA | \Classifications\Building System Class\D50-Electrical SYS\D5010 - Elec Service & Dist\Electical Service and Distribution - ESD | 1017568
19-O1 | 19-O1 El Monte Courthouse | 19-O1-D3030-110-CTW02 | Cooling Tower #2 | Evapco | 988252W | AT8518B | OM00036174 |  | Roof | B148 (3) | NA | NA | 10 | 230/460 | 2 | Electric | 3 | NA | NA | \Classifications\Building System Class\D30-HVAC Systems\D3030 - Cooling SYS\Cooling Tower - CTW | 1017551
19-O1 | 19-O1 El Monte Courthouse | 19-O1-G3063-100-DFS01 | Leak Detection System (Rm B19) | Omntec MFG Co Inc | 102198EL981157 | ELP21LU2 | OM00040541 |  | Basement Air Handler Room B19 | NA | NA | NA | NA | NA | DNA | Electric | DNA | NA | NA | \Classifications\Building System Class\G30-Site Mechanical Utilities\G3060 - Fuel Distribution\Diesel Fuel Leak Detection System - DFS | 1017552
19-O1 | 19-O1 El Monte Courthouse | 19-O1-B2034-400-DOH01 | Overhead Rollup Door (Sally Port) (Electric) DOH01 | Rolling Door Products | NA | NA | OM00028193 |  | Rear Of Building | NA | NA | NA | 1 | 208-230/460 | 3.6/1.8 | Electric | 3 | NA | NA | \Classifications\Building System Class\B20-General Building Exterior\B2030 - Exterior Doors\Door,Overhead-Shutter,Manual,Elec,Roll-up - DOH | 1017553
19-O1 | 19-O1 El Monte Courthouse | 19-O1-D3042-220-EFN02 | Exhaust Fan (Main Electrical Rm) (Belt Driven) | Barry Blower Inc | 48729 | NA | OM00040544 |  | Main Electrical Room | A62 (2) | NA | NA | 2 | 230/460 | 6.6/2.8 | Electric | 3 | NA | NA | \Classifications\Building System Class\D30-HVAC Systems\D3040 - Distribution SYS\Supply/Exhaust/Return fans- FAN | 1017557
19-O1 | 19-O1 El Monte Courthouse | 19-O1-D5010-110-MCC02 | Motor Control Center (Air Handler Rm B19) | ITE Imperial Corp | NA | 12-60826-BMC-002-A-B-C | OM00005655 |  | Basement Air Handler Room B19 | NA | NA | NA | NA | 480 | 600 | NA | 3 | NA | NA | \Classifications\Building System Class\D50-Electrical SYS\D5010 - Elec Service & Dist\Chiller Room Electrical Panel - MCC | 1017559
19-O1 | 19-O1 El Monte Courthouse | 19-O1-D3031-100-PCH05 | Chilled Water Pump (Room B20) | Bell & Gossett Company | 754800HT | 4BB (Size 9.5 BF) | OM00033101 |  | Basement Chiller Room B20 | NA | NA | NA | 15 | 230/460 | 40/20 | NA | 3 | NA | NA | \Classifications\Building System Class\D30-HVAC Systems\D3030 - Cooling SYS\Chilled Water Pump - PCH | 1017558
19-O1 | 19-O1 El Monte Courthouse | 19-O1-G3010-210-PWT02 | Potable Water Storage Tank (Room B27) | Roy E Hanson Tank Co | 151987 | 160761 | OM00033103 |  | Basement Boiler Room B27 | NA | NA | NA | NA | NA | NA | NA | NA | NA | NA | \Classifications\Building System Class\G30-Site Mechanical Utilities\G3010 - Water Supply\Potable Water Storage Tank - PWT | 1017560
19-O1 | 19-O1 El Monte Courthouse | 19-O1-D2023-100-BFP08 | Backflow Preventer (10" Fire East Side Parking) | Wilkins | E00851 | 350 DCDA (10") | OM00026157 | EMAIL INTO LAPHD | NE Corner of Parking Structure | NA | NA | NA | NA | NA | NA | NA |  | NA | NA | \Classifications\Building System Class\D20-Plumbing\D2020 - Domestic Water\Backflow Preventer - BFP | 1018484
19-O1 | 19-O1 El Monte Courthouse | 19-O1-D2023-100-BFP09 | Backflow Preventer (3/4" E. Side Parking) | Wilkins | 3960091XLD | 950 XLD (3/4") | OM00026158 | EMAIL INTO LAPHD | NE Corner of Parking Structure | NA | NA | NA | NA | NA | NA | NA |  | NA | NA | \Classifications\Building System Class\D20-Plumbing\D2020 - Domestic Water\Backflow Preventer - BFP | 1018485
19-O1 | 19-O1 El Monte Courthouse | 19-O1-D3042-220-EFN03 | Exhaust Fan (Roof) | Barry Blower | 48730 | NA | OM00037609 |  | Roof | BP 57 (2) | NA | NA | 5 | 230/460 | 12.4/6.2 | Electric | 3 | NA | NA | \Classifications\Building System Class\D30-HVAC Systems\D3040 - Distribution SYS\Supply/Exhaust/Return fans- FAN | 1018932
19-O1 | 19-O1 El Monte Courthouse | 19-O1-D5092-210-GEN02 | Emergency Generator | IVECO | F2CE9685A | E002-042593 | OM00037610 | G33404 | Roof Generator Room | IVECO 260 1725 K 500328020 (1) | NA | NA | 389 | 277/480 | 300.7 | Diesel | 3 | NA | NA | \Classifications\Building System Class\D50-Electrical SYS\D5090 - Elec SYS\Emergency Generator - GEN | 1018934
19-O1 | 19-O1 El Monte Courthouse | 19-O1-G3063-100-DAT02 | Diesel Fuel Day Tank (DAT02) | Tramont | 86135170316 | UTRX 50 | OM00026161 |  |  | NA | NA | NA | NA | NA | NA | Diesel | NA | NA | NA | \Classifications\Building System Class\G30-Site Mechanical Utilities\G3060 - Fuel Distribution\Tank, Fuel Storage Day - DAT | 1021368
19-O2 | 19-O2 Parking Structure-El Monte Courthouse- | 19-O2-B2034-400-DOH01 | Overhead Roll-Up Door | Robbins & Meyers | 77-60499 | 2225-1-02-08 | OM00028268 |  | Parking Structure | NA | NA | NA | NA | 240 | 5.1 | electric | 1 | NA | NA | \Classifications\Building System Class\B20-General Building Exterior\B2030 - Exterior Doors\Door,Overhead-Shutter,Manual,Elec,Roll-up - DOH | 1010594
19-O2 | 19-O2 Parking Structure-El Monte Courthouse- | 19-O2-B2034-400-DOH02 | Overhead Roll-Up Door | Robbins & Meyers | NA | 2225-1-02-08 | OM00028269 |  | Parking Structure | NA | NA | NA | NA | 240 | 5.1 | electric | 1 | NA | NA | \Classifications\Building System Class\B20-General Building Exterior\B2030 - Exterior Doors\Door,Overhead-Shutter,Manual,Elec,Roll-up - DOH | 1010595
19-O2 | 19-O2 Parking Structure-El Monte Courthouse- | 19-O2-B2034-400-DOH03 | Overhead Roll-Up Door | Robbins & Meyers | NA | 2225-1-02-08 | OM00028270 |  | Parking Structure | NA | NA | NA | NA | 240 | 5.1 | electric | 1 | NA | NA | \Classifications\Building System Class\B20-General Building Exterior\B2030 - Exterior Doors\Door,Overhead-Shutter,Manual,Elec,Roll-up - DOH | 1010596
19-P1 | 19-P1 Mental Health Court | 19-P1-D3041-230-RFN01 | Air Handling Unit 2 | ACME INDUSTRIAL PRODUCTS | F0206255024 | 3030RCL/1 | OM00026038 |  | Floor 2, AIR HANDLER RF-1 | NA | NA | NA | 5 | 240/480 | 13/6.5 | Electric | 3 | NA | NA | \Classifications\Building System Class\D30-HVAC Systems\D3040 - Distribution SYS\Supply/Exhaust/Return fans- FAN | 1011083
19-P1 | 19-P1 Mental Health Court | 19-P1-D3042-220-EFN02 | EXHAUST FAN #2 (RM 102-M) (BELT DRIVEN) | CENTRI MASTER VINSET | O2E483103 | QBR270 | OM00026041 |  | Floor 2, AIR HANDLER RF-2 | A-39 (1) | NA | NA | 1/2 | 230/460 | 4.4/2.2 | Electric | 3 | NA | NA | \Classifications\Building System Class\D30-HVAC Systems\D3040 - Distribution SYS\Supply/Exhaust/Return fans- FAN | 1011084
19-P1 | 19-P1 Mental Health Court | 19-P1-D3021-130-BLR01 | Boiler 1 | Parker Boiler | 54236 | T970L | OM00026046 |  | BASEMENT, BOILER ROOM | NA | NA | NA | 1 | 110 | 6 | Natural gas | 1 | 970,000 | 861,000 | \Classifications\Building System Class\D30-HVAC Systems\D3020 - Heat SYS\Boiler,Hot Water,Oil/Gas/Comb. - BLR | 1011085
19-P1 | 19-P1 Mental Health Court | 19-P1-D3021-130-BLR02 | Boiler 2 | PARKER BOILER | 54237 | T970L | OM00026047 |  | FLoor 1, BOILER ROOM | NA | NA | NA | 1/3 | 110 | 6 | Gas | 1 | 970000 | 861,000 | \Classifications\Building System Class\D30-HVAC Systems\D3020 - Heat SYS\Boiler,Hot Water,Oil/Gas/Comb. - BLR | 1011086
19-P1 | 19-P1 Mental Health Court | 19-P1-D3031-130-CLR01 | Chiller 1 | YORK | RFJM2860AA | YCAL0050SC46 | OM00026052 |  | Floor 4 BOILER ROOM | NA | NA | R-22 | NA | 480 | 116 | Electric | 3 | NA | NA | \Classifications\Building System Class\D30-HVAC Systems\D3030 - Cooling SYS\Chiller, Water Cooled - CLR | 1011087
19-P1 | 19-P1 Mental Health Court | 19-P1-D3031-130-CLR02 | Chiller 2 | YORK | RFJM2870AA | YCAL0050SC46 | OM00026053 |  | NORTH EXTERIOR | NA | NA | R-22 | NA | 480 | 116 | Electric | 3 | NA | NA | \Classifications\Building System Class\D30-HVAC Systems\D3030 - Cooling SYS\Chiller, Water Cooled - CLR | 1011088
19-P1 | 19-P1 Mental Health Court | 19-P1-D3050-250-ACU01 | Split System 1 | Mitsubishi Electric | 02098040 | PUGH36CKB | OM00026076 |  | Floor 1, NORTH EXTERIOR | NA | NA | R-22 | 1/4 | 230 | 16 | Electric | 1 | NA | NA | \Classifications\Building System Class\D30-HVAC Systems\D3050 - Package SYS\Air Conditioning,Split System - ACU | 1011089
19-P1 | 19-P1 Mental Health Court | 19-P1-D3050-250-ACU02 | Split System 2 | Mitsubishi Electric | PSA011F26F | FDC210HA1 | OM00026077 |  | Floor 1, NORTH EXTERIOR | NA | NA | R-22 | NA | 240 | 1 | Electric | 1 | NA | NA | \Classifications\Building System Class\D30-HVAC Systems\D3050 - Package SYS\Air Conditioning,Split System - ACU | 1011091
19-P1 | 19-P1 Mental Health Court | 19-P1-B3010-100-RUF01 | ROOF | NA | NA | NA | OM00033784 |  | AT THE TOP OF THE BUILDING | NA | NA | NA | NA | NA | NA | NA | NA | NA | NA | \Classifications\Building System Class\B30-Roofing\B3010 - Roof Types\Roof - RUF | 1014122
19-P1 | 19-P1 Mental Health Court | 19-P1-D3044-125-PHW01 | PUMP HOT WATER PHW 1 | PACO PUMPS | 910701A | NA | OM00030999 |  | BOILER ROOM | NA | NA | NA | 3 | 230 | 8.6 | Electric | 3 | NA | NA | \Classifications\Building System Class\D30-HVAC Systems\D3040 - Distribution SYS\Hot Water Pump - PHW | 1014126
19-P1 | 19-P1 Mental Health Court | 19-P1-D3044-125-PHW02 | PUMP HOT WATER PHW 2 | PACO PUMPS | 910701B | NA | OM00026049 |  | BOILER ROOM | NA | NA | NA | 3 | 230 | 8.2 | Electric | 3 | NA | NA | \Classifications\Building System Class\D30-HVAC Systems\D3040 - Distribution SYS\Hot Water Pump - PHW | 1014127
19-P1 | 19-P1 Mental Health Court | 19-P1-D3031-100-PCH01 | CHILLED WATER PUMP #1 | BELL & GOSSETT | 187076L | 281/422 | OM00030998 |  | BOILER ROOM | NA | NA | NA | 7.5 | 230 | 19.5 | Electric | 3 | NA | NA | \Classifications\Building System Class\D30-HVAC Systems\D3030 - Cooling SYS\Chilled Water Pump - PCH | 1014128
19-P1 | 19-P1 Mental Health Court | 19-P1-D3031-100-PCH02 | CHILLED WATER PUMP 2 | BELL & GOSSETT | 187077L | 281/422 | OM00030997 |  | BOILER ROOM | NA | NA | NA | 7.5 | 280 | 19.5 | Electric | 3 | NA | NA | \Classifications\Building System Class\D30-HVAC Systems\D3030 - Cooling SYS\Chilled Water Pump - PCH | 1014129
19-P1 | 19-P1 Mental Health Court | 19-P1-D3041-110-AHU09 | AIR HANDLER 1 | YORK | 13684D | AP360 | OM00031000 |  | ATTIC | BX-83 (3) | 24X24X2 (12) | NA | 20 | 240/480 | 47/29.3 | Electric | 3 | NA | NA | \Classifications\Building System Class\D30-HVAC Systems\D3040 - Distribution SYS\Air Handling Unit - AHU | 1014130
19-P1 | 19-P1 Mental Health Court | 19-P1-D3041-110-AHU10 | AIR HANDLER 2 | YORK | CHLM13683-D | AP60 | OM00026498 |  | LADDER IN SECURE HALLWAY | AX-43 (1) | 12X24X4 (1) & 12X24X4 (1) | NA | 3 | 240/480 | 8.2/4.1 | Electric | 3 | NA | NA | \Classifications\Building System Class\D30-HVAC Systems\D3040 - Distribution SYS\Air Handling Unit - AHU | 1014131
19-P1 | 19-P1 Mental Health Court | 19-P1-D3041-110-AHU11 | AIR HANDLER 3 | YORK | CHLM13788D | AP120 | OM00029496 |  | LADDER IN SECURE HALLWAY | B-56 (1) | 16X20X4 (6) | NA | 7.5 | 240/480 | 8.2/4.1 | Electric | 3 | NA | NA | \Classifications\Building System Class\D30-HVAC Systems\D3040 - Distribution SYS\Air Handling Unit - AHU | 1014132
19-P1 | 19-P1 Mental Health Court | 19-P1-D3041-110-AHU12 | AIR HANDLER 4 | YORK | CKLM13964D | CS01SM2 | OM00026080 |  | LADDER IN SECURE AREA TO ATTIC | BX-47 (1) | 24X24X4 / 12X24X4 | NA | 5 | 240/480 | 13/6.5 | Electric | 3 | NA | NA | \Classifications\Building System Class\D30-HVAC Systems\D3040 - Distribution SYS\Air Handling Unit - AHU | 1014133
19-P1 | 19-P1 Mental Health Court | 19-P1-D3040-120-FCU01 | FAN COIL UNIT 1 | MAGIC AIRE | W020844832 | 48-VWB | OM00026494 |  | SECURE HALLWAY NEAR STAIRS | A-46 | 22X22X1 | NA | 1 | 240/480 | 3.2/3.0/1.5 | Electric | 3 | NA | NA | \Classifications\Building System Class\D30-HVAC Systems\D3040 - Distribution SYS\Fan Coil Unit - FCU | 1014134
19-P1 | 19-P1 Mental Health Court | 19-P1-D3040-120-FCU02 | FAN COIL UNIT 2 | MAGIC AIRE | W020844830 | 48-VWB | OM00026495 |  | SECURE HALLWAY NEAR STAIRS | A-46 | 22X22X1 | NA | 1 | 240/480 | 3.2/3.0-1.5 | Electric | 3 | NA | NA | \Classifications\Building System Class\D30-HVAC Systems\D3040 - Distribution SYS\Fan Coil Unit - FCU | 1014135
19-P1 | 19-P1 Mental Health Court | 19-P1-D3042-220-EFN03 | EXHAUST FAN #3 (ATTIC HALLWAY) (BELT DRIVEN) | CENTRI MASTER VINSET | 02E483101 | QBR270 | OM00026497 |  | 2ND FLOOR ATTIC SECURE HALLWAY | AX-40 (1) | NA | NA | NA | 240/480 | 8.6-4.3 | Electric | 3 | NA | NA | \Classifications\Building System Class\D30-HVAC Systems\D3040 - Distribution SYS\Supply/Exhaust/Return fans- FAN | 1014136
19-P1 | 19-P1 Mental Health Court | 19-P1-D2023-100-BFP01 | BACKFLOW PREVENTER #1 (3/4" BOILER ROOM) | WILKINS ZURN | W236244 | 975XL 3/4" | OM00026044 | OW0209916-FA0234829-BD0018490-W 236244 | 1ST FLOOR BOILER ROOM (LAPHD FORM REQUIRED) | NA | NA | NA | NA | NA | NA | NA | NA | NA | NA | \Classifications\Building System Class\D20-Plumbing\D2020 - Domestic Water\Backflow Preventer - BFP | 1014137
19-P1 | 19-P1 Mental Health Court | 19-P1-D4031-100-FEX21 | FIRE EXTINGUISHERS (21) | NA | Multiple | NA | OM00026035 |  | THROUGHOUT BUILDING | NA | NA | NA | NA | NA | NA | NA | NA | NA | NA | \Classifications\Building System Class\D40-Fire Protection SYS\D4030 - FIRE SPEC\Fire Extinguisher - FEX | 1014138
19-P1 | 19-P1 Mental Health Court | 19-P1-D5010-200-ESD01 | MAIN ELECTRICAL PANEL | G.E. | NA | SPECTRA | OM00026033 |  | BOILER ROOM | NA | NA | NA | NA | 480 | 800 | Electric | 3 | NA | NA | \Classifications\Building System Class\D50-Electrical SYS\D5010 - Elec Service & Dist\Electical Service and Distribution - ESD | 1014139
19-P1 | 19-P1 Mental Health Court | 19-P1-D5037-710-FAP01 | FIRE PANEL | HOCHIKI | 883 | HCP-1008ES | OM00031001 |  | 1ST FLOOR SHERIFFS LOCK UP | NA | NA | NA | NA | 115 | DNA | NA | 1 | NA | NA | \Classifications\Building System Class\D50-Electrical SYS\D5030 - Comm & Security\Fire Alarm Panel - FAP | 1014140
19-P1 | 19-P1 Mental Health Court | 19-P1-D5092-250-EML19 | EMERGENCY LIGHTING | NA | NA | NA | OM00026036 |  | THROUGHTOUT BUILDING | NA | NA | NA | NA | 120/277 | DNA | Electric | DNA | NA | NA | \Classifications\Building System Class\D50-Electrical SYS\D5090 - Elec SYS\Emergency And Exit Lighting - EML | 1014141
19-P1 | 19-P1 Mental Health Court | 19-P1-G2050-200-LSC01 | LANDSCAPING | NA | NA | NA | OM00033781 |  | OUTSIDE OF BUILDING | NA | NA | NA | NA | NA | NA | NA | NA | NA | NA | \Classifications\Building System Class\G20-Other Systems\G2050 - Landscaping\Landscaping - LSC | 1014142
19-P1 | 19-P1 Mental Health Court | 19-P1-D5092-250-ELT01 | LIGHTING, EXTERIOR | NA | NA | NA | OM00033702 |  | OUTSIDE OF BUILDING | NA | NA | NA | NA | 277 | DNA | Electric | 1 | NA | NA | \Classifications\Building System Class\D50-Electrical SYS\D5090 - Elec SYS\Exterior Lighting - ELT | 1014143
19-P1 | 19-P1 Mental Health Court | 19-P1-G2049-300-HSC01 | HARDSCAPE | NA | NA | NA | OM00033468 |  | OUTSIDE OF BUILDING | NA | NA | NA | NA | NA | NA | NA | NA | NA | NA | \Classifications\Building System Class\G20-Other Systems\G2040 - Site Development\Hardscape - HSC | 1014144
19-P1 | 19-P1 Mental Health Court | 19-P1-D2023-100-BFP02 | BACKFLOW PREVENTER #2 (2" IRRIGATION) | WILKINS ZURN | 2082177 | 975XL 2" | OM00026043 | OW0209916-FA0234829-BD0008604 | SUPERIOR COURTS - FRONT PATIO- IRRIGATION (LAPHD FORM REQUIRED) | NA | NA | NA | NA | NA | NA | NA | NA | NA | NA | \Classifications\Building System Class\D20-Plumbing\D2020 - Domestic Water\Backflow Preventer - BFP | 1015477
19-P1 | 19-P1 Mental Health Court | 19-P1-D3068-100-BAS01 | BUILDING AUTOMATION SYSTEM | YORK CONTROLS | NA | NA | OM00035603 |  | SERVER/COMMUNITCATIONS ROOM | NA | NA | NA | NA | NA | DNA | Electric | DNA | NA | NA | \Classifications\Building System Class\D30-HVAC Systems\D3060 - Control & Inst Air\Building Automation System - BAS | 1015741
19-P1 | 19-P1 Mental Health Court | 19-P1-B2010-100-BLD01 | Building | NA | NA | NA | OM00037892 | [12 empty] | \Classifications\Building System Class\B20-General Building Exterior\B2010 - Exterior Walls\Building - BLD | 1016548
19-P1 | 19-P1 Mental Health Court | 19-P1-D3050-250-ACU03 | AIR CONDITIONING, SPLIT SYSTEM (SERVER RM) | MITSUBISHI ELECTRIC | 11G0047 | PK12FK | OM00040485 |  | 1ST FLOOR SERVER ROOM | NA | NA | R-22 | NA | 110 | 15 | Electric | 1 | NA | NA | \Classifications\Building System Class\D30-HVAC Systems\D3050 - Package SYS\Air Conditioning,Split System - ACU | 1017218
19-P1 | 19-P1 Mental Health Court | 19-P1-C1020-110-FRD01 | FIRE ROLLUP WINDOW #1 (ENTRANCE) (OVERHEAD MANUAL) | COOKSON COMPANY | E451620 | NA | OM00040483 |  | SECURITY OFFICE ON 1ST FLOOR ENTRANCE CHECKPOINT | NA | NA | NA | NA | NA | NA |  |  | NA | NA | \Classifications\Building System Class\C10-General Building Interior\C1020 - Fire Doors\Fire Doors - FRD | 1017219
19-P1 | 19-P1 Mental Health Court | 19-P1-D3042-210-FAN04 | EXHAUST FAN (EXTERIOR N WALL) (DIRECT DRIVE) | NA | NA | NA | OM00040491 |  | EXTERIOR NORTH WALL | NA | NA | NA | 1/16 | 110 | 1.6 | Electric | 1 | NA | NA | \Classifications\Building System Class\D30-HVAC Systems\D3040 - Distribution SYS\Fan,Axial - FAN | 1017223
19-P1 | 19-P1 Mental Health Court | 19-P1-D3042-210-FAN01 | EXHAUST FAN (EXTERIOR N SIDE) (DIRECT DRIVE) | NA | NA | NA | OM00040486 |  | LOCKUP EXTERIOR NORTH SIDE WALL | NA | NA | NA | 1/16 | 110 | 1.6 | Electric | 1 | NA | NA | \Classifications\Building System Class\D30-HVAC Systems\D3040 - Distribution SYS\Fan,Axial - FAN | 1017220
19-P1 | 19-P1 Mental Health Court | 19-P1-D3042-210-FAN02 | EXHAUST FAN (EXTERIOR N SIDE) (DIRECT DRIVE) | NA | NA | NA | OM00040489 |  | SECURITY OFFICE ON 1ST FLOOR ENTRANCE CHECKPOINT | NA | NA | NA | NA | NA | NA | NA |  | NA | NA | \Classifications\Building System Class\D30-HVAC Systems\D3040 - Distribution SYS\Fan,Axial - FAN | 1017221
19-P1 | 19-P1 Mental Health Court | 19-P1-D3042-210-FAN03 | EXHAUST FAN (EXTERIOR N SIDE) (DIRECT DRIVE) | NA | NA | NA | OM00040490 |  | SALLY PORT EXTERIOR NORTH SIDE WALL | NA | NA | NA | 1/16 | 110 | 1.6 | Electric | 1 | NA | NA | \Classifications\Building System Class\D30-HVAC Systems\D3040 - Distribution SYS\Fan,Axial - FAN | 1017222
19-P1 | 19-P1 Mental Health Court | 19-P1-D3042-210-FAN05 | EXHAUST FAN (EXTERIOR N WALL) (DIRECT DRIVE) | NA | NA | NA | OM00040494 |  | EXTERIOR NORTH WALL | NA | NA | NA | 1/16 | 110 | 1.6 | Electric | 1 | NA | NA | \Classifications\Building System Class\D30-HVAC Systems\D3040 - Distribution SYS\Fan,Axial - FAN | 1017224
19-P1 | 19-P1 Mental Health Court | 19-P1-C1020-110-FRD04 | DOUBLE MANUAL FIRE DOORS | LOS ANGELES FIRE PROOF CO | 158745 | NA | OM00040488 |  | 1ST FLOOR DEPT 95A JURY RM 38 | NA | NA | NA | NA | NA | NA | NA |  | NA | NA | \Classifications\Building System Class\C10-General Building Interior\C1020 - Fire Doors\Fire Doors - FRD | 1017228
19-P1 | 19-P1 Mental Health Court | 19-P1-D3020-100-HET01 | HEATER WATER EXPANSION TANK | TACO INC | NA | NA | OM00040492 |  | 1ST FLOOR BOILER ROOM | NA | NA | NA | NA | NA | NA | NA |  | NA | NA | \Classifications\Building System Class\D30-HVAC Systems\D3020 - Heat SYS\Heater Water Expansion Tank - HET | 1017229
19-P1 | 19-P1 Mental Health Court | 19-P1-D2023-310-HWP01 | DOMESTIC HOT WATER PUMP | GRUNDFOS | 59896771-P1 | VP15-29SF | OM00040478 |  | 1ST FLOOR BOILER ROOM | NA | NA | NA | NA | 110 | .75 | NA | 1 | NA | NA | \Classifications\Building System Class\D20-Plumbing\D2020 - Domestic Water\Domestic Hot Water Circulating Pump - HWP | 1017230
19-P1 | 19-P1 Mental Health Court | 19-P1-C1020-110-FRD02 | FIRE ROLLUP WINDOW #2 (OVERHEAD MANUAL) | COOKSON COMPANY | E451664 | NA | OM00040481 |  | 1ST FLOOR CLERK'S OFFICE | NA | NA | NA | NA | NA | NA | NA |  | NA | NA | \Classifications\Building System Class\C10-General Building Interior\C1020 - Fire Doors\Fire Doors - FRD | 1017225
19-P1 | 19-P1 Mental Health Court | 19-P1-C1020-110-FRD03 | FIRE ROLLUP WINDOW #3 (OVERHEAD MANUAL) | COOKSON COMPANY | F451662 | NA | OM00040482 |  | 1ST FLOOR CLERK'S OFFICE | NA | NA | NA | NA | NA | NA | NA |  | NA | NA | \Classifications\Building System Class\C10-General Building Interior\C1020 - Fire Doors\Fire Doors - FRD | 1017226
19-P1 | 19-P1 Mental Health Court | 19-P1-D5010-110-MCC01 | MOTOR CONTROL CENTER #1 (AHU SUPPLY FANS) | GE ELECTRIC | M-873384 | SPECTRA SERIES | OM00040473 |  | 1ST FLOOR BOILER ROOM | NA | NA | NA | NA | 480 | 600 | NA | 3 | NA | NA | \Classifications\Building System Class\D50-Electrical SYS\D5010 - Elec Service & Dist\Chiller Room Electrical Panel - MCC | 1017231
19-P1 | 19-P1 Mental Health Court | 19-P1-D5010-110-MCC02 | MOTOR CONTROL CENTER #2 (FAN COIL UNITS) | GE ELECTRIC | M-873383 | SPECTRA SERIES | OM00040474 |  | 1ST FLOOR BOILER ROOM | NA | NA | NA | NA | 480 | 600 | NA | 3 | NA | NA | \Classifications\Building System Class\D50-Electrical SYS\D5010 - Elec Service & Dist\Chiller Room Electrical Panel - MCC | 1017232
19-P1 | 19-P1 Mental Health Court | 19-P1-D5010-110-MCC03 | MOTOR CONTROL CENTER #3 (AHU RETURN FANS) | GE ELECTRIC | M-873382 | SPECTRA SERIES | OM00040475 |  | 1ST FLOOR BOILER ROOM | NA | NA | NA | NA | 480 | 600 | NA | 3 | NA | NA | \Classifications\Building System Class\D50-Electrical SYS\D5010 - Elec Service & Dist\Chiller Room Electrical Panel - MCC | 1017233
19-P1 | 19-P1 Mental Health Court | 19-P1-G2023-150-PEG01 | SECURITY PARKING GATE #1 (SALLY PORT WEST) | CUSTOMLINE INC | 00D-7021 | M-35 | OM00040480 |  | SALLY PORT WEST GATE | NA | NA | NA | 3/4 | 240 | 8.5 | NA | 1 | NA | NA | \Classifications\Building System Class\G20-Other Systems\G2020 - Parking Lots\Secured Parking Gate - PEG | 1017234
19-P1 | 19-P1 Mental Health Court | 19-P1-G2023-150-PEG02 | SECURITY PARKING GATE #2 (SALLY PORT EAST) | CUSTOMLINE INC | 91B-6256 | M-12 | OM00040479 |  | SALLY PORT WEST GATE | NA | NA | NA | 1/2 | 240 | 3.8 | NA | 3 | NA | NA | \Classifications\Building System Class\G20-Other Systems\G2020 - Parking Lots\Secured Parking Gate - PEG | 1017235
19-P1 | 19-P1 Mental Health Court | 19-P1-D5011-240-TRN01 | ELECTRICAL TRANSFORMER (RM 101M) | GE ELECTRIC | 9T23B2675 | 9T23B2675 | OM00040484 |  | 1ST FLOOR ELECTRICAL ROOM 101M | NA | NA | NA | NA | 480 | DNA | Electric | 3 | NA | NA | \Classifications\Building System Class\D50-Electrical SYS\D5010 - Elec Service & Dist\Transformer - TRN | 1017236
19-P1 | 19-P1 Mental Health Court | 19-P1-D5011-240-TRN02 | ELECTRICAL TRANSFORMER (BOILER RM) | FEDERAL PACIFIC TRANSFORMER | T4T112-1 | 36-B | OM00040476 |  | 1ST FLOOR BOILER ROOM | NA | NA | NA | NA | 480 | 135 | Electric | 3 | NA | NA | \Classifications\Building System Class\D50-Electrical SYS\D5010 - Elec Service & Dist\Transformer - TRN | 1017237
19-P1 | 19-P1 Mental Health Court | 19-P1-D2022-260-HWG02 | WATER HEATER, GAS | AMERICAN WATER HEATERS | 1108M001236 | BCG3100T1996NOX108 | OM00040477 |  | 1ST FLOOR BOILER ROOM | NA | NA | NA | NA | 110 | NA | Gas |  | 199,000 | NA | \Classifications\Building System Class\D20-Plumbing\D2020 - Domestic Water\Domestic Water Heater, Gas - HWG | 1017276
19-P1 | 19-P1 Mental Health Court | 19-P1-D4024-100-FHS08 | Fire Hose Cabinets (8 Total) | NA | NA | NA | OM00026487 |  | Throughtout Building | NA | NA | NA | NA | NA | NA | NA | NA | NA | NA | \Classifications\Building System Class\D40-Fire Protection SYS\D4020 - Stand Pipe\Other Stand Pipe Hose Systems - FHS | 1018321
19-P1 | 19-P1 Mental Health Court | 19-P1-D4010-150-FMS01 | Fire System, Standpipe (Sprinkler) | NA | NA | Sprinkler System Control | OM00041081 |  | Basement | NA | NA | NA | NA | NA | NA | NA | NA | NA | NA | \Classifications\Building System Class\D40-Fire Protection SYS\D4010 - Sprinkler SYS\Fire Systems, stand pipes - FMS | 1020508
19-Q1 | 19-Q1 Edmund D. Edelman Children's Court | 19-Q1-D3050-210-PKU01 | Package Unit #1 | Trane | F1214727 | GWB2415X | OM00026260 |  | Mechanical Room | NA | NA | R-22 | 1/2 | 240 | 18.5 | Electric | 3 | NA | NA | \Classifications\Building System Class\D30-HVAC Systems\D3050 - Package SYS\Package Unit - PKU | 1011149
19-Q1 | 19-Q1 Edmund D. Edelman Children's Court | 19-Q1-D3041-110-AHU01 | Air Handling Unit #1 | Bell & Gossett | 1680370 | 15106E101/2BF | OM00026251 |  | Roof top | 5V-2500 | NA | NA | 50 | 240 | 125 | Electric | 3 | NA | NA | \Classifications\Building System Class\D30-HVAC Systems\D3040 - Distribution SYS\Air Handling Unit - AHU | 1011150
19-Q1 | 19-Q1 Edmund D. Edelman Children's Court | 19-Q1-D3041-110-AHU02 | Air Handling Unit #2 | Snyder General | 4WB00441 | 730AFCCW | OM00026247 |  | Next to Heliport | 5V-2500 | DNA | NA | 50 | 480 | 62.5 | Electric | 3 | NA | NA | \Classifications\Building System Class\D30-HVAC Systems\D3040 - Distribution SYS\Air Handling Unit - AHU | 1011151
19-Q1 | 19-Q1 Edmund D. Edelman Children's Court | 19-Q1-D3042-220-EFN01 | Exhaust Fan #1 | Greenheck | 91B04538 | GB42050X | OM00026319 |  | Next to Heliport | A60 (2) | NA | NA | 5 | 240 | 14.2 | Electric | 3 | NA | NA | \Classifications\Building System Class\D30-HVAC Systems\D3040 - Distribution SYS\Supply/Exhaust/Return fans- FAN | 1011152
19-Q1 | 19-Q1 Edmund D. Edelman Children's Court | 19-Q1-D3044-125-PHW03 | Hot Water Pump #3 | Bell & Gossett | 1680385 | 2E10-1/2BF | OM00026315 |  | Next to Heliport | NA | NA | NA | NA | 208-230/460 | 28.9-27.2/13.6 | Electric | 3 | NA | NA | \Classifications\Building System Class\D30-HVAC Systems\D3040 - Distribution SYS\Hot Water Pump - PHW | 1011153
19-Q1 | 19-Q1 Edmund D. Edelman Children's Court | 19-Q1-D3044-125-PHW02 | Hot Water Pump #6 | Bell & Gossett | 1680384 | 2E10-1/2BF | OM00026314 |  | Next to Heliport | NA | NA | NA | 10 | 208-230/460 | 28.9-27.2/13.6 | Electric | 3 | NA | NA | \Classifications\Building System Class\D30-HVAC Systems\D3040 - Distribution SYS\Hot Water Pump - PHW | 1011154
19-Q1 | 19-Q1 Edmund D. Edelman Children's Court | 19-Q1-D3044-125-PHW05 | Hot Water Pump #5 (Boiler Room) | Bell & Gossett | 1680386 | 2E10-1/2BF | OM00026313 |  | Next to Heliport | NA | NA | NA | 10 | 208-230/460 | 28.9-27.2/13.6 | Electric | 3 | NA | NA | \Classifications\Building System Class\D30-HVAC Systems\D3040 - Distribution SYS\Hot Water Pump - PHW | 1011155
19-Q1 | 19-Q1 Edmund D. Edelman Children's Court | 19-Q1-D3042-220-EFN02 | Exhaust Fan #3 (Roof) | Greenheck | 91B04540 | GB42050X | OM00026307 |  | Next to Heliport | A60 (2) | NA | NA | 5 | 480 | DNA | Electric | 3 | NA | NA | \Classifications\Building System Class\D30-HVAC Systems\D3040 - Distribution SYS\Supply/Exhaust/Return fans- FAN | 1011156
19-Q1 | 19-Q1 Edmund D. Edelman Children's Court | 19-Q1-D2022-260-HWG01 | Domestic Water Heater #1 | Nickel Shield | 49172733 | 27N250AG | OM00026311 |  | Boiler Room | NA | NA | NA | NA | 110 | 2 | Gas | 1 | 270,000 | NA | \Classifications\Building System Class\D20-Plumbing\D2020 - Domestic Water\Domestic Water Heater, Gas - HWG | 1011157
19-Q1 | 19-Q1 Edmund D. Edelman Children's Court | 19-Q1-D2022-260-HWG02 | Domestic Water Heater #2 | Nickel Shield | 49172734 | 27N250AG | OM00026310 |  | Boiler Room | NA | NA | NA | NA | 110 | 2 | Gas | 1 | 270,000 | NA | \Classifications\Building System Class\D20-Plumbing\D2020 - Domestic Water\Domestic Water Heater, Gas - HWG | 1011158
19-Q1 | 19-Q1 Edmund D. Edelman Children's Court | 19-Q1-D2090-650-WSR01 | Water Softener | Bruner Water Conditioning Equipment Corp | B029100 | 210HBR 2.5T | OM00026309 |  | Boiler Room | NA | NA | NA | NA | 110 | DNA | Electric | 1 | NA | NA | \Classifications\Building System Class\D20-Plumbing\D2090 - Other Plumbing SYS\Water Softener - WSR | 1011159
19-Q1 | 19-Q1 Edmund D. Edelman Children's Court | 19-Q1-D3050-250-ACU02 | AIR CONDITIONING, SPLIT SYSTEM #2 | American Standard | 224148H4F | 7A0018A100A2 | OM00026308 |  | Floor 7 West of Roof | NA | NA | R-22 | 1/8 | 240 | 11 | Electric | 1 | NA | NA | \Classifications\Building System Class\D30-HVAC Systems\D3050 - Package SYS\Air Conditioning,Split System - ACU | 1011160
19-Q1 | 19-Q1 Edmund D. Edelman Children's Court | 19-Q1-D3031-100-PCH03 | Chilled Water Pump (Chiller Room) | Bell & Gossett | 1676103 | 1510 | OM00026253 |  | Roof top | NA | NA | NA | 50 | 230/460 | 74/37 | Electric | 3 | NA | NA | \Classifications\Building System Class\D30-HVAC Systems\D3030 - Cooling SYS\Chilled Water Pump - PCH | 1011165
19-Q1 | 19-Q1 Edmund D. Edelman Children's Court | 19-Q1-D3031-100-PCH04 | Chilled Water Pump #4 (Chiller Room) | Bell & Gossett | 1680369 | GE-101/2BF | OM00026252 |  | Roof top | NA | NA | NA | 50 | 230/460 | 122/61 | Electric | 3 | NA | NA | \Classifications\Building System Class\D30-HVAC Systems\D3030 - Cooling SYS\Chilled Water Pump - PCH | 1011166
19-Q1 | 19-Q1 Edmund D. Edelman Children's Court | 19-Q1-D3031-100-PCH02 | Chilled Water Pump #2 | Bell & Gossett 1510 | NA | 5E105/8BF | OM00026254 |  | Roof top | NA | NA | NA | 30 | 230/460 | 77/37 | Electric | 3 | NA | NA | \Classifications\Building System Class\D30-HVAC Systems\D3030 - Cooling SYS\Chilled Water Pump - PCH | 1011168
19-Q1 | 19-Q1 Edmund D. Edelman Children's Court | 19-Q1-D3030-110-CTW01 | Cooling Tower #1 | Baltimore | 91200265 | 3654CL | OM00026256 |  | Roof top | 231421 | NA | NA | NA | 480 | DNA | Electric | 3 | NA | NA | \Classifications\Building System Class\D30-HVAC Systems\D3030 - Cooling SYS\Cooling Tower - CTW | 1011169
19-Q1 | 19-Q1 Edmund D. Edelman Children's Court | 19-Q1-D3030-110-CTW02 | Cooling Tower #2 | Baltimore | 91200264 | 3654CL | OM00026257 |  | Roof top | 231421 | NA | NA | NA | 480 | DNA | Electric | 3 | NA | NA | \Classifications\Building System Class\D30-HVAC Systems\D3030 - Cooling SYS\Cooling Tower - CTW | 1011170
19-Q1 | 19-Q1 Edmund D. Edelman Children's Court | 19-Q1-D3031-130-CLR01 | Chiller #1 | Trane | L91A01038 | CVHE050FAID03BM2286 | OM00026249 |  | Mechanical Room | NA | NA | R-123 | NA | 480 | 381 | Electric | 3 | NA | NA | \Classifications\Building System Class\D30-HVAC Systems\D3030 - Cooling SYS\Chiller, Water Cooled - CLR | 1011171
19-Q1 | 19-Q1 Edmund D. Edelman Children's Court | 19-Q1-D3031-130-CLR02 | Chiller #2 | Trane | L91B01045 | CVHE050FAID03BM22Z86R | OM00026250 |  | Mechanical Room | NA | NA | R-123 | NA | 480 | 381 | Electric | 3 | NA | NA | \Classifications\Building System Class\D30-HVAC Systems\D3030 - Cooling SYS\Chiller, Water Cooled - CLR | 1011172
19-Q1 | 19-Q1 Edmund D. Edelman Children's Court | 19-Q1-D3021-130-BLR01 | Boiler #1 | Raypak | 191110716 | WO514ADCARDAA | OM00026243 |  | Boiler Room | NA | NA | NA | NA | 480 | DNA | Natural gas | 3 | 511,500 | 396,000 | \Classifications\Building System Class\D30-HVAC Systems\D3020 - Heat SYS\Boiler,Hot Water,Oil/Gas/Comb. - BLR | 1011173
19-Q1 | 19-Q1 Edmund D. Edelman Children's Court | 19-Q1-D3021-130-BLR02 | Boiler #2 | Raypak | 191110715 | WO514ADCARDAA | OM00026242 |  | Boiler Room | NA | NA | NA | NA | 480 | DNA | Natural gas | 3 | 511,500 | 396,000 | \Classifications\Building System Class\D30-HVAC Systems\D3020 - Heat SYS\Boiler,Hot Water,Oil/Gas/Comb. - BLR | 1011174
19-Q1 | 19-Q1 Edmund D. Edelman Children's Court | 19-Q1-D3042-220-EFN03 | Exhaust Fan #6 (Roof) | Greenheck | 91B04541 | GB1807X | OM00026258 |  | Next to Heliport | 4L280 (1) | NA | NA | NA | 480 | DNA | Electric | 3 | NA | NA | \Classifications\Building System Class\D30-HVAC Systems\D3040 - Distribution SYS\Supply/Exhaust/Return fans- FAN | 1011175
19-Q1 | 19-Q1 Edmund D. Edelman Children's Court | 19-Q1-D3090-114-CMP01 | Control Air Compressor - CMP01 | Challenge Air Inc | EA6100001 | ES06 | OM00026255 | State ID# A17801-02 | Roof Chiler Room | A43 (2) | NA | NA | 1/2 | 480 | 1.9 | Electric | 3 | NA | NA | \Classifications\Building System Class\D30-HVAC Systems\D3090 - Other HVAC Systems and Equipment\Air Compressor - CMP | 1011176
19-Q1 | 19-Q1 Edmund D. Edelman Children's Court | 19-Q1-D3041-170-SPF01 | Fan,stairwell pressurization, SPF01 | Greenheck | 91B04536 | BS0HP360100 | OM00026241 |  | Mechanical Room | AX96 (2) | NA | NA | 10 | 200-230/460 | 28.6/14.3 | Electric | 3 | NA | NA | \Classifications\Building System Class\D30-HVAC Systems\D3040 - Distribution SYS\Stairwell Pressurization Fan - SPF | 1011177
19-Q1 | 19-Q1 Edmund D. Edelman Children's Court | 19-Q1-D4022-210-FSG01 | Pump,Fire,Electric Motor Driven - FSG | Fairbanks Morse Pump Corp | K3W2021778 | 7000F | OM00026240 |  | By cooling towers | NA | NA | NA | 200 | 480 | 228 | Electric | 3 | NA | NA | \Classifications\Building System Class\D40-Fire Protection SYS\D4020 - Stand Pipe\Pump,Fire,Electric Motor Driven - FSG | 1011178
19-Q1 | 19-Q1 Edmund D. Edelman Children's Court | 19-Q1-D5092-210-GEN01 | Emergency Standby Generator - GEN | Caterpillar | 5TD01013 | SR4 | OM00026345 |  | Generator Room | NA | NA | NA | 1575 | 480 | 1654 | Diesel | 3 | NA | NA | \Classifications\Building System Class\D50-Electrical SYS\D5090 - Elec SYS\Emergency Generator - GEN | 1011179
19-Q1 | 19-Q1 Edmund D. Edelman Children's Court | 19-Q1-D5037-710-FAP01 | Fire Alarm Panel - FAP | Simplex | NA | 4100 | OM00026333 |  | Security Room | NA | NA | NA | NA | 110 | DNA | Electric | 1 | NA | NA | \Classifications\Building System Class\D50-Electrical SYS\D5030 - Comm & Security\Fire Alarm Panel - FAP | 1011180
19-Q1 | 19-Q1 Edmund D. Edelman Children's Court | 19-Q1-D5092-250-EML200 | Emergency And Exit Lighting - EML200 | NA | NA | NA | OM00026346 |  | Jacobs Shop | NA | NA | NA | NA | 110 | DNA | Electric | 1 | NA | NA | \Classifications\Building System Class\D50-Electrical SYS\D5090 - Elec SYS\Emergency And Exit Lighting - EML | 1011181
19-Q1 | 19-Q1 Edmund D. Edelman Children's Court | 19-Q1-D4031-100-FEX76 | Fire Extinguisher - FEX76 | Kilian | NA | NA | OM00026348 |  | Fire Pump Room M1A | NA | NA | NA | NA | NA | NA | NA | NA | NA | NA | \Classifications\Building System Class\D40-Fire Protection SYS\D4030 - FIRE SPEC\Fire Extinguisher - FEX | 1011182
19-Q1 | 19-Q1 Edmund D. Edelman Children's Court | 19-Q1-G2049-300-HSC01 | Hardscape - HSC | NA | NA | NA | OM00026347 |  | Jacobs Shop | NA | NA | NA | NA | NA | NA | Electric | NA | NA | NA | \Classifications\Building System Class\G20-Other Systems\G2040 - Site Development\Hardscape - HSC | 1011183
19-Q1 | 19-Q1 Edmund D. Edelman Children's Court | 19-Q1-D4024-100-FHS01 | Other Stand Pipe and Hose Systems-FHS | NA | NA | NA | OM00026334 |  | Fire Pump Room | NA | NA | NA | NA | NA | NA | NA | NA | NA | NA | \Classifications\Building System Class\D40-Fire Protection SYS\D4020 - Stand Pipe\Other Stand Pipe Hose Systems - FHS | 1011185
19-Q1 | 19-Q1 Edmund D. Edelman Children's Court | 19-Q1-D5010-234-ATS01 | Automatic Transfer Switch - ATS01 | Westinghouse | ATSRD42000XS | 05T2145 | OM00026354 |  | Electrical Room | NA | NA | NA | NA | 480 | 2000 | Electric | 3 | NA | NA | \Classifications\Building System Class\D50-Electrical SYS\D5010 - Elec Service & Dist\Automatic Transfer Switch - ATS | 1011186
19-Q1 | 19-Q1 Edmund D. Edelman Children's Court | 19-Q1-D2023-100-BFP01 | BACKFLOW PREVENTER #1 (BYPASS FIRE 3/4") | FEBCO | F000215 | 825Y | OM00026237 | ID#: 2 of 3 | W SIDE OF BUILDING LOADING DOCK (BACKFLOW #1) | NA | NA | NA | NA | NA | NA | NA | NA | NA | NA | \Classifications\Building System Class\D20-Plumbing\D2020 - Domestic Water\Backflow Preventer - BFP | 1011188
19-Q1 | 19-Q1 Edmund D. Edelman Children's Court | 19-Q1-D2023-100-BFP02 | BACKFLOW PREVENTER #2 (FIRE RISER 6") | Febco | F0405180638 | 825YD | OM00026320 | ID#: 3 of 3 | W SIDE OF BULDING BY LOADING DOCK (BACKFLOW #2) | NA | NA | NA | NA | NA | NA | NA | NA | NA | NA | \Classifications\Building System Class\D20-Plumbing\D2020 - Domestic Water\Backflow Preventer - BFP | 1011189
19-Q1 | 19-Q1 Edmund D. Edelman Children's Court | 19-Q1-D1010-100-ELE01 | Elevator #1 | Montgomery Elevator Company | C69894 | 208E | OM00026306 | State ID# 099781 | Elevator Room | NA | NA | NA | NA | 480 | DNA | Electric | 3 | NA | NA | \Classifications\Building System Class\D10-Conveyance Systems\D1010 - Elevator\Elevator,Electric,Pass/Freight - ELE | 1011191
19-Q1 | 19-Q1 Edmund D. Edelman Children's Court | 19-Q1-D1010-100-ELE02 | Elevator #2 | Montgomery | C69895 | 208E | OM00026305 | State ID# 099782 | Elevator Room | NA | NA | NA | NA | 480 | DNA | Electric | 3 | NA | NA | \Classifications\Building System Class\D10-Conveyance Systems\D1010 - Elevator\Elevator,Electric,Pass/Freight - ELE | 1011192
19-Q1 | 19-Q1 Edmund D. Edelman Children's Court | 19-Q1-D1010-100-ELE03 | Elevator #3 | Montgomery | C69896 | 208E | OM00026304 | State ID# 099783 | Elevator Room | NA | NA | NA | NA | 480 | DNA | Electric | 3 | NA | NA | \Classifications\Building System Class\D10-Conveyance Systems\D1010 - Elevator\Elevator,Electric,Pass/Freight - ELE | 1011193
19-Q1 | 19-Q1 Edmund D. Edelman Children's Court | 19-Q1-D1010-100-ELE04 | Elevator #4 | Montgomery | C69897 | 208200 | OM00026303 | State ID# 099784 | Elevator Room | NA | NA | NA | NA | 480 | DNA | Electric | 3 | NA | NA | \Classifications\Building System Class\D10-Conveyance Systems\D1010 - Elevator\Elevator,Electric,Pass/Freight - ELE | 1011194
19-Q1 | 19-Q1 Edmund D. Edelman Children's Court | 19-Q1-D1010-100-ELE05 | Elevator #5 | Montgomery | C69898 | 208E | OM00026302 | State ID# 099785¦Under Renovation/Replacement until 01/15/2020 | Elevator Room | NA | NA | NA | NA | 480 | DNA | Electric | 3 | NA | NA | \Classifications\Building System Class\D10-Conveyance Systems\D1010 - Elevator\Elevator,Electric,Pass/Freight - ELE | 1011195
19-Q1 | 19-Q1 Edmund D. Edelman Children's Court | 19-Q1-D1010-100-ELE06 | Elevator #6 | Montgomery | C69899 | 208E | OM00026301 | State ID# 099786¦ Under Renovation/Replacement until 01/15/2020 | Elevator Room | NA | NA | NA | NA | 480 | DNA | Electric | 3 | NA | NA | \Classifications\Building System Class\D10-Conveyance Systems\D1010 - Elevator\Elevator,Electric,Pass/Freight - ELE | 1011196
19-Q1 | 19-Q1 Edmund D. Edelman Children's Court | 19-Q1-D1010-100-ELE07 | Elevator #7 | Montgomery | C69900 | 208E | OM00026300 | State ID# 099787 | Elevator Room | NA | NA | NA | NA | 480 | DNA | Electric | 3 | NA | NA | \Classifications\Building System Class\D10-Conveyance Systems\D1010 - Elevator\Elevator,Electric,Pass/Freight - ELE | 1011197
19-Q1 | 19-Q1 Edmund D. Edelman Children's Court | 19-Q1-D1010-100-ELE08 | Elevator #8 | Montgomery | C69901 | 208200 | OM00026299 | State ID# 099788 | Elevator Room | NA | NA | NA | NA | 480 | DNA | Electric | 3 | NA | NA | \Classifications\Building System Class\D10-Conveyance Systems\D1010 - Elevator\Elevator,Electric,Pass/Freight - ELE | 1011198
19-Q1 | 19-Q1 Edmund D. Edelman Children's Court | 19-Q1-D1010-100-ELE09 | Elevator #9 | Montgomery | C69902 | 208200 | OM00026297 | State ID# 099789 | Elevator Room | NA | NA | NA | NA | 480 | DNA | Electric | 3 | NA | NA | \Classifications\Building System Class\D10-Conveyance Systems\D1010 - Elevator\Elevator,Electric,Pass/Freight - ELE | 1011199
19-Q1 | 19-Q1 Edmund D. Edelman Children's Court | 19-Q1-D1010-100-ELE10 | Elevator #10 | Montgomery | C69903 | 210E | OM00026298 | State ID# 099030 | Elevator Room | NA | NA | NA | NA | 480 | DNA | Electric | 3 | NA | NA | \Classifications\Building System Class\D10-Conveyance Systems\D1010 - Elevator\Elevator,Electric,Pass/Freight - ELE | 1011200
19-Q1 | 19-Q1 Edmund D. Edelman Children's Court | 19-Q1-D1010-100-ELE11 | Elevator #11 | Montgomery | C69904 | 208E | OM00026349 | State ID# 099248 | Elevator Room | NA | NA | NA | NA | 480 | DNA | Electric | 3 | NA | NA | \Classifications\Building System Class\D10-Conveyance Systems\D1010 - Elevator\Elevator,Electric,Pass/Freight - ELE | 1011201
19-Q1 | 19-Q1 Edmund D. Edelman Children's Court | 19-Q1-D1010-100-ELE12 | Elevator #12 | Montgomery | C69905 | 208E | OM00026350 | State ID# 099790 | Elevator Room | NA | NA | NA | NA | 480 | DNA | Electric | 3 | NA | NA | \Classifications\Building System Class\D10-Conveyance Systems\D1010 - Elevator\Elevator,Electric,Pass/Freight - ELE | 1011202
19-Q1 | 19-Q1 Edmund D. Edelman Children's Court | 19-Q1-D1010-100-ELE14 | Elevator #14 | Montgomery | C69907 | 208E | OM00026352 | State ID# 099827 | Elevator Room | NA | NA | NA | NA | 480 | DNA | Electric | 3 | NA | NA | \Classifications\Building System Class\D10-Conveyance Systems\D1010 - Elevator\Elevator,Electric,Pass/Freight - ELE | 1011204
19-Q1 | 19-Q1 Edmund D. Edelman Children's Court | 19-Q1-G3063-100-UST01 | FUEL STORAGE TANK (UNDERGROUND 1000 GALLONS) | Owens | NA | 6K | OM00040892 |  | By Loading Dock | NA | NA | NA | NA | 110 | DNA | Diesel | 1 | NA | NA | \Classifications\Building System Class\G30-Site Mechanical Utilities\G3060 - Fuel Distribution\Tank, Fuel Storage, Underground - UST | 1011208
19-Q1 | 19-Q1 Edmund D. Edelman Children's Court | 19-Q1-D1010-100-ELE16 | Elevator #16 | NA | NA | NA | OM00026351 | State ID# 099826 | DNA |  |  | NA |  |  |  | Electric |  |  |  | \Classifications\Building System Class\D10-Conveyance Systems\D1010 - Elevator\Elevator,Electric,Pass/Freight - ELE | 1011639
19-Q1 | 19-Q1 Edmund D. Edelman Children's Court | 19-Q1-B2034-400-DOH01 | Rollup 1 overhead rollup door | Milcor Telescoping Doors | 52229 | NA | OM00026883 |  | Bus door. | NA | na | NA | 0.5 | 208V | DNA | Electric | NA | NA | na | \Classifications\Building System Class\B20-General Building Exterior\B2030 - Exterior Doors\Door,Overhead-Shutter,Manual,Elec,Roll-up - DOH | 1014145
19-Q1 | 19-Q1 Edmund D. Edelman Children's Court | 19-Q1-B2034-400-DOH02 | Roll up 2 door overhead | Cooksom rolling doors | NA | NA | OM00026825 |  | Looding door. | NA | NA | NA | NA | 208-230/460 | 5.1-4.8/2.4 | Electric | DNA | NA | NA | \Classifications\Building System Class\B20-General Building Exterior\B2030 - Exterior Doors\Door,Overhead-Shutter,Manual,Elec,Roll-up - DOH | 1014146
19-Q1 | 19-Q1 Edmund D. Edelman Children's Court | 19-Q1-C1020-110-FRD01 | Overhead Fire Door (Security Office) | Cookson Rolling Fire Doors | WHI005205 | NA | OM00026821 |  | Security office. | NA | NA | NA | NA | 208V | 0.5 | Electric | 3 | NA | NA | \Classifications\Building System Class\C10-General Building Interior\C1020 - Fire Doors\Fire Doors - FRD | 1014147
19-Q1 | 19-Q1 Edmund D. Edelman Children's Court | 19-Q1-C1020-110-FRD02 | Overhead Fire Door (Security Office) | Cookson Rolling Fire Doors | WHI005204 | NA | OM00026822 |  | Security office. | NA | NA | NA | NA | 208V | 0.5 | Electric | 3 | NA | NA | \Classifications\Building System Class\C10-General Building Interior\C1020 - Fire Doors\Fire Doors - FRD | 1014148
19-Q1 | 19-Q1 Edmund D. Edelman Children's Court | 19-Q1-D2017-100-SHW01 | Shower eyewahes emergency | Haws | NA | 006700016 | OM00026835 |  | Penthouse Chiller room | NA | NA | NA | NA | NA | NA | NA | NA | NA | NA | \Classifications\Building System Class\D20-Plumbing\D2010 - Plumb Fix\Showers - SHW | 1014149
19-Q1 | 19-Q1 Edmund D. Edelman Children's Court | 19-Q1-D3020-100-HET01 | HEAT WATER EXPANSION TANK 1 | NA | NA | NA | OM00026828 |  | Boiller room. | NA | NA | NA | NA | NA | NA | NA | NA | NA | na | \Classifications\Building System Class\D30-HVAC Systems\D3020 - Heat SYS\Heater Water Expansion Tank - HET | 1014151
19-Q1 | 19-Q1 Edmund D. Edelman Children's Court | 19-Q1-D2090-230-WIP01 | Pump water treatment pump | Lakewood Instruments | 1034480332 | 1575E | OM00026836 |  | Chiller room. | NA | NA | NA | NA | 120 | 10 | Electric | DNA | NA | NA | \Classifications\Building System Class\D20-Plumbing\D2090 - Other Plumbing SYS\Water Treatment Inhibitor Pump - WIP | 1014154
19-Q1 | 19-Q1 Edmund D. Edelman Children's Court | 19-Q1-D3042-220-EFN07 | Exaust fan #7, Kitchen (belt driven) EFN07 | Essick Air Products | 62763 | NA | OM00026831 |  | Roof | NA | NA | NA | NA | 220V | DNA | Electric | 3 | NA | NA | \Classifications\Building System Class\D30-HVAC Systems\D3040 - Distribution SYS\Supply/Exhaust/Return fans- FAN | 1014155
19-Q1 | 19-Q1 Edmund D. Edelman Children's Court | 19-Q1-D3068-100-BAS01 | Building Automation system BAS | NA | NA | NA | OM00026980 |  | Chiller room | NA | NA | NA | NA | 208V | DNA | Electric | 1 | NA | NA | \Classifications\Building System Class\D30-HVAC Systems\D3060 - Control & Inst Air\Building Automation System - BAS | 1014159
19-Q1 | 19-Q1 Edmund D. Edelman Children's Court | 19-Q1-D4010-150-FMS01 | Fire stand pipe FMS02 | NA | NA | NA | OM00026884 |  | Near fromt stairs to entrance. | NA | na | NA | na | NA | NA | NA | NA | NA | na | \Classifications\Building System Class\D40-Fire Protection SYS\D4010 - Sprinkler SYS\Fire Systems, stand pipes - FMS | 1014160
19-Q1 | 19-Q1 Edmund D. Edelman Children's Court | 19-Q1-D4022-210-JPM01 | Pump jockey fire pump | GRUNDFOS/Balador | F1290 | C4100 | OM00030643 |  | Fire pump next to cafeteria. | NA | NA | NA | 5 | 208-230/460 | 13.1-11.5/5.7 | Electric | DNA | NA | NA | \Classifications\Building System Class\D40-Fire Protection SYS\D4020 - Stand Pipe\Jockey Pump - JPM | 1014163
19-Q1 | 19-Q1 Edmund D. Edelman Children's Court | 19-Q1-D4024-100-FHS02 | Other stand pipe and hose system | NA | NA | NA | OM00030642 |  | Fire pump room. | NA | na | NA | na | NA | NA | NA | NA | NA | na | \Classifications\Building System Class\D40-Fire Protection SYS\D4020 - Stand Pipe\Other Stand Pipe Hose Systems - FHS | 1014164
19-Q1 | 19-Q1 Edmund D. Edelman Children's Court | 19-Q1-D5010-200-ESD01 | Electrical main panel | Siemens | 60024021 | Series FCI | OM00026879 | 0620301802 | Main electrical room | NA | NA | NA | NA | 480V | 300 | Electric | DNA | NA | NA | \Classifications\Building System Class\D50-Electrical SYS\D5010 - Elec Service & Dist\Electical Service and Distribution - ESD | 1014165
19-Q1 | 19-Q1 Edmund D. Edelman Children's Court | 19-Q1-D5010-110-MCC02 | Motor Control Center | Siemens | 0914675806201 | NA | OM00026880 |  | Main electrical. | NA | NA | NA | NA | 480 | 600 | Electric | 3 | NA | NA | \Classifications\Building System Class\D50-Electrical SYS\D5010 - Elec Service & Dist\Chiller Room Electrical Panel - MCC | 1014166
19-Q1 | 19-Q1 Edmund D. Edelman Children's Court | 19-Q1-D5011-240-TRN01 | Transformer 2 | Siemens | NA | NA | OM00026877 | 2240103704 | Electrical room. | NA | NA | NA | NA | 480V | 300 | Electric | 3 | NA | NA | \Classifications\Building System Class\D50-Electrical SYS\D5010 - Elec Service & Dist\Transformer - TRN | 1014167
19-Q1 | 19-Q1 Edmund D. Edelman Children's Court | 19-Q1-D5011-240-TRN02 | ELECTRICAL TRANSFORMER TRN02 | Siemens | NA | NA | OM00026819 |  | South end. | NA | NA | NA | NA | 480V | 300 | Electric | DNA | NA | NA | \Classifications\Building System Class\D50-Electrical SYS\D5010 - Elec Service & Dist\Transformer - TRN | 1014168
19-Q1 | 19-Q1 Edmund D. Edelman Children's Court | 19-Q1-D5011-240-TRN03 | Transformer 3 | Siemens | NA | NA | OM00026878 |  | Electrical room | NA | NA | NA | NA | 480V | 300 | Electric | DNA | NA | NA | \Classifications\Building System Class\D50-Electrical SYS\D5010 - Elec Service & Dist\Transformer - TRN | 1014169
19-Q1 | 19-Q1 Edmund D. Edelman Children's Court | 19-Q1-D5011-240-TRN05 | Electrical transformer 5 | Siemens | NA | NA | OM00026815 |  | Electrical room. | NA | NA | NA | NA | 480V | 300 | Electric | 3 | NA | NA | \Classifications\Building System Class\D50-Electrical SYS\D5010 - Elec Service & Dist\Transformer - TRN | 1014170
19-Q1 | 19-Q1 Edmund D. Edelman Children's Court | 19-Q1-D5011-240-TRN06 | Electrical transformer 6 | Siemens | NA | NA | OM00026817 |  | Electrical room. | NA | NA | NA | NA | 480V | 300 | Electric | 3 | NA | NA | \Classifications\Building System Class\D50-Electrical SYS\D5010 - Elec Service & Dist\Transformer - TRN | 1014171
19-Q1 | 19-Q1 Edmund D. Edelman Children's Court | 19-Q1-D5011-240-TRN07 | Electrical transformer 7 | Siemens | L101522 | NA | OM00026820 |  | Electrical room | NA | NA | NA | NA | 480V | 300 | Electric | 3 | NA | NA | \Classifications\Building System Class\D50-Electrical SYS\D5010 - Elec Service & Dist\Transformer - TRN | 1014172
19-Q1 | 19-Q1 Edmund D. Edelman Children's Court | 19-Q1-G3010-210-PWT02 | Tank potable water storage tank PWT02 | NA | NA | NA | OM00026873 |  | By coolingtower. | NA | NA | NA | NA | NA | NA | NA | NA | NA | NA | \Classifications\Building System Class\G30-Site Mechanical Utilities\G3010 - Water Supply\Potable Water Storage Tank - PWT | 1014176
19-Q1 | 19-Q1 Edmund D. Edelman Children's Court | 19-Q1-E1092-100-TCP01 | Trash Compactor | Baldor | NA | NA | OM00026826 |  | Trash room. | NA | NA | NA | 10 | 208-230/460 | 30-28/14 | Electric | 3 | NA | NA | \Classifications\Building System Class\E10-Equipment\E1090 - Other Equipment\Trash Compactor - TCP | 1014177
19-Q1 | 19-Q1 Edmund D. Edelman Children's Court | 19-Q1-B2010-100-BLD01 | Building | NA | NA | NA | OM00036865 | [12 empty] | \Classifications\Building System Class\B20-General Building Exterior\B2010 - Exterior Walls\Building - BLD | 1015409
19-Q1 | 19-Q1 Edmund D. Edelman Children's Court | 19-Q1-D2023-100-BFP07 | BACKFLOW PREVENTER #4 (IRRIGATION 2") | Febco | AF-5519 | 825-Y 2-1/2" | OM00026881 | OW0209916-FA0234824-BD0039132 | West side of bldg by Dom. Water Meter - Irrigation, BY LOADING DOCK (BACKFLOW #4) (LAPHD FORM REQUIRED) | NA | NA | NA | NA | NA | NA | NA | NA | NA |  | \Classifications\Building System Class\D20-Plumbing\D2020 - Domestic Water\Backflow Preventer - BFP | 1015900
19-Q1 | 19-Q1 Edmund D. Edelman Children's Court | 19-Q1-D2023-100-BFP08 | BACKFLOW PREVENTER #5 (BOILER FEED 1") | Febco | J013443 | 825-Y 1" | OM00026827 | OW0209916-FA0234824-BD0039133 | BOILER RM, EAST WALL AC BOILER FEED (BACKFLOW #5) (LAPHD FORM REQUIRED) | NA | NA | NA | NA | NA | NA | NA | NA | NA | NA | \Classifications\Building System Class\D20-Plumbing\D2020 - Domestic Water\Backflow Preventer - BFP | 1015901
19-Q1 | 19-Q1 Edmund D. Edelman Children's Court | 19-Q1-D2023-100-BFP09 | BACKLFOW PREVENTER #3 (COOLING TOWER 2 1/2") | Febco | 5150950 | 825-YD 2-1/2" | OM00026353 | OW0209916-FA0234824-BD0039134-12108 | Penthouse, Chiller Room West Wall MAKEUP WATER FOR CHILLER/COOLING TOWER (BACKFLOW #3) TOWER (LAPHD FORM REQUIRED) | NA | NA | NA | NA | NA | NA | NA | NA | NA | NA | \Classifications\Building System Class\D20-Plumbing\D2020 - Domestic Water\Backflow Preventer - BFP | 1015902
19-Q1 | 19-Q1 Edmund D. Edelman Children's Court | 19-Q1-D2023-100-BFP10 | BACKFLOW PREVENTER #6 (DOMESTIC WATER 4") | WILKINS | J13758 | 350 6" | OM00026239 | ID#: 1 of 3 | EXTERIOR BY THE LOADING DOCK (BACKFLOW #6) | [10 empty] | \Classifications\Building System Class\D20-Plumbing\D2020 - Domestic Water\Backflow Preventer - BFP | 1016017
19-Q1 | 19-Q1 Edmund D. Edelman Children's Court | 19-Q1-G3010-210-FWT01 | TANK, FIRE WATER STORAGE | JOOR TANK CO | NA | STEEL | OM00035736 |  | GROUND FLOOR PUMP ROOM | NA | NA | NA | NA | NA | NA | NA | NA | NA | NA | \Classifications\Building System Class\G30-Site Mechanical Utilities\G3010 - Water Supply\Fire Water Tank - FWT | 1016166
19-Q1 | 19-Q1 Edmund D. Edelman Children's Court | 19-Q1-D4095-230-HBL01 | VENT HOOD (CAFETERIA, WET) BASEMENT | ANSUL | R332578 | R-102 | OM00036665 |  | CAFETERIA IN BASEMENT | NA | NA | NA | NA | NA | DNA | Electric | DNA | NA | NA | \Classifications\Building System Class\D40-Fire Protection SYS\D4090 - Other Fire Protection Systems\Hood and Blower - HBL | 1016185
19-Q1 | 19-Q1 Edmund D. Edelman Children's Court | 19-Q1-G3063-100-DAT01 | TANK, DIESEL FUEL DAY | PRYCO | 02115841 | PY50UL-CLA | OM00037765 |  | GROUNDS IN GENERATOR AREA | NA | NA | NA | NA | NA | NA | Diesel |  | NA | NA | \Classifications\Building System Class\G30-Site Mechanical Utilities\G3060 - Fuel Distribution\Tank, Fuel Storage Day - DAT | 1016604
19-Q1 | 19-Q1 Edmund D. Edelman Children's Court | 19-Q1-D3021-130-BLR06 | Hot Water Boiler #3 | Lochinvar | E14H00263235 | CHN2072M7 | OM00040403 |  | Roof Boiler Room | NA | 16x16x1 Heavy Duty | NA | NA | 120 | 14.8 | Gas | 1 | 1,999,000 | 1,790,000 | \Classifications\Building System Class\D30-HVAC Systems\D3020 - Heat SYS\Boiler,Hot Water,Oil/Gas/Comb. - BLR | 1017641
19-Q1 | 19-Q1 Edmund D. Edelman Children's Court | 19-Q1-D3021-130-BLR07 | Hot Water Boiler #4 | Lochinvar | E14H00263234 | CHN2072 | OM00040404 |  | Roof Boiler Room | NA | 16x16x1 Heavy Duty | NA | NA | 120 | 14.8 | Gas | 1 | 1,999,000 | 1,790,000 | \Classifications\Building System Class\D30-HVAC Systems\D3020 - Heat SYS\Boiler,Hot Water,Oil/Gas/Comb. - BLR | 1017642
19-Q1 | 19-Q1 Edmund D. Edelman Children's Court | 19-Q1-D3021-130-BLR08 | Hot Water Boiler #5 | Lochinvar | E14H00263239 | CHN2072 | OM00040405 |  | Roof Boiler Room | NA | 16x16x1 Heavy Duty | NA | NA | 120 | 14.8 | Gas | 1 | 1,999,000 | 1,790,000 | \Classifications\Building System Class\D30-HVAC Systems\D3020 - Heat SYS\Boiler,Hot Water,Oil/Gas/Comb. - BLR | 1017643
19-Q1 | 19-Q1 Edmund D. Edelman Children's Court | 19-Q1-D3050-250-ACU03 | Air Conditioning Split System (Generator Pen) | Fujitsu | GEN004299 | AOU30CLX1 | OM00026323 |  | Generator Pen | NA | NA | R-410A | NA | 240 | 12.5 | Electric | 1 | NA | NA | \Classifications\Building System Class\D30-HVAC Systems\D3050 - Package SYS\Air Conditioning,Split System - ACU | 1017953
19-Q1 | 19-Q1 Edmund D. Edelman Children's Court | 19-Q1-D3050-250-ACU05 | Air Conditioning Split System (Main Comm Rm) | Liebert | NA | MMC069WGY00 | OM00040733 |  | Main Communications Room | NA | NA | R-22 | NA | 240 | 21.4 | Electric | 3 | NA | NA | \Classifications\Building System Class\D30-HVAC Systems\D3050 - Package SYS\Air Conditioning,Split System - ACU | 1017955
19-Q1 | 19-Q1 Edmund D. Edelman Children's Court | 19-Q1-D3050-250-ACU04 | Air Conditioning Split System (Data Comm Rm) | Liebert | NA | MMC035G-P00 | OM00040732 |  | Data Communications Room | NA | NA | R-22 | NA | 240 | 19.9 | Electric | 1 | NA | NA | \Classifications\Building System Class\D30-HVAC Systems\D3050 - Package SYS\Air Conditioning,Split System - ACU | 1017954
19-Q1 | 19-Q1 Edmund D. Edelman Children's Court | 19-Q1-D3090-220-CMD01 | Compressor Air Dryer (Chiller Room) | Hankinson Corp | 033119010921N | 8005 | OM00036672 |  | Penthouse Chiller Room | NA | NA | R-12 | 1/10 | 115 | 2 | Electric | 1 | NA | NA | \Classifications\Building System Class\D30-HVAC Systems\D3090 - Other HVAC Systems and Equipment\Compressed Air Dryer - CMD | 1018466
19-Q1 | 19-Q1 Edmund D. Edelman Children's Court | 19-Q1-B3010-100-RUF01 | Roof | NA | NA | NA | OM00036891 |  | Roof | NA | NA | NA | NA | NA | NA | NA |  | NA | NA | \Classifications\Building System Class\B30-Roofing\B3010 - Roof Types\Roof - RUF | 1018493
19-Q1 | 19-Q1 Edmund D. Edelman Children's Court | 19-Q1-D3042-220-EFN06 | Exhaust Fan #5 (Chiller Rm) | Greenheck | 13935581411 | CWB-20015X | OM00026259 | OM00026330 | Roof Chiler Room | AP-26 | NA | NA | 1.5 | 460 | 3 | Electric | 3 | NA | NA | \Classifications\Building System Class\D30-HVAC Systems\D3040 - Distribution SYS\Supply/Exhaust/Return fans- FAN | 1018759
19-Q1 | 19-Q1 Edmund D. Edelman Children's Court | 19-Q1-D3060-100-RDS02 | Refrigerant Leak Detection System | Greenheck | 13935581411.00 | CWB-20015X | OM00026330 |  | Roof Chiler Room | NA | NA | NA | NA | 24VDC | 1 | Electric | 3 | NA | NA | \Classifications\Building System Class\D30-HVAC Systems\D3060 - Control & Inst Air\Refrigerant Leak Detection System - RDS | 1018760
19-Q1 | 19-Q1 Edmund D. Edelman Children's Court | 19-Q1-E1033-310-HLF01 | Loading Dock Leveler Lift (Hydraulic)(Loading Dock) | Kelly Inc | NA | Atlantic | OM00026824 |  | Loading Dock | NA | NA | NA | NA | NA | DNA | Electric | DNA | NA | NA | \Classifications\Building System Class\E10-Equipment\E1030 - Vehicular Equipment\Hydraulic Lift,Loading Dock - HLF | 1019094
19-Q1 | 19-Q1 Edmund D. Edelman Children's Court | 19-Q1-D2023-310-HWP06 | Hot Water Circulating Pump (Boiler Rm) HWP06 | Taco Inc | NA | 1935-CIEI | OM00036129 |  | Boiler Room,Penthouse | NA | NA | NA | 3/4 | 115/208-230 | 11.4/5.7 | Electric | 1 | NA | NA | \Classifications\Building System Class\D20-Plumbing\D2020 - Domestic Water\Domestic Hot Water Circulating Pump - HWP | 1019095
19-Q1 | 19-Q1 Edmund D. Edelman Children's Court | 19-Q1-D2023-310-HWP07 | Hot Water Circulating Pump (Boiler Rm) HWP07 | Taco Inc | NA | 1935-CIEI | OM00036128 |  | Penthouse | NA | NA | NA | 3/4 | 115/208-230 | 11.4/5.7 | Electric | 1 | NA | NA | \Classifications\Building System Class\D20-Plumbing\D2020 - Domestic Water\Domestic Hot Water Circulating Pump - HWP | 1019096
19-Q1 | 19-Q1 Edmund D. Edelman Children's Court | 19-Q1-D2023-310-HWP08 | Hot Water Circulating Pump (Boiler Rm) | Bell & Gosset | 172644 | NA | OM00040407 |  | Penthouse | NA | NA | NA | 1/3 | 115/208-230 | 3.5/1.7 | Electric | 1 | NA | NA | \Classifications\Building System Class\D20-Plumbing\D2020 - Domestic Water\Domestic Hot Water Circulating Pump - HWP | 1019098
19-Q1 | 19-Q1 Edmund D. Edelman Children's Court | 19-Q1-D2023-310-HWP09 | Hot Water Circulating Pump (Boiler Rm) HWP09 | Taco Inc | NA | 1935-CIEI | OM00036127 |  | Penthouse | NA | NA | NA | 3/4 | 115/208-230 | 11.4/5.7 | Electric | 1 | NA | NA | \Classifications\Building System Class\D20-Plumbing\D2020 - Domestic Water\Domestic Hot Water Circulating Pump - HWP | 1019099
19-Q1 | 19-Q1 Edmund D. Edelman Children's Court | 19-Q1-D2023-310-HWP10 | Hot Water Circulating Pump (Boiler Rm) HWP10 | Bell & Gosset | NA | 172644 | OM00040408 |  | Penthouse | NA | NA | NA | 1/4 | 115/208-230 | 2.8/1.5-1.4 | Electric | 1 | NA | NA | \Classifications\Building System Class\D20-Plumbing\D2020 - Domestic Water\Domestic Hot Water Circulating Pump - HWP | 1019100
19-Q1 | 19-Q1 Edmund D. Edelman Children's Court | 19-Q1-D2023-310-HWP11 | Hot Water Circulating Pump (Boiler Rm) HWP11 | Bell & Gosset | NA | 172709LF | OM00040409 |  | Penthouse | NA | NA | NA | 1/4 | 115/208-230 | 2.8/1.5-1.4 | Electric | 1 | NA | NA | \Classifications\Building System Class\D20-Plumbing\D2020 - Domestic Water\Domestic Hot Water Circulating Pump - HWP | 1019101
19-Q1 | 19-Q1 Edmund D. Edelman Children's Court | 19-Q1-D2023-310-HWP12 | Hot Water Circulating Pump (Boiler Rm) HWP12 | Bell & Gosset | NA | 172709LF | OM00036126 |  | Penthouse | NA | NA | NA | 1/4 | 115/208-230 | 2.8/1.5-1.4 | Electric | 1 | NA | NA | \Classifications\Building System Class\D20-Plumbing\D2020 - Domestic Water\Domestic Hot Water Circulating Pump - HWP | 1019102
19-Q1 | 19-Q1 Edmund D. Edelman Children's Court | 19-Q1-D5010-200-ESD02 | Main Electrical Panel (Service Disconnect) MCE02 | Siemens | 60024022 | Series FCI | OM00036664 |  | Ground Floor | NA | NA | NA | NA | 277/480 | DNA | Electric | 3 | NA | NA | \Classifications\Building System Class\D50-Electrical SYS\D5010 - Elec Service & Dist\Electical Service and Distribution - ESD | 1019103
19-Q1 | 19-Q1 Edmund D. Edelman Children's Court | 19-Q1-D5010-110-MCC01 | Motor Control Center (Chiller Rm) | Siemens | 914665806203 | 90015806203 | OM00026814 |  | Penthouse | NA | NA | NA | NA | 480 | 2500 | Electric | 3 | NA | NA | \Classifications\Building System Class\D50-Electrical SYS\D5010 - Elec Service & Dist\Chiller Room Electrical Panel - MCC | 1019104
19-Q1 | 19-Q1 Edmund D. Edelman Children's Court | 19-Q1-D5010-110-MCC03 | Motor Control Center (Chiller Rm) | Siemens | 0914665806203 | 90015806203 | OM00036671 |  | Penthouse | NA | NA | NA | NA | 480 | 2500 | Electric | 3 | NA | NA | \Classifications\Building System Class\D50-Electrical SYS\D5010 - Elec Service & Dist\Chiller Room Electrical Panel - MCC | 1019105
19-Q1 | 19-Q1 Edmund D. Edelman Children's Court | 19-Q1-D5010-110-MCC04 | Motor Control Center (Main Electrical Room) MCC04 | Siemens | 0914675806202 | NA | OM00036662 |  | DNA | NA | NA | NA | NA | 480 | 600 | Electric | 3 | NA | NA | \Classifications\Building System Class\D50-Electrical SYS\D5010 - Elec Service & Dist\Chiller Room Electrical Panel - MCC | 1019106
19-Q1 | 19-Q1 Edmund D. Edelman Children's Court | 19-Q1-D5010-110-MCC05 | Motor Control Center Cafeteria Electrical Rm) MCC05 | Siemens | 090011430601 | NA | OM00036123 |  | Ground Floor | NA | NA | NA | NA | 460/480 | 600 | Electric | 3 | NA | NA | \Classifications\Building System Class\D50-Electrical SYS\D5010 - Elec Service & Dist\Chiller Room Electrical Panel - MCC | 1019108
19-Q1 | 19-Q1 Edmund D. Edelman Children's Court | 19-Q1-D3031-100-PCH05 | Chilled Water Pump (W. Side Roof) PCH05 | Flowserve Pumps | 11032307003 | P138B | OM00036131 |  | Westside of Roof | NA | NA | NA | 2 | 208-230/460 | 6.4-6.2/3.1 | Electric | 3 | NA | NA | \Classifications\Building System Class\D30-HVAC Systems\D3030 - Cooling SYS\Chilled Water Pump - PCH | 1019109
19-Q1 | 19-Q1 Edmund D. Edelman Children's Court | 19-Q1-G3010-210-PWT03 | Potable Water Storage Tank (Kitchen) | Magna Tank & Heater Co | 12233 | NA | OM00040402 |  | Boiler Room, Penthouse | NA | NA | NA | NA | NA | NA | NA | NA | NA | NA | \Classifications\Building System Class\G30-Site Mechanical Utilities\G3010 - Water Supply\Potable Water Storage Tank - PWT | 1019111
19-Q1 | 19-Q1 Edmund D. Edelman Children's Court | 19-Q1-D3041-230-RFN02 | Return Fan #1 (Penthouse Fan Rm) | Snyder General | 4WB-00442 | 730AFCCW | OM00026813 |  | Penthouse, Fan Room | NA | NA | NA | 60 | 230/460 | 125/62.5 | Electric | 3 | NA | NA | \Classifications\Building System Class\D30-HVAC Systems\D3040 - Distribution SYS\Supply/Exhaust/Return fans- FAN | 1019112
19-Q1 | 19-Q1 Edmund D. Edelman Children's Court | 19-Q1-D3042-240-SEF01 | Smoke Exhaust Fan #1 (Lockup Control Rm) | Greenheck Co | NA | BSQ24020 | OM00041000 |  | Lockup Ceiling in Control Room | A76 (2) | NA | NA | 2 | 460 | DNA | Electric | 3 | NA | NA | \Classifications\Building System Class\D30-HVAC Systems\D3040 - Distribution SYS\Supply/Exhaust/Return fans- FAN | 1019113
19-Q1 | 19-Q1 Edmund D. Edelman Children's Court | 19-Q1-D3042-240-SEF03 | Smoke Exhaust Fan #3 (Lockup Control Rm) SEF03 | Greenheck Co | NA | BSQ24020 | OM00036668 |  | Lockup Ceiling in Control Room | A76 (2) | NA | NA | 2 | 460 | DNA | Electric | 3 | NA | NA | \Classifications\Building System Class\D30-HVAC Systems\D3040 - Distribution SYS\Supply/Exhaust/Return fans- FAN | 1019114
19-Q1 | 19-Q1 Edmund D. Edelman Children's Court | 19-Q1-D3042-240-SEF04 | Smoke Exhaust Fan #4 (Lockup Control Rm) SEF04 | Greenheck Co | NA | BSQ24020 | OM00036667 |  | Lockup Ceiling in Control Room | A76 (2) | NA | NA | 2 | 460 | DNA | Electric | 3 | NA | NA | \Classifications\Building System Class\D30-HVAC Systems\D3040 - Distribution SYS\Supply/Exhaust/Return fans- FAN | 1019115
19-Q1 | 19-Q1 Edmund D. Edelman Children's Court | 19-Q1-D5010-200-ESD08 | Electrical Switchboard, under 560 Volts (2nd Floor) SBR01 | Siemens | 60024026 | Series FCI | OM00036670 |  | Electrical Room | NA | NA | NA | NA | 208Y/120 | DNA | Electric | 3 | NA | NA | \Classifications\Building System Class\D50-Electrical SYS\D5010 - Elec Service & Dist\Electical Service and Distribution - ESD | 1019117
19-Q1 | 19-Q1 Edmund D. Edelman Children's Court | 19-Q1-D5010-200-ESD09 | Electrical Switchboard, under 560 Volts (5th Floor) SBR02 | Siemens | 60024024 | Series FCI | OM00036666 |  | Electrical Room | NA | NA | NA | NA | 208Y/120 | DNA | Electric | 3 | NA | NA | \Classifications\Building System Class\D50-Electrical SYS\D5010 - Elec Service & Dist\Electical Service and Distribution - ESD | 1019118
19-Q1 | 19-Q1 Edmund D. Edelman Children's Court | 19-Q1-D5010-200-ESD03 | Electrical Switchboard, under 560 Volts (Ground Floor) SBR03 | Siemens | 60135281 | FDP | OM00036122 |  | Ground Floor Main Electrical Room | NA | NA | NA | NA | NA | DNA | Electric | DNA | NA | NA | \Classifications\Building System Class\D50-Electrical SYS\D5010 - Elec Service & Dist\Electical Service and Distribution - ESD | 1019119
19-Q1 | 19-Q1 Edmund D. Edelman Children's Court | 19-Q1-D3042-240-SEF02 | Smoke Exhaust Fan #3 (Lockup Control Rm) SEF02 | Greenheck Co | NA | BSQ24020 | OM00040989 |  | Lockup Ceiling in Control Room | A76 (2) | NA | NA | 2 | 460 | DNA | Electric | 3 | NA | NA | \Classifications\Building System Class\D30-HVAC Systems\D3040 - Distribution SYS\Supply/Exhaust/Return fans- FAN | 1019121
19-Q1 | 19-Q1 Edmund D. Edelman Children's Court | 19-Q1-D5010-200-ESD05 | Electrical Switchboard, under 560 Volts (Ground Floor) SBR05 | Siemens | 600240210 | Series FCI | OM00036121 |  | Ground Floor Main Electrical Room | NA | NA | NA | NA | NA | DNA | Electric | DNA | NA | NA | \Classifications\Building System Class\D50-Electrical SYS\D5010 - Elec Service & Dist\Electical Service and Distribution - ESD | 1019122
19-Q1 | 19-Q1 Edmund D. Edelman Children's Court | 19-Q1-D5010-200-ESD06 | Electrical Switchboard, under 560 Volts (Ground Floor) SBR06 | Siemens | 60024029 | Series FCI | OM00036663 |  | Ground Floor Main Electrical Room | NA | NA | NA | NA | NA | DNA | Electric | DNA | NA | NA | \Classifications\Building System Class\D50-Electrical SYS\D5010 - Elec Service & Dist\Electical Service and Distribution - ESD | 1019123
19-Q1 | 19-Q1 Edmund D. Edelman Children's Court | 19-Q1-D5010-200-ESD07 | Electrical Switchboard, under 560 Volts (Elevators Penthouse) SBR07 | Siemens | 600240211 | Series FCI | OM00036130 |  | Penthouse Mech Room | NA | NA | NA | NA | 480 | DNA | Electric | 3 | NA | NA | \Classifications\Building System Class\D50-Electrical SYS\D5010 - Elec Service & Dist\Electical Service and Distribution - ESD | 1019124
19-Q1 | 19-Q1 Edmund D. Edelman Children's Court | 19-Q1-D1013-310-WCL01 | Wheelchair Lift #1 (Rm D401) WCL01 | G & T | NA | NA | OM00040428 | PEND RISK RVW | Courtroom D401 | NA | NA | NA | NA | NA | DNA | Electric | DNA | NA | NA | \Classifications\Building System Class\D10-Conveyance Systems\D1010 - Elevator\Wheelchair Lift - WCL | 1019127
19-Q1 | 19-Q1 Edmund D. Edelman Children's Court | 19-Q1-D1013-310-WCL02 | Wheelchair Lift #2 (Rm D405) WCL02 | G & T | NA | NA | OM00040429 | PEND RISK RVW | Courtroom D405 | NA | NA | NA | NA | NA | DNA | Electric | DNA | NA | NA | \Classifications\Building System Class\D10-Conveyance Systems\D1010 - Elevator\Wheelchair Lift - WCL | 1019128
19-Q1 | 19-Q1 Edmund D. Edelman Children's Court | 19-Q1-D1013-310-WCL03 | Wheelchair Lift #3 (Rm D413) WCL03 | G & T | NA | NA | OM00040430 | PEND RISK RVW | Courtroom D413 | NA | NA | NA | NA | NA | DNA | Electric | DNA | NA | NA | \Classifications\Building System Class\D10-Conveyance Systems\D1010 - Elevator\Wheelchair Lift - WCL | 1019129
19-Q1 | 19-Q1 Edmund D. Edelman Children's Court | 19-Q1-D1013-310-WCL04 | Wheelchair Lift #4 (Rm D421) | G & T | NA | NA | OM00040431 | PEND RISK RVW | Courtroom D421 | NA | NA | NA | NA | NA | DNA | Electric | DNA | NA | NA | \Classifications\Building System Class\D10-Conveyance Systems\D1010 - Elevator\Wheelchair Lift - WCL | 1019130
19-Q1 | 19-Q1 Edmund D. Edelman Children's Court | 19-Q1-D3041-210-SFN01 | Supply Fan #1 (Roof AHU Rm) SFN01 | Snyder General | 4WB-00444 | 730AFCW | OM00026343 |  | Penthouse | 5V2240 (8) | NA | NA | 150 | 460 | 169 | Electric | 3 | NA | NA | \Classifications\Building System Class\D30-HVAC Systems\D3040 - Distribution SYS\Supply/Exhaust/Return fans- FAN | 1019131
19-Q1 | 19-Q1 Edmund D. Edelman Children's Court | 19-Q1-D3041-210-SFN02 | Supply Fan #2 (Roof AHU Rm) SFN02 | Snyder General | 4WB-00443 | 730AFCW | OM00026344 |  | Penthouse | 5V2240 (8) | NA | NA | 150 | 460 | 177 | Electric | 3 | NA | NA | \Classifications\Building System Class\D30-HVAC Systems\D3040 - Distribution SYS\Supply/Exhaust/Return fans- FAN | 1019132
19-Q1 | 19-Q1 Edmund D. Edelman Children's Court | 19-Q1-D3041-210-SFN03 | Supply Fan #3 (Roof AHU Rm) | Greenheck Co | 91B04529 | BSQ1005 | OM00026876 |  | 1st Hallway by Loading Dock | 4L380 (1) | NA | NA | 1/2 | 208-230/460 | 2.1-2.2/1.1 | Electric | 3 | NA | NA | \Classifications\Building System Class\D30-HVAC Systems\D3040 - Distribution SYS\Supply/Exhaust/Return fans- FAN | 1019133
19-Q1 | 19-Q1 Edmund D. Edelman Children's Court | 19-Q1-D3041-210-SFN04 | Supply Fan #4 (Roof AHU Rm) SFN04 | Greenheck Co | 9I03932 | BSQ1605 | OM00040997 |  | Above Ceiling in Kitchen | 4L510 (1) | NA | NA | 1/2 | 208-230/460 | 2.1-2.2/1.1 | Electric | 3 | NA | NA | \Classifications\Building System Class\D30-HVAC Systems\D3040 - Distribution SYS\Supply/Exhaust/Return fans- FAN | 1019134
19-Q1 | 19-Q1 Edmund D. Edelman Children's Court | 19-Q1-D2023-310-WBS04 | Water Booster Pump (Fire Pump Rm) WBS02 | SyncroFlo | W017611146-0049M0004 | 22TG05xxx-6H-xx-SEF55-1 | OM00026331 |  | Inside of the fire pump room on the ground floor | NA | NA | NA | 5 | 460 | 6.4 | Electric | 3 | NA | NA | \Classifications\Building System Class\D20-Plumbing\D2020 - Domestic Water\Domestic Water Booster System - WBS | 1019294
19-Q1 | 19-Q1 Edmund D. Edelman Children's Court | 19-Q1-G3010-210-PWT04 | Potable Water Storage Tank PWT01 | SyncroFlo | 350626 | 132GAL-24"DIA.-125 | OM00026332 |  | Inside of the boiler room on penthouse | NA | NA | NA | NA | NA | NA | NA | NA | NA | NA | \Classifications\Building System Class\G30-Site Mechanical Utilities\G3010 - Water Supply\Potable Water Storage Tank - PWT | 1019301
19-Q1 | 19-Q1 Edmund D. Edelman Children's Court | 19-Q1-D3041-230-RFN03 | Return Fan #2 (Penthouse Roof) | Snyder General | 4WB00441 | 730_AF_CCW | OM00026247 |  | Penthouse, Fan Room | NA | NA | NA | 60 | 230/460 | 125/62.5 | Electric | 3 | NA | NA | \Classifications\Building System Class\D30-HVAC Systems\D3040 - Distribution SYS\Supply/Exhaust/Return fans- FAN | 1021416
19-Q2 | 19-Q2 Parking Structure-Edelman Court | 19-Q2-D1010-100-ELE01 | Elevator #01 - Parking Garage | Otis Elevator Company | 13631 | 17CP | OM00026361 | State ID# 099806 | Elevator Room - Parking Garage ELE01 | NA | NA | NA | NA | 480 | DNA | Electric | 3 | NA | NA | \Classifications\Building System Class\D10-Conveyance Systems\D1010 - Elevator\Elevator,Electric,Pass/Freight - ELE | 1011203
19-Q2 | 19-Q2 Parking Structure-Edelman Court | 19-Q2-D1010-100-ELE02 | Elevator #02 Parking Garage | Otis Elevator Company | NA | NA | OM00026362 | State ID# 099805 | Parking Garage ELE02 |  |  | NA |  |  |  | Electric |  |  |  | \Classifications\Building System Class\D10-Conveyance Systems\D1010 - Elevator\Elevator,Electric,Pass/Freight - ELE | 1011638
19-Q2 | 19-Q2 Parking Structure-Edelman Court | 19-Q2-D1010-100-ELE03 | Elevator #03 Parking Garage | Otis Elevator Company | HC2050 | NA | OM00026355 | State ID# 099824 | Parking Garage ELE03 | [6 empty] | Hydraulic |  |  |  | \Classifications\Building System Class\D10-Conveyance Systems\D1010 - Elevator\Elevator,Hydraulic,Pass/Freight - ELE | 1011640
19-Q2 | 19-Q2 Parking Structure-Edelman Court | 19-Q2-D3050-250-ACU01 | AIR CONDITIONING, SPLIT SYSTEM #1 (Parking Structure) | American standard | NA | NA | OM00026874 |  | CLC7 (Parking Structure) | DNA | DNA | R-22 | DNA | 120V | .5 | Electric | NA | NA | NA | \Classifications\Building System Class\D30-HVAC Systems\D3050 - Package SYS\Air Conditioning,Split System - ACU | 1014158
19-Q2 | 19-Q2 Parking Structure-Edelman Court | 19-Q2-D3042-220-EFN01 | Exhaust Fan #1 (Parking Structure) | GreenHeck Co. | 91E03228 | SPNE-36-90 | OM00026358 |  | Secure Parking | AX62 (2) | NA | NA | 5 | 208-230/460 | 13.8-13.2/6.6 | Electric | 3 | NA | NA | \Classifications\Building System Class\D30-HVAC Systems\D3040 - Distribution SYS\Supply/Exhaust/Return fans- FAN | 1018591
19-Q2 | 19-Q2 Parking Structure-Edelman Court | 19-Q2-D3042-220-EFN02 | Exhaust Fan #2 (Parking Structure) | GreenHeck Co. | 91E03229 | SPNE-48-75 | OM00026356 |  | Secure Parking | AX64 (2) | NA | NA | 7.5 | 208-230/460 | 24-21.6/10.8 | Electric | 3 | NA | NA | \Classifications\Building System Class\D30-HVAC Systems\D3040 - Distribution SYS\Supply/Exhaust/Return fans- FAN | 1018592
19-Q2 | 19-Q2 Parking Structure-Edelman Court | 19-Q2-D3042-220-EFN03 | Exhaust Fan #3 (Parking Structure) | GreenHeck Co. | 91E03239 | SPNE-48-50 | OM00026360 |  | Secure Parking | AX62 (2) | NA | NA | 5 | 230/460 | 13/6.5 | Electric | 3 | NA | NA | \Classifications\Building System Class\D30-HVAC Systems\D3040 - Distribution SYS\Supply/Exhaust/Return fans- FAN | 1018593
19-Q2 | 19-Q2 Parking Structure-Edelman Court | 19-Q2-D4010-150-FMS01 | Fire System Stand Pipe Deluge | NA | NA | NA | OM00040435 |  | Secure Parking | NA | NA | NA | NA | NA | NA | NA |  | NA | NA | \Classifications\Building System Class\D40-Fire Protection SYS\D4010 - Sprinkler SYS\Fire Systems, stand pipes - FMS | 1018595
19-Q2 | 19-Q2 Parking Structure-Edelman Court | 19-Q2-D3042-220-EFN04 | Exhaust Fan #4 (Parking Structure) | GreenHeck Co. | 91E03231 | SPNE-48-50 | OM00026359 |  | Secure Parking | AX62 (2) | NA | NA | 5 | 208-230/460 | 13.8-13.2/6.6 | Electric | 3 | NA | NA | \Classifications\Building System Class\D30-HVAC Systems\D3040 - Distribution SYS\Supply/Exhaust/Return fans- FAN | 1018594
19-Q2 | 19-Q2 Parking Structure-Edelman Court | 19-Q2-B2034-400-DOH01 | Door OverHead Manual Roll-up (Parking Structure) | NA | NA | NA | OM00040434 |  | Between Secured & Public Parking Area | NA | NA | NA | NA | NA | NA | NA |  | NA | NA | \Classifications\Building System Class\B20-General Building Exterior\B2030 - Exterior Doors\Door,Overhead-Shutter,Manual,Elec,Roll-up - DOH | 1018596
19-Q2 | 19-Q2 Parking Structure-Edelman Court | 19-Q2-B2034-400-DOH02 | Door OverHead Manual Roll-up (North Side) | 24 Best Roll-up Door Inc | NA | NA | OM00040999 |  | North side of Building | NA | NA | NA | NA | NA | NA | NA |  | NA | NA | \Classifications\Building System Class\B20-General Building Exterior\B2030 - Exterior Doors\Door,Overhead-Shutter,Manual,Elec,Roll-up - DOH | 1018597
19-Q2 | 19-Q2 Parking Structure-Edelman Court | 19-Q2-B2034-400-DOH05 | Door Overhead Electric Roll-up (Entrance) | Cookson | NA | NA | OM00040436 |  | Main Entrance Door to Parking | NA | NA | NA | NA | 208-230/460 | 5.1-4.8/2.4 | Electric | 3 | NA | NA | \Classifications\Building System Class\B20-General Building Exterior\B2030 - Exterior Doors\Door,Overhead-Shutter,Manual,Elec,Roll-up - DOH | 1018600
19-Q2 | 19-Q2 Parking Structure-Edelman Court | 19-Q2-B2034-400-DOH07 | Door OverHead Manual Roll-up | Cookson | NA | NA | OM00026244 |  | Parking Structure Sky-Walk | NA | NA | NA | NA | NA | NA | NA |  | NA | NA | \Classifications\Building System Class\B20-General Building Exterior\B2030 - Exterior Doors\Door,Overhead-Shutter,Manual,Elec,Roll-up - DOH | 1018602
19-Q2 | 19-Q2 Parking Structure-Edelman Court | 19-Q2-B2034-400-DOH06 | Door Overhead Electric Roll-up | NA | NA | NA | OM00040998 |  | Entrance Door | B340 (1) | NA | NA | 5 | 208-230/460 | 2.3-2/1 | Electric | 3 | NA | NA | \Classifications\Building System Class\B20-General Building Exterior\B2030 - Exterior Doors\Door,Overhead-Shutter,Manual,Elec,Roll-up - DOH | 1018601
19-Q2 | 19-Q2 Parking Structure-Edelman Court | 19-Q2-B2034-400-DOH08 | Overhead Roll-Up Door (Entrance) | R&D Doors | 34914 | Heavy Duty Roll-Up | OM00026327 |  | Exit Door from the secured parking area | NA | NA | NA | 1/2 | 460 | DNA | Electric | 3 | NA | NA | \Classifications\Building System Class\B20-General Building Exterior\B2030 - Exterior Doors\Door,Overhead-Shutter,Manual,Elec,Roll-up - DOH | 1018758
19-Q2 | 19-Q2 Parking Structure-Edelman Court | 19-Q2-B2034-400-DOH09 | Overhead Roll-Up Door (Entrance) | R&D Doors | 34814 | Heavy Duty Roll-Up | OM00026328 |  | Secured Parking Area | NA | NA | NA | 1/2 | 460 | DNA | Electric | 3 | NA | NA | \Classifications\Building System Class\B20-General Building Exterior\B2030 - Exterior Doors\Door,Overhead-Shutter,Manual,Elec,Roll-up - DOH | 1018761
19-R1 | 19-R1 Eastlake Juvenile Court | 19-R1-B2010-100-CTY01 | Building | NA | NA | NA | OM00037893 | [12 empty] | \Classifications\Building System Class\B20-General Building Exterior\B2010 - Exterior Walls\Building - BLD | 1016549
19-R1 | 19-R1 Eastlake Juvenile Court | 19-R1-D5092-250-EML04 | EMERGENCY LIGHTING (5) | NA | NA | NA | OM00037909 |  | THROUGHOUT BUILDING | NA | NA | NA | NA | NA | DNA | Electric | DNA | NA | NA | \Classifications\Building System Class\D50-Electrical SYS\D5090 - Elec SYS\Emergency And Exit Lighting - EML | 1017268
19-S1 | 19-S1 Hollywood Courthouse | 19-S1-B2010-100-BLD01 | BUILDING | NA | NA | NA | OM00035161 |  | ENTIRE BUILDING | NA | NA | NA | NA | NA | NA | NA | NA | NA | NA | \Classifications\Building System Class\B20-General Building Exterior\B2010 - Exterior Walls\Building - BLD | 1013053
19-S1 | 19-S1 Hollywood Courthouse | 19-S1-D1010-100-ELE01 | ELEVATOR #1, HYDRAULIC (PUBLIC) | WESTINGHOUSE | NA | NA | OM00035182 | State ID# 082514 | ELEVATOR ROOM | 3BX678 (2) | NA | NA | 25 | 230/460 | 64.0/32.0 | Hydraulic | 3 | NA | NA | \Classifications\Building System Class\D10-Conveyance Systems\D1010 - Elevator\Elevator,Hydraulic,Pass/Freight - ELE | 1013054
19-S1 | 19-S1 Hollywood Courthouse | 19-S1-D1010-100-ELE02 | ELEVATOR #2, HYDRAULIC (CUSTODY) | WESTINGHOUSE | NA | D-221187 | OM00035173 | State ID# 082515 | ELEVATOR ROOM | 3VX670 (2) | NA | NA | 25 | 230/460 | 64.0/32.0 | Hydraulic | 3 | NA | NA | \Classifications\Building System Class\D10-Conveyance Systems\D1010 - Elevator\Elevator,Hydraulic,Pass/Freight - ELE | 1013055
19-S1 | 19-S1 Hollywood Courthouse | 19-S1-D1010-100-ELE03 | ELEVATOR #3, HYDRAULIC (JUDGES) | WESTINGHOUSE | NA | D2218 | OM00035174 | State ID# 082516 | ELEVATOR ROOM | 3VX600 (2) | NA | NA | 25 | 230/460 | 64.0/32.0 | Hydraulic | 3 | NA | NA | \Classifications\Building System Class\D10-Conveyance Systems\D1010 - Elevator\Elevator,Hydraulic,Pass/Freight - ELE | 1013056
19-S1 | 19-S1 Hollywood Courthouse | 19-S1-D5092-250-ELT25 | LIGHTING, EXTERIOR (25) | NA | NA | NA | OM00035166 |  | EXTERIOR AROUND BUILDING | NA | NA | NA | NA | 277 | DNA | Electric | DNA | NA | NA | \Classifications\Building System Class\D50-Electrical SYS\D5090 - Elec SYS\Exterior Lighting - ELT | 1013057
19-S1 | 19-S1 Hollywood Courthouse | 19-S1-D5092-250-EML65 | LIGHING, EMERGENCY (30) & EXIT (35) | NA | NA | NA | OM00035165 |  | THROUGHOUT BUILDING | NA | NA | NA | NA | 110, 115, 120, 277 | NA | Electric | NA | NA | NA | \Classifications\Building System Class\D50-Electrical SYS\D5090 - Elec SYS\Emergency And Exit Lighting - EML | 1013058
19-S1 | 19-S1 Hollywood Courthouse | 19-S1-D5037-710-FAP01 | FIRE ALARM PANEL | SECURITY COMMON | NA | NA | OM00035181 |  | SHERRIFF OFFICE LOCKUP AREA | NA | NA | NA | NA | 120 | 15 | Electric | 1 | NA | NA | \Classifications\Building System Class\D50-Electrical SYS\D5030 - Comm & Security\Fire Alarm Panel - FAP | 1013059
19-S1 | 19-S1 Hollywood Courthouse | 19-S1-D4031-100-FEX35 | FIRE EXTINGUISHERS (35) | NA | NA | NA | OM00035163 |  | THROUGH OUT BUILDING | NA | NA | NA | NA | NA | NA | NA | NA | NA | NA | \Classifications\Building System Class\D40-Fire Protection SYS\D4030 - FIRE SPEC\Fire Extinguisher - FEX | 1013060
19-S1 | 19-S1 Hollywood Courthouse | 19-S1-D4010-150-FMS01 | Fire Sprinkler Riser | Garvin Fire Protection | NA | NA | OM00035178 |  | ENTRY TO EMPLOYEE PARKING | NA | NA | NA | NA | NA | NA | NA | NA | NA | NA | \Classifications\Building System Class\D40-Fire Protection SYS\D4010 - Sprinkler SYS\Fire Systems, stand pipes - FMS | 1013061
19-S1 | 19-S1 Hollywood Courthouse | 19-S1-D3020-100-HET01 | HEATER WATER EXPANSION TANK | Wessel Tank Company | NA | NA | OM00035197 |  | Mech Room Penthouse | NA | NA | NA | NA | NA | NA | NA | NA | NA | NA | \Classifications\Building System Class\D30-HVAC Systems\D3020 - Heat SYS\Heater Water Expansion Tank - HET | 1013063
19-S1 | 19-S1 Hollywood Courthouse | 19-S1-G2049-300-HSC01 | HARDSCAPE | NA | NA | NA | OM00035162 |  | GROUNDS | NA | NA | NA | NA | NA | NA | NA | NA | NA | NA | \Classifications\Building System Class\G20-Other Systems\G2040 - Site Development\Hardscape - HSC | 1013064
19-S1 | 19-S1 Hollywood Courthouse | 19-S1-D2022-260-HWG01 | WATER HEATER, DOMESTIC GAS | AO SMITH | MM000996846 | BTR154110 | OM00035198 |  | Mech Room Penthouse | NA | NA | NA | NA | 120 | 5 | Gas | NA | 154,000 | NA | \Classifications\Building System Class\D20-Plumbing\D2020 - Domestic Water\Domestic Water Heater, Gas - HWG | 1013065
19-S1 | 19-S1 Hollywood Courthouse | 19-S1-D2023-310-HWP01 | PUMP, DOMESTIC HOT WATER CIRCULATING | BELL & GOSSETT | 106197 | F10 | OM00035199 |  | BOILER ROOM | NA | NA | NA | 1/2 | 120 | 5 | Electric | 3 | NA | NA | \Classifications\Building System Class\D20-Plumbing\D2020 - Domestic Water\Domestic Hot Water Circulating Pump - HWP | 1013066
19-S1 | 19-S1 Hollywood Courthouse | 19-S1-D5010-110-MCC01 | Motor Control Center | CUTLER HAMMER | 8LF9617149R | NA | OM00035184 |  | BOILER ROOM | NA | NA | NA | NA | 480 | 400 | Electric | 3 | NA | NA | \Classifications\Building System Class\D50-Electrical SYS\D5010 - Elec Service & Dist\Chiller Room Electrical Panel - MCC | 1013067
19-S1 | 19-S1 Hollywood Courthouse | 19-S1-D3044-125-PHW01 | HOT WATER PUMP #1 | Bell & Gosset | 187175M61 | 332109 | OM00035187 |  | Mech Room Penthouse | NA | NA | NA | 3 | 208/230 | 9.4-9/4.5 | Electric | 3 | NA | NA | \Classifications\Building System Class\D30-HVAC Systems\D3040 - Distribution SYS\Hot Water Pump - PHW | 1013069
19-S1 | 19-S1 Hollywood Courthouse | 19-S1-D3044-125-PHW02 | HOT WATER PUMP #2 | BELL & GOSSETT | 187175H61 | 332109 | OM00035188 |  | Mech Room Penthouse | NA | NA | NA | 3 | 208/230 | 9.49/4.5 | Electric | 3 | NA | NA | \Classifications\Building System Class\D30-HVAC Systems\D3040 - Distribution SYS\Hot Water Pump - PHW | 1013070
19-S1 | 19-S1 Hollywood Courthouse | 19-S1-D3050-210-PKU01 | PACKAGE UNIT #1 | York | W1M6212057 | PHE4B3621A | OM00035193 |  | BEHIND EVAP COOLERS | NA | NA | R-22 | NA | 208/230 | 15.9 | Electric | 1 | NA | NA | \Classifications\Building System Class\D30-HVAC Systems\D3050 - Package SYS\Package Unit - PKU | 1013071
19-S1 | 19-S1 Hollywood Courthouse | 19-S1-D2040-100-PSU01 | SUMP PUMP #1 | CALHOUN & POXON | 27581 | AC074-01-08-14-1 | OM00035171 |  | PARKING GARAGE | NA | NA | NA | 1/2 | 208 | 5.0 | Electric | 3 | NA | NA | \Classifications\Building System Class\D20-Plumbing\D2040 - Rain Drain\Sump Pump - PSU | 1013072
19-S1 | 19-S1 Hollywood Courthouse | 19-S1-D2040-100-PSU02 | SUMP PUMP #2 | CALHOUN & PAXON | NA | AC074-01-08-14-1 | OM00035172 |  | PARKING GARAGE | NA | NA | NA | 1/2 | 208 | 5.0 | Electric | 3 | NA | NA | \Classifications\Building System Class\D20-Plumbing\D2040 - Rain Drain\Sump Pump - PSU | 1013073
19-S1 | 19-S1 Hollywood Courthouse | 19-S1-D5010-200-ESD01 | ELECTRICAL SWITCHBOARD (UNDER 560 VOLTS) | CUTTER-HAMMER | 5LF9817149-A | MP2DS | OM00035169 |  | ELECTRICAL ROOM | NA | NA | NA | NA | 480 | 1000 | Electric | 3 | NA | NA | \Classifications\Building System Class\D50-Electrical SYS\D5010 - Elec Service & Dist\Electical Service and Distribution - ESD | 1013074
19-S1 | 19-S1 Hollywood Courthouse | 19-S1-D5011-240-TRN01 | ELECTRICAL TRANSFORMER | Challenger Electrical Equipment Corp | 29485158001 | 3BN | OM00035168 |  | ELECTRICAL ROOM | NA | NA | NA | NA | 480-208/120 | 75 | Electric | 3 | NA | NA | \Classifications\Building System Class\D50-Electrical SYS\D5010 - Elec Service & Dist\Transformer - TRN | 1013075
19-S1 | 19-S1 Hollywood Courthouse | 19-S1-D5011-240-TRN02 | ELECTRICAL TRANSFORMER #2 | Challenger Electrical Equipment Corp | 29485158357 | 3BN | OM00035185 |  | BOILER ROOM | NA | NA | NA | NA | 480/208-120 | 30 | Electric | 3 | NA | NA | \Classifications\Building System Class\D50-Electrical SYS\D5010 - Elec Service & Dist\Transformer - TRN | 1013076
19-S1 | 19-S1 Hollywood Courthouse | 19-S1-D5011-240-TRN03 | ELECTRICAL TRANSFORMER #3 | Challenger Electrical Equipment Corp | 29485157975 | 3BN | OM00035186 |  | BOILER ROOM | NA | NA | NA | NA | 120-208/480 | 75 | Electric | 3 | NA | NA | \Classifications\Building System Class\D50-Electrical SYS\D5010 - Elec Service & Dist\Transformer - TRN | 1013077
19-S1 | 19-S1 Hollywood Courthouse | 19-S1-D3050-210-PKU02 | Package Unit #2 | TRANE | J85E71162 | SAHCC5540BD5D74D3AO1NRB | OM00035191 |  | EASTSIDE | NA | 24X24X22 (a) | R-22 | NA | 460 | 50.5 | Electric | 3 | NA | NA | \Classifications\Building System Class\D30-HVAC Systems\D3050 - Package SYS\Package Unit - PKU | 1013080
19-S1 | 19-S1 Hollywood Courthouse | 19-S1-D3050-210-PKU03 | Package Unit #3 | TRANE | J85E71161 | SAHCC554OBD5D74D3AO1NRB | OM00035192 |  | EAST SIDE | NA | 24X24X22 (a) | R-22 | NA | 460 | 50.5 | Electric | 3 | NA | NA | \Classifications\Building System Class\D30-HVAC Systems\D3050 - Package SYS\Package Unit - PKU | 1013081
19-S1 | 19-S1 Hollywood Courthouse | 19-S1-D3042-220-EFN01 | EXHAUST FAN #1 | Peerless Co | NA | 365B | OM00035189 |  | WEST WALL | AX91 (2) | NA | NA | 3 | 230/460 | 9.0-4.5 | Electric | 3 | NA | NA | \Classifications\Building System Class\D30-HVAC Systems\D3040 - Distribution SYS\Supply/Exhaust/Return fans- FAN | 1013082
19-S1 | 19-S1 Hollywood Courthouse | 19-S1-D3042-220-EFN02 | EXHAUST FAN #2 (BELT DRIVEN) | Peerless Co | HF7984 | 270B | OM00035194 |  | Mech Room Penthouse | A-67 (1) | NA | NA | 3 | 230/460 | 9.0-4.5 | Electric | 3 | NA | NA | \Classifications\Building System Class\D30-HVAC Systems\D3040 - Distribution SYS\Supply/Exhaust/Return fans- FAN | 1013083
19-S1 | 19-S1 Hollywood Courthouse | 19-S1-B3010-100-RUF01 | ROOFING SYSTEM | NA | NA | NA | OM00035167 |  | ROOF | NA | NA | NA | NA | NA | NA | NA | NA | NA | NA | \Classifications\Building System Class\B30-Roofing\B3010 - Roof Types\Roof - RUF | 1013084
19-S1 | 19-S1 Hollywood Courthouse | 19-S1-G2050-200-LSC01 | LANDSCAPING | NA | NA | NA | OM00035164 |  | GROUNDS | NA | NA | NA | NA | NA | NA | NA | NA | NA | NA | \Classifications\Building System Class\G20-Other Systems\G2050 - Landscaping\Landscaping - LSC | 1013085
19-S1 | 19-S1 Hollywood Courthouse | 19-S1-D3021-130-BLR01 | Hot Water Boiler, Gas | Ajax Boiler, Inc. | 85-37603 | WG-1050 S | OM00035196 |  | Mech Room Penthouse | NA | NA | NA | NA | 115 | DNA | Natural gas | NA | 1,050,000 | 840,000 | \Classifications\Building System Class\D30-HVAC Systems\D3020 - Heat SYS\Boiler,Hot Water,Oil/Gas/Comb. - BLR | 1013089
19-S1 | 19-S1 Hollywood Courthouse | 19-S1-D3090-220-CMD01 | COMPRESSOR, AIR DRYER | Hankison | GR10A1/51609170 | 3Y49A | OM00035183 |  | BOILER ROOM | A-52 | NA | R-134a | 3/4 | 115 | DNA | Electric | 3 | NA | NA | \Classifications\Building System Class\D30-HVAC Systems\D3090 - Other HVAC Systems and Equipment\Compressed Air Dryer - CMD | 1013090
19-S1 | 19-S1 Hollywood Courthouse | 19-S1-B2034-400-DOH01 | DOOR, OVERHEAD ROLLUP (ELECTRIC) | CORNELL | J2010107758001 | NA | OM00035177 |  | PARKING GARAGE ENTRY | NA | NA | NA | 1/2 | 460 | 15 | Electric | 3 | NA | NA | \Classifications\Building System Class\B20-General Building Exterior\B2030 - Exterior Doors\Door,Overhead-Shutter,Manual,Elec,Roll-up - DOH | 1013091
19-S1 | 19-S1 Hollywood Courthouse | 19-S1-D2023-100-BFP05 | Backflow, Boiler Makeup | Wilkins | 3649279 | 975XL2 3/4" | OM00036308 | OW0209916-FA0204819-BD0008484 | Boiler Room (LAPHD FORM REQUIRED) | [10 empty] | \Classifications\Building System Class\D20-Plumbing\D2020 - Domestic Water\Backflow Preventer - BFP | 1017743
19-S1 | 19-S1 Hollywood Courthouse | 19-S1-D5010-234-ATS01 | Automatic Transfer Switch (Generator Rm) | General Electric Zenith | NA | MX150 | OM00035175 |  | Roof Close to Generator | NA | NA | NA | NA | NA | DNA | Electric | DNA | NA | NA | \Classifications\Building System Class\D50-Electrical SYS\D5010 - Elec Service & Dist\Automatic Transfer Switch - ATS | 1017888
19-S1 | 19-S1 Hollywood Courthouse | 19-S1-D5092-210-GEN02 | Emergency Generator (Roof) | Cummins | K080219614 | DSFAA-7280169 | OM00036619 |  | Roof Generator Room | NA | Fleetguard OptAir AF25960 (1) | NA | 145 | NA | DNA | Diesel | 3 | NA | NA | \Classifications\Building System Class\D50-Electrical SYS\D5090 - Elec SYS\Emergency Generator - GEN | 1017889
19-S1 | 19-S1 Hollywood Courthouse | 19-S1-D3090-114-CMP01 | Compressor Air Control (Roof Mech Rm) | Air Compressor Products Inc | 18541434144 | ACP-C2T-1603 | OM00040459 |  | Mech Room Roof | B45 (2) | NA | NA | NA | NA | NA | Electric | NA | NA | NA | \Classifications\Building System Class\D30-HVAC Systems\D3090 - Other HVAC Systems and Equipment\Air Compressor - CMP | 1017970
19-S1 | 19-S1 Hollywood Courthouse | 19-S1-D3042-220-EFN03 | Exhaust Fan (Roof) | NA | NA | NA | OM00036712 |  | Roof | 3L200 (1) | NA | NA | 0.17 | 115 | 3.6 | Electric | 1 | NA | NA | \Classifications\Building System Class\D30-HVAC Systems\D3040 - Distribution SYS\Supply/Exhaust/Return fans- FAN | 1017971
19-S1 | 19-S1 Hollywood Courthouse | 19-S1-D3042-220-EFN04 | Exhaust Fan (Roof) | NA | NA | NA | OM00036713 |  | Roof | 3L200 (1) | NA | NA | 0.17 | 115 | 3.6 | Electric | 1 | NA | NA | \Classifications\Building System Class\D30-HVAC Systems\D3040 - Distribution SYS\Supply/Exhaust/Return fans- FAN | 1017972
19-S1 | 19-S1 Hollywood Courthouse | 19-S1-D3042-220-EFN05 | Exhaust Fan (Roof) | NA | NA | NA | OM00036711 |  | Roof | 3L190 (1) | NA | NA | 0.17 | 115 | 3.6 | Electric | 1 | NA | NA | \Classifications\Building System Class\D30-HVAC Systems\D3040 - Distribution SYS\Supply/Exhaust/Return fans- FAN | 1017973
19-S1 | 19-S1 Hollywood Courthouse | 19-S1-D3042-220-EFN06 | Exhaust Fan (Roof) | NA | NA | NA | OM00036714 |  | Roof | 3L200 (1) | NA | NA | 1/4 | 115 | 5 | Electric | 1 | NA | NA | \Classifications\Building System Class\D30-HVAC Systems\D3040 - Distribution SYS\Supply/Exhaust/Return fans- FAN | 1017974
19-S1 | 19-S1 Hollywood Courthouse | 19-S1-D3042-220-EFN07 | Exhaust Fan (Roof) | NA | NA | NA | OM00036715 |  | Roof | 3L190 (1) | NA | NA | 0.17 | 115 | 3.6 | Electric | 1 | NA | NA | \Classifications\Building System Class\D30-HVAC Systems\D3040 - Distribution SYS\Supply/Exhaust/Return fans- FAN | 1017975
19-S1 | 19-S1 Hollywood Courthouse | 19-S1-C1020-110-FRD01 | Fire Door Sliding, Fire Curtain (LockUp Front of ELE) | Won Door | 016912 | R6799 | OM00033008 |  | Sherrif's LockUp Area in Front of Elevators | NA | NA | NA | NA | NA | NA | NA | NA | NA | NA | \Classifications\Building System Class\C10-General Building Interior\C1020 - Fire Doors\Fire Doors - FRD | 1017976
19-S1 | 19-S1 Hollywood Courthouse | 19-S1-D3040-600-HES01 | Heat Exhanger, Steam (Roof Mech Rm) | Bell & Gosset | 112064 | R-2.5 | OM00040338 |  | Mech Room Roof | NA | NA | NA | NA | NA | NA | NA | NA | NA | NA | \Classifications\Building System Class\D30-HVAC Systems\D3040 - Distribution SYS\Heat Exchanger,Steam - HES | 1017977
19-S1 | 19-S1 Hollywood Courthouse | 19-S1-D5010-200-ESD02 | Main Electrical Panel (Rm B5) | Cutler Hammer | 51F9817149A | MP2C8N | OM00035176 |  | Basement Rm B5 | NA | NA | NA | NA | 277/480 | DNA | Electric | 3 | NA | NA | \Classifications\Building System Class\D50-Electrical SYS\D5010 - Elec Service & Dist\Electical Service and Distribution - ESD | 1017978
19-S1 | 19-S1 Hollywood Courthouse | 19-S1-D4094-450-SFM01 | Fire System Extinguishing, FM200 (Rm 105) | Ansul | NA | Auto Pulse 2000 | OM00040681 |  | Main Lobby Room 105 | NA | NA | NA | NA | NA | NA | NA | NA | NA | NA | \Classifications\Building System Class\D40-Fire Protection SYS\D4090 - Other Fire Protection Systems\Fire Suppression, Gaseous - SFM | 1017979
19-S1 | 19-S1 Hollywood Courthouse | 19-S1-D4094-450-SFM02 | Fire System Extinguishing, FM200 (Clerks Office) | Ansul | NA | Auto Pulse 2000 | OM00000634 |  | 1st Floor Clerks Office | NA | NA | NA | NA | DNA | DNA | Electric | DNA | NA | NA | \Classifications\Building System Class\D40-Fire Protection SYS\D4090 - Other Fire Protection Systems\Fire Suppression, Gaseous - SFM | 1017980
19-S1 | 19-S1 Hollywood Courthouse | 19-S1-C1020-110-FRD02 | Fire Door Sliding, Sheriff Area | North American Rolling Door Inc | 134057-A | 158700 | OM00046758 |  | Sheriff's Cage Area | NA | NA | NA | NA | NA | NA | NA | NA | NA | NA | \Classifications\Building System Class\C10-General Building Interior\C1020 - Fire Doors\Fire Doors Sliding (Fire Curtain)- FRD | 1022920
19-S1 | 19-S1 Hollywood Courthouse | 19-S1-G2023-150-PEG01 | Security Parking Gate - PEG ¦ G2023-150-PEG | HySecurity | 041101-1729-878 | 222 CE ST | OM00046756 |  | Exterior | NA | NA | NA | NA | DNA | 16.5/8.58/8.3 | Electric | DNA | NA | NA | \Classifications\Building System Class\G20-Other Systems\G2020 - Parking Lots\Secured Parking Gate - PEG | 1022921
19-S1 | 19-S1 Hollywood Courthouse | 19-S1-D3042-220-EFN09 | Exhaust Fan (Basement) | Thermador Div. Norris Ind. | DNA | DNA | OM00046760 |  | Wall | NA | NA | NA | NA | 120 | 2.5 | NA | NA | NAN | NA | \Classifications\Building System Class\D30-HVAC Systems\D3040 - Distribution SYS\Supply/Exhaust/Return fans- FAN | 1022922
19-S1 | 19-S1 Hollywood Courthouse | 19-S1-D2030-410-PMS01 | SEWAGE EJECTOR PUMP #1 | Liberty Pump | 000S000000000 | D3648LSG202-C | OM00046726 |  | Secured parking area | NA | NA | NA | 2 | 208-230V | NA | Electric | 1 | NA | NA | \Classifications\Building System Class\D20-Plumbing\D2030 - Sani Waste\Sewage Ejector Pump - PMS | 1022923
19-S1 | 19-S1 Hollywood Courthouse | 19-S1-D2030-410-PMS02 | SEWAGE EJECTOR PUMP #2 | Liberty Pump | 000S000000000 | D3648LSG202-C | OM00046726 |  | Secured Parking Area | NA | NA | NA | 2 | 208-230V | NA | Electric | 1 | NA | NA | \Classifications\Building System Class\D20-Plumbing\D2030 - Sani Waste\Sewage Ejector Pump - PMS | 1022924
19-S1 | 19-S1 Hollywood Courthouse | 19-S1-D2023-310-WBS01 | DOMESTIC BOOSTER PUMP | Flexon | H2P2503315 | H2P25 | OM00046759 |  | Parking area | NA | NA | NA | DNA | DNA | DNA | DNA | DNA | NA | NA | \Classifications\Building System Class\D20-Plumbing\D2020 - Domestic Water\Domestic Water Booster System - WBS | 1022925
19-T1 | 19-T1 Metropolitan Courthouse | 19-T1-B2010-100-BLD01 | Building | NA | NA | NA | OM00035412 |  | Exterior | NA | NA | NA | NA | NA | NA | NA | 1 | NA | NA | \Classifications\Building System Class\B20-General Building Exterior\B2010 - Exterior Walls\Building - BLD | 1014743
19-T1 | 19-T1 Metropolitan Courthouse | 19-T1-B2034-400-DOH01 | Overhead Roll-up Gate #1 | Lawrence Roll-Up Door | 116012 | NA | OM00035427 |  | Basment Parking Garage South Side Sherriff's Sally Port | NA | NA | NA | 1.0 | 240 | 6.0/3.0 | Electric | 3 | NA | NA | \Classifications\Building System Class\B20-General Building Exterior\B2030 - Exterior Doors\Door,Overhead-Shutter,Manual,Elec,Roll-up - DOH | 1014744
19-T1 | 19-T1 Metropolitan Courthouse | 19-T1-B2034-400-DOH02 | Overhead Roll-up Gate #2 | Raynor Door | S00035526 | NA | OM00035428 |  | Northside Employee Parking Garage | NA | NA | NA | 1.0 | 240 | 6.0/3.0 | Electric | 3 | NA | NA | \Classifications\Building System Class\B20-General Building Exterior\B2030 - Exterior Doors\Door,Overhead-Shutter,Manual,Elec,Roll-up - DOH | 1014745
19-T1 | 19-T1 Metropolitan Courthouse | 19-T1-B2034-400-DOH03 | Overhead Roll-up Gate #3 | Lawrence Roll-Up Door | 107391 | NA | OM00035424 |  | Right Above Public Entrance | NA | NA | NA | 1/2 | 240 | 6.0/3.0 | Electric | 3 | NA | NA | \Classifications\Building System Class\B20-General Building Exterior\B2030 - Exterior Doors\Door,Overhead-Shutter,Manual,Elec,Roll-up - DOH | 1014746
19-T1 | 19-T1 Metropolitan Courthouse | 19-T1-B2034-400-DOH04 | Overhead Roll-up Gate #4 | Lawrence Roll-Up Door | 107358 | NA | OM00035431 |  | Basement Garage Parking Entrance Southside | NA | NA | NA | 1/2 | 240 | 6.0/3.0 | Electric | 3 | NA | NA | \Classifications\Building System Class\B20-General Building Exterior\B2030 - Exterior Doors\Door,Overhead-Shutter,Manual,Elec,Roll-up - DOH | 1014747
19-T1 | 19-T1 Metropolitan Courthouse | 19-T1-B3010-100-RUF01 | Roof | NA | NA | NA | OM00035420 |  | Roof | NA | NA | NA | NA | NA | NA | NA | 1 | NA | NA | \Classifications\Building System Class\B30-Roofing\B3010 - Roof Types\Roof - RUF | 1014748
19-T1 | 19-T1 Metropolitan Courthouse | 19-T1-D1010-100-ELE01 | Electric Elevator #1 So. | Otis | 337001 | 219HT | OM00035355 | State ID# 053881¦Under Modernization Phase IV 10/11/2019 until 02/17/2020 | Elevator Room | NA | NA | NA | 44 | 240 | 152 | Electric | 3 | NA | NA | \Classifications\Building System Class\D10-Conveyance Systems\D1010 - Elevator\Elevator,Electric,Pass/Freight - ELE | 1014749
19-T1 | 19-T1 Metropolitan Courthouse | 19-T1-D1010-100-ELE02 | Electric Elevator #2 | Otis | 337002 | 219HT | OM00035356 | State ID# 053882¦Under Modernization Phase III 7/11/2019 until 10/10/2019 | Elevator Room | NA | NA | NA | 44 | 240 | 152 | Electric | 3 | NA | NA | \Classifications\Building System Class\D10-Conveyance Systems\D1010 - Elevator\Elevator,Electric,Pass/Freight - ELE | 1014750
19-T1 | 19-T1 Metropolitan Courthouse | 19-T1-D1010-100-ELE03 | Electric Elevator #3 | Otis | 337003 | 219HT | OM00035357 | State ID# 053883¦Under Modernization Phase I until 4/5/2019 | Elevator Room | NA | NA | NA | 44 | 240 | 152 | Electric | 3 | NA | NA | \Classifications\Building System Class\D10-Conveyance Systems\D1010 - Elevator\Elevator,Electric,Pass/Freight - ELE | 1014751
19-T1 | 19-T1 Metropolitan Courthouse | 19-T1-D1010-100-ELE04 | Electric Elevator #4 | Otis | 337004 | 219HT | OM00035358 | State ID# 053884¦Under Modernization Phase II until 7/10/2019 | Elevator Room | NA | NA | NA | 44 | 240 | 152 | Electric | 3 | NA | NA | \Classifications\Building System Class\D10-Conveyance Systems\D1010 - Elevator\Elevator,Electric,Pass/Freight - ELE | 1014752
19-T1 | 19-T1 Metropolitan Courthouse | 19-T1-D1010-100-ELE05 | Electric Elevator #5 | Otis | 337005 | 219HT | OM00035359 | State ID# 053885¦Under Modernization Phase I until 4/5/2019 | Elevator Room | NA | NA | NA | 44 | 240 | 152 | Electric | 3 | NA | NA | \Classifications\Building System Class\D10-Conveyance Systems\D1010 - Elevator\Elevator,Electric,Pass/Freight - ELE | 1014753
19-T1 | 19-T1 Metropolitan Courthouse | 19-T1-D1010-100-ELE06 | Electric Elevator #6 | Otis | 337006 | 219HT | OM00035360 | State ID# 053760¦Under Modernization Phase III 7/11/2019 until 10/10/2019 | Elevator Room | NA | NA | NA | 44 | 240 | 152 | Electric | 3 | NA | NA | \Classifications\Building System Class\D10-Conveyance Systems\D1010 - Elevator\Elevator,Electric,Pass/Freight - ELE | 1014754
19-T1 | 19-T1 Metropolitan Courthouse | 19-T1-D1010-100-ELE07 | Electric Elevator #7 | Otis | 337007 | 219HT | OM00035361 | State ID# 053761 | Elevator Room | NA | NA | NA | 44 | 240 | 152 | Electric | 3 | NA | NA | \Classifications\Building System Class\D10-Conveyance Systems\D1010 - Elevator\Elevator,Electric,Pass/Freight - ELE | 1014755
19-T1 | 19-T1 Metropolitan Courthouse | 19-T1-D1010-100-ELE08 | Electric Elevator #8 | Otis | 337008 | 219HT | OM00035362 | State ID# 053888¦Under Modernization Phase I until 4/5/2019 | Elevator Room | NA | NA | NA | 44 | 240 | 152 | Electric | 3 | NA | NA | \Classifications\Building System Class\D10-Conveyance Systems\D1010 - Elevator\Elevator,Electric,Pass/Freight - ELE | 1014756
19-T1 | 19-T1 Metropolitan Courthouse | 19-T1-D1010-100-ELE09 | Electric Elevator #9 | Otis | 337009 | 219HT | OM00035363 | State ID# 053889¦Under Modernization Phase IIb until 6/15/2019 | Elevator Room | NA | NA | NA | 44 | 240 | 152 | Electric | 3 | NA | NA | \Classifications\Building System Class\D10-Conveyance Systems\D1010 - Elevator\Elevator,Electric,Pass/Freight - ELE | 1014757
19-T1 | 19-T1 Metropolitan Courthouse | 19-T1-D1010-100-ELE10 | Electric Elevator #10 | Otis | 337543 | 219HT | OM00035326 | State ID# 053890¦Under Modernization Phase II until 7/10/2019 | Elevator Room | NA | NA | NA | 44 | 240 | 152 | Electric | 3 | NA | NA | \Classifications\Building System Class\D10-Conveyance Systems\D1010 - Elevator\Elevator,Electric,Pass/Freight - ELE | 1014758
19-T1 | 19-T1 Metropolitan Courthouse | 19-T1-D1010-100-ELE11 | Electric Elevator #11 | Otis | 337544 | 219HT | OM00035366 | State ID# 053891¦Under Modernization Phase IV 10/11/2019 until 02/17/2020 | Elevator Room | NA | NA | NA | 42 | 240 | 145 | Electric | 3 | NA | NA | \Classifications\Building System Class\D10-Conveyance Systems\D1010 - Elevator\Elevator,Electric,Pass/Freight - ELE | 1014759
19-T1 | 19-T1 Metropolitan Courthouse | 19-T1-D1010-100-ELE12 | Electric Elevator #12 | Otis | 372442 | 219HT | OM00035364 | State ID# 053892¦Under Modernization Phase III 7/11/2019 until 10/10/2019 | Elevator Room | NA | NA | NA | 33 | 240 | 114 | Electric | 3 | NA | NA | \Classifications\Building System Class\D10-Conveyance Systems\D1010 - Elevator\Elevator,Electric,Pass/Freight - ELE | 1014760
19-T1 | 19-T1 Metropolitan Courthouse | 19-T1-D1010-100-ELE13 | Elevator #13 | Otis | JE2372206 | 5KL286AK258V | OM00035365 | State ID# 053893¦Under Modernization Phase IV 10/11/2019 until 02/17/2020 | Elevator Room | NA | NA | NA | 40 | 240/480 | 92.4-46.2 | Hydraulic | 3 | NA | NA | \Classifications\Building System Class\D10-Conveyance Systems\D1010 - Elevator\Elevator,Hydraulic,Pass/Freight - ELE | 1014761
19-T1 | 19-T1 Metropolitan Courthouse | 19-T1-D2017-100-SHW01 | Eye Washer, Emergency Shower | Haws | NA | 006700007D | OM00035391 |  | Chiller Room | NA | NA | NA | NA | NA | NA | NA | 2 | NA | NA | \Classifications\Building System Class\D20-Plumbing\D2010 - Plumb Fix\Showers - SHW | 1014762
19-T1 | 19-T1 Metropolitan Courthouse | 19-T1-D2023-310-HWP01 | Hot Water Circulating Pump #1 | Taco Pumps | 2031262 | 1935-S13 | OM00035377 |  | Boiler Room | NA | NA | NA | 3/4 | 110/240 | 10.80/5.40 | Electric | 1 | NA | NA | \Classifications\Building System Class\D20-Plumbing\D2020 - Domestic Water\Domestic Hot Water Circulating Pump - HWP | 1014763
19-T1 | 19-T1 Metropolitan Courthouse | 19-T1-D2023-310-HWP02 | Hot Water Circulating Pump #2` | Taco Pumps | NA | 1935-C1E1 | OM00035378 |  | Boiler Room | NA | NA | NA | 3/4 | 110/240 | 10.80/5.40 | Electric | 1 | NA | NA | \Classifications\Building System Class\D20-Plumbing\D2020 - Domestic Water\Domestic Hot Water Circulating Pump - HWP | 1014764
19-T1 | 19-T1 Metropolitan Courthouse | 19-T1-D2023-310-HWP03 | Hot Water Circulating Pump #3 | Taco Pumps | 2031377 | 1935-S13 | OM00035379 |  | Boiler Room | NA | NA | NA | 3/4 | 110/240 | 10.80/5.40 | Electric | 1 | NA | NA | \Classifications\Building System Class\D20-Plumbing\D2020 - Domestic Water\Domestic Hot Water Circulating Pump - HWP | 1014765
19-T1 | 19-T1 Metropolitan Courthouse | 19-T1-D2023-310-HWP04 | Hot Water Circulating Pump #4 | Taco Pumps | NA | 10678978 | OM00035380 |  | Boiler Room | NA | NA | NA | 3/4 | 110 | 10.80/5.40 | Electric | 1 | NA | NA | \Classifications\Building System Class\D20-Plumbing\D2020 - Domestic Water\Domestic Hot Water Circulating Pump - HWP | 1014766
19-T1 | 19-T1 Metropolitan Courthouse | 19-T1-D2023-310-HWP05 | Hot Water Circulating Pump #5 | Bell & Gossett | 172709LF | B604S031 | OM00035375 |  | Boiler Room | NA | NA | NA | 1/3 | 240/480 | 1.4-1.6/0.8 | Electric | 3 | NA | NA | \Classifications\Building System Class\D20-Plumbing\D2020 - Domestic Water\Domestic Hot Water Circulating Pump - HWP | 1014767
19-T1 | 19-T1 Metropolitan Courthouse | 19-T1-D2023-310-WBS01 | Domestic Water Booster System Pump | Paco Pump | STLD10436B_B | NA | OM00035314 |  | Air Handler Room | NA | NA | NA | 7.5 | 240/480 | 18.8-17.4/8.7 | Electric | 3 | NA | NA | \Classifications\Building System Class\D20-Plumbing\D2020 - Domestic Water\Domestic Water Booster System - WBS | 1014768
19-T1 | 19-T1 Metropolitan Courthouse | 19-T1-D2022-260-HWG01 | Gas Hot Water Heater | RBI | 030745680 | LW225 | OM00035373 |  | Boiler Room | NA | NA | NA | NA | 110 | 12 | Gas | 1 | 225,000 | NA | \Classifications\Building System Class\D20-Plumbing\D2020 - Domestic Water\Domestic Water Heater, Gas - HWG | 1014769
19-T1 | 19-T1 Metropolitan Courthouse | 19-T1-D2040-100-PSU03 | Sump Pump #3 | Aurora Pump | NA | 303319 | OM00035429 |  | Center of the Garage | NA | NA | NA | 5 | 240/480 | 14/7 | Electric | 1 | NA | NA | \Classifications\Building System Class\D20-Plumbing\D2040 - Rain Drain\Sump Pump - PSU | 1014772
19-T1 | 19-T1 Metropolitan Courthouse | 19-T1-D2040-100-PSU04 | Sump Pump #4 | Aurora Pump | NA | 303319 | OM00035430 |  | Center of the Garage | NA | NA | NA | 5 | 240/480 | 14/7 | Electric | 1 | NA | NA | \Classifications\Building System Class\D20-Plumbing\D2040 - Rain Drain\Sump Pump - PSU | 1014773
19-T1 | 19-T1 Metropolitan Courthouse | 19-T1-D3020-100-HET01 | Hot Water Expansion Tank Large | Downey | 3101 | NA | OM00035374 |  | Boiler Room | NA | NA | NA | NA | NA | NA | NA |  | NA | NA | \Classifications\Building System Class\D30-HVAC Systems\D3020 - Heat SYS\Heater Water Expansion Tank - HET | 1014774
19-T1 | 19-T1 Metropolitan Courthouse | 19-T1-D3044-125-PHW01 | Hot Water Pump #1 | Aurora Pump | 70-1316-3 | OJPA-BF | OM00035389 |  | Chiller Room | NA | NA | NA | 25 | 240/480 | 62/31 | Electric | 3 | NA | NA | \Classifications\Building System Class\D30-HVAC Systems\D3040 - Distribution SYS\Hot Water Pump - PHW | 1014775
19-T1 | 19-T1 Metropolitan Courthouse | 19-T1-D3021-130-BLR01 | Gas Hot Water Boiler #1 | RBI | 040952944 | DB1950 | OM00035336 |  | Boiler Room | NA | NA | NA | NA | 110 | 12 | Natural gas | 1 | 1,950,000 | 1,657,500 | \Classifications\Building System Class\D30-HVAC Systems\D3020 - Heat SYS\Boiler,Hot Water,Oil/Gas/Comb. - BLR | 1014777
19-T1 | 19-T1 Metropolitan Courthouse | 19-T1-D3021-130-BLR02 | Gas Hot Water Boiler #2 | RBI | 040952941 | DB1950 | OM00035334 |  | Boiler Room | NA | NA | NA | NA | 110 | 12 | Natural gas | 1 | 1,950,000 | 1,657,500 | \Classifications\Building System Class\D30-HVAC Systems\D3020 - Heat SYS\Boiler,Hot Water,Oil/Gas/Comb. - BLR | 1014778
19-T1 | 19-T1 Metropolitan Courthouse | 19-T1-D3021-130-BLR03 | Gas Hot Water Boiler #3 | RBI | 040952945 | DB1950 | OM00035335 |  | Boiler Room | NA | NA | NA | NA | 110 | 12 | Natural gas | 1 | 1,950,000 | 1,657,500 | \Classifications\Building System Class\D30-HVAC Systems\D3020 - Heat SYS\Boiler,Hot Water,Oil/Gas/Comb. - BLR | 1014779
19-T1 | 19-T1 Metropolitan Courthouse | 19-T1-D3021-130-BLR04 | Gas Hot Water Boiler #4 | RBI | 040952940 | DB1950 | OM00035332 |  | Boiler Room | NA | NA | NA | NA | 110 | 12 | Natural gas | 1 | 1,950,000 | 1,657,500 | \Classifications\Building System Class\D30-HVAC Systems\D3020 - Heat SYS\Boiler,Hot Water,Oil/Gas/Comb. - BLR | 1014780
19-T1 | 19-T1 Metropolitan Courthouse | 19-T1-D2090-230-WIP03 | Water Treatment Pump #3 | Walchem | 1605030298 | WCT-410/1N2V | OM00035394 |  | Chiller Room | NA | NA | NA | NA | 240 | 2.2 | Electric | 1 | NA | NA | \Classifications\Building System Class\D20-Plumbing\D2090 - Other Plumbing SYS\Water Treatment Inhibitor Pump - WIP | 1014781
19-T1 | 19-T1 Metropolitan Courthouse | 19-T1-D2090-230-WIP01 | Aqua Trak Controller | Aqua Trac | F1890211 | Smart Flex | OM00035406 |  | Chiller Room | NA | NA | NA | NA | 110 | 2 | Electric | 1 | NA | NA | \Classifications\Building System Class\D20-Plumbing\D2090 - Other Plumbing SYS\Water Treatment Inhibitor Pump - WIP | 1014782
19-T1 | 19-T1 Metropolitan Courthouse | 19-T1-D3030-110-CTW01 | Cooling Tower #1 | DAC | U176485402-01-01 | PT2-1012A-2L1 | OM00035792 |  | Cooling Tower | NA | NA | NA | 25 | 480 | 30.8 | Electric | 3 | NA | NA | \Classifications\Building System Class\D30-HVAC Systems\D3030 - Cooling SYS\Cooling Tower - CTW | 1014783
19-T1 | 19-T1 Metropolitan Courthouse | 19-T1-D3030-110-CTW02 | Cooling Tower #2 | DAC | U176485401-01-01 | PT2-1012A-2L1 | OM00035793 |  | Cooling Tower | NA | NA | NA | 25 | 480 | 30.8 | Electric | 3 | NA | NA | \Classifications\Building System Class\D30-HVAC Systems\D3030 - Cooling SYS\Cooling Tower - CTW | 1014784
19-T1 | 19-T1 Metropolitan Courthouse | 19-T1-D3031-130-CLR01 | Water Cooled Chiller #1 | Multistack | AG 11-036 | MS0392FC1M2W2H1CC87LO-R134A | OM00035789 |  | Mechanical Room | NA | NA | R-134A | NA | 480 | DNA | Electric | 3 | NA | NA | \Classifications\Building System Class\D30-HVAC Systems\D3030 - Cooling SYS\Chiller, Water Cooled - CLR | 1014785
19-T1 | 19-T1 Metropolitan Courthouse | 19-T1-D3031-130-CLR02 | Water Cooled Chiller #2 | Multistack | AG 11-035 | MS0392FC1M2W2H1CC87LO-R134A | OM00035790 |  | Mechanical Room | NA | NA | R-134A | NA | 480 | DNA | Electric | 3 | NA | NA | \Classifications\Building System Class\D30-HVAC Systems\D3030 - Cooling SYS\Chiller, Water Cooled - CLR | 1014786
19-T1 | 19-T1 Metropolitan Courthouse | 19-T1-D3031-100-PCH02 | Cooling Tower Water Pump #2 | Aurora Pump | 70-1797-2 | R-357 | OM00035352 |  | Chiller Room | NA | NA | NA | 40 | 240/480 | 91/46 | Electric | 3 | NA | NA | \Classifications\Building System Class\D30-HVAC Systems\D3030 - Cooling SYS\Chilled Water Pump - PCH | 1014788
19-T1 | 19-T1 Metropolitan Courthouse | 19-T1-D3031-100-PCH03 | Chilled Water Pump #3 | Aurora Pump | NA | 5K324AK205 | OM00035349 |  | Chiller Room | NA | NA | NA | 40 | 240/480 | 106/53 | Electric | 3 | NA | NA | \Classifications\Building System Class\D30-HVAC Systems\D3030 - Cooling SYS\Chilled Water Pump - PCH | 1014789
19-T1 | 19-T1 Metropolitan Courthouse | 19-T1-D3031-100-PCH04 | Chilled Water Pump #4 | Aurora Pump | 70-1796-2 | R-1715-01-269 | OM00035350 |  | Chiller Room | NA | NA | NA | 40 | 240/480 | 96/48 | Electric | 3 | NA | NA | \Classifications\Building System Class\D30-HVAC Systems\D3030 - Cooling SYS\Chilled Water Pump - PCH | 1014790
19-T1 | 19-T1 Metropolitan Courthouse | 19-T1-D3050-250-ACU01 | Air Conditioning, Split System (Outside Boiler Rm) | Mitsubishi Electric | 69E00738D | PU24EK1 | OM00035402 |  | Near Stairwell 9 | NA | NA | R-22 | NA | 208/230 | 11.5/5.4 | Electric | 1 | NA | NA | \Classifications\Building System Class\D30-HVAC Systems\D3050 - Package SYS\Air Conditioning,Split System - ACU | 1014791
19-T1 | 19-T1 Metropolitan Courthouse | 19-T1-D3050-250-ACU02 | Air Conditioning, Split System (Outside Boiler Rm) | Mitsubishi Electric | 69E00L8TD | PU24EK1 | OM00035403 |  | Near Stairwell 9 | NA | NA | R-22 | NA | 208/230 | 11.5/5.4 | Electric | 1 | NA | NA | \Classifications\Building System Class\D30-HVAC Systems\D3050 - Package SYS\Air Conditioning,Split System - ACU | 1014792
19-T1 | 19-T1 Metropolitan Courthouse | 19-T1-D3041-110-AHU01 | Air Handler Unit #1 | McQuay Inc | 802574-010 | LM267V | OM00035315 |  | Air Handler Room | 24X24X2 | NA | Chilled water | 10 | 230/460 | 24.70-12.30 | Electric | 3 | NA | NA | \Classifications\Building System Class\D30-HVAC Systems\D3040 - Distribution SYS\Air Handling Unit - AHU | 1014794
19-T1 | 19-T1 Metropolitan Courthouse | 19-T1-D3041-110-AHU02 | Air Handler Unit #2 | McQuay Inc | 802574 | LMI141V | OM00035409 |  | Mechanical Room | 24X24X2 | NA | Chilled water | 25 | 230/460 | 63.0-31.5 | Electric | 3 | NA | NA | \Classifications\Building System Class\D30-HVAC Systems\D3040 - Distribution SYS\Air Handling Unit - AHU | 1014795
19-T1 | 19-T1 Metropolitan Courthouse | 19-T1-D3041-110-AHU03 | Air Handler Unit #3 | McQuay Inc | 802574-030 | 030-LML150AV | OM00035421 |  | Air Handler Room | 24X24X2 | NA | Chilled water | 20 | 230/460 | 52/26 | Electric | 3 | NA | NA | \Classifications\Building System Class\D30-HVAC Systems\D3040 - Distribution SYS\Air Handling Unit - AHU | 1014796
19-T1 | 19-T1 Metropolitan Courthouse | 19-T1-D3041-110-AHU04 | Air Handler Unit #4 | McQuay Inc | 802574-040 | 040-LML150AV | OM00035400 |  | Air Handler Room | 24x24x12 (15) | NA | Chilled water | 20 | 240/480 | 49/24.5 | Electric | 3 | NA | NA | \Classifications\Building System Class\D30-HVAC Systems\D3040 - Distribution SYS\Air Handling Unit - AHU | 1014797
19-T1 | 19-T1 Metropolitan Courthouse | 19-T1-D3041-110-AHU05 | Air Handler Unit #5 | McQuay Inc | 802574-080 | 050-LML150AV | OM00035399 |  | Air Handler Room | B162 (3) | 24x24x12 (15) | Chilled water | 20 | 240/480 | 53.0/26.5 | Electric | 3 | NA | NA | \Classifications\Building System Class\D30-HVAC Systems\D3040 - Distribution SYS\Air Handling Unit - AHU | 1014798
19-T1 | 19-T1 Metropolitan Courthouse | 19-T1-D3041-110-AHU06 | Air Handler Unit #6 | McQuay Inc | NA | 060-LML150AV | OM00035398 |  | Air Handler Room | B180 (4) | 24X24X12 (15) | Chilled water | 25 | 240/480 | 60/30 | Electric | 3 | NA | NA | \Classifications\Building System Class\D30-HVAC Systems\D3040 - Distribution SYS\Air Handling Unit - AHU | 1014799
19-T1 | 19-T1 Metropolitan Courthouse | 19-T1-D3041-110-AHU07 | Air Handler Unit #7 | McQuay Inc | NA | 170-LML150AV | OM00035396 |  | Air Handler Room | B180 (4) | 24x24x12 (18) | Chilled water | 25 | 240/480 | 62.1/31.2 | Electric | 3 | NA | NA | \Classifications\Building System Class\D30-HVAC Systems\D3040 - Distribution SYS\Air Handling Unit - AHU | 1014800
19-T1 | 19-T1 Metropolitan Courthouse | 19-T1-D3041-110-AHU08 | Air Handler Unit #8 | McQuay Inc | NA | 080-LML150AV | OM00035395 |  | Air Handler Room | B180 (4) | 24x24x12 (18) | Chilled water | 25 | 240/480 | 63/31.5 | Electric | 3 | NA | NA | \Classifications\Building System Class\D30-HVAC Systems\D3040 - Distribution SYS\Air Handling Unit - AHU | 1014801
19-T1 | 19-T1 Metropolitan Courthouse | 19-T1-D3041-110-AHU09 | Air Handler Unit #9 | McQuay Inc | NA | 090-LML164AV | OM00035393 |  | Air Handler Room | B173 (4) | 24x24x12 (20) | Chilled water | 25 | 240/480 | 66-60/30 | Electric | 3 | NA | NA | \Classifications\Building System Class\D30-HVAC Systems\D3040 - Distribution SYS\Air Handling Unit - AHU | 1014802
19-T1 | 19-T1 Metropolitan Courthouse | 19-T1-D3042-220-EFN01 | Exhaust Fan (10th Floor Elevator Rm) (Belt Driven) | Loren Cook | 46713-5936-1070 | BL24L4 | OM00035367 |  | Elevator Room | A-31 | NA | NA | 1/3 | 110 | 5.4 | Electric | 1 | NA | NA | \Classifications\Building System Class\D30-HVAC Systems\D3040 - Distribution SYS\Supply/Exhaust/Return fans- FAN | 1014806
19-T1 | 19-T1 Metropolitan Courthouse | 19-T1-D3042-220-EFN02 | Exhaust Fan #1 (Belt Driven) | McQuay Inc | 802574-200 | DMP1016 | OM00035306 |  | Engineer's Room | AP-51 (1) | NA | NA | 1/2 | 110 | 15.0/7.4 | Electric | 1 | NA | NA | \Classifications\Building System Class\D30-HVAC Systems\D3040 - Distribution SYS\Supply/Exhaust/Return fans- FAN | 1014807
19-T1 | 19-T1 Metropolitan Courthouse | 19-T1-D3042-220-EFN03 | Exhaust Fan (10th Floor Elevator Rm) (Belt Driven) | Dayton | NA | 3C145A | OM00035372 |  | Elevator Room | 4L280 (1) | NA | NA | 3/4 | 110/240 | 11.6/5.8 | Electric | 1 | NA | NA | \Classifications\Building System Class\D30-HVAC Systems\D3040 - Distribution SYS\Supply/Exhaust/Return fans- FAN | 1014808
19-T1 | 19-T1 Metropolitan Courthouse | 19-T1-D3042-220-EFN04 | Belt Driven Exhaust Fan #4 | Sheldons MFG Corp | NA | NA | OM00035329 |  | Near Stairwell #13 | B70 (2) | NA | NA | 7.5 | 240/480 | 21/10.5 | Electric | 3 | NA | NA | \Classifications\Building System Class\D30-HVAC Systems\D3040 - Distribution SYS\Supply/Exhaust/Return fans- FAN | 1014809
19-T1 | 19-T1 Metropolitan Courthouse | 19-T1-D3042-220-EFN05 | Exhaust Fan #3 (Belt Driven) | Loren Cook | 426713-9714 | 32CY11A | OM00035311 |  | Air Handler Room | A-78 (2) | NA | NA | 5 | 240/480 | 13.5/9.7-8.6 | Electric | 3 | NA | NA | \Classifications\Building System Class\D30-HVAC Systems\D3040 - Distribution SYS\Supply/Exhaust/Return fans- FAN | 1014810
19-T1 | 19-T1 Metropolitan Courthouse | 19-T1-D3042-220-EFN06 | Belt Driven Exhaust Fan #6 | Loren Cook | E1G551 | BL24L4 | OM00035371 |  | Elevator Room | 4L340 (1) | NA | NA | 1/3 | 110 | 5.4 | Electric | 1 | NA | NA | \Classifications\Building System Class\D30-HVAC Systems\D3040 - Distribution SYS\Supply/Exhaust/Return fans- FAN | 1014811
19-T1 | 19-T1 Metropolitan Courthouse | 19-T1-D3042-220-EFN12 | Belt Driven Exhaust Fan #12 | Sheldons MFG Corp | U700663 | 200 | OM00035330 |  | Outside Chiller Room Westside of Building | A42 (2) | NA | NA | 2 | 240/480 | 7.6/3.8 | Electric | 3 | NA | NA | \Classifications\Building System Class\D30-HVAC Systems\D3040 - Distribution SYS\Supply/Exhaust/Return fans- FAN | 1014812
19-T1 | 19-T1 Metropolitan Courthouse | 19-T1-D3042-220-EFN13 | Belt Driven Exhaust Fan #13 | Sheldons MFG Corp | U700664 | 122 | OM00035583 |  | Roof - behind boiler room | 4L290 (2) | NA | NA | 3/4 | 240/480 | 3.4/1.7 | Electric | 3 | NA | NA | \Classifications\Building System Class\D30-HVAC Systems\D3040 - Distribution SYS\Supply/Exhaust/Return fans- FAN | 1014813
19-T1 | 19-T1 Metropolitan Courthouse | 19-T1-D3042-220-EFN14 | Belt Driven Exhaust Fan #14 | Loren Cook | 46713-9702 | 2CV3R | OM00035401 |  | Duct Exhaust | A-52 (1) | NA | NA | 1/3 | 110 | 5.4 | Electric | 1 | NA | NA | \Classifications\Building System Class\D30-HVAC Systems\D3040 - Distribution SYS\Supply/Exhaust/Return fans- FAN | 1014814
19-T1 | 19-T1 Metropolitan Courthouse | 19-T1-D3042-220-EFN15 | Belt Driven Exhaust Fan #15 | Loren Cook | 46713-9701 | 2CV3R | OM00035397 |  | Air Handler Room | 4L540 (1) | NA | NA | 1/3 | 110 | 5.4 | Electric | 1 | NA | NA | \Classifications\Building System Class\D30-HVAC Systems\D3040 - Distribution SYS\Supply/Exhaust/Return fans- FAN | 1014815
19-T1 | 19-T1 Metropolitan Courthouse | 19-T1-D3042-220-EFN17 | Belt Driven Exhaust Fan #17 | Sheldons MFG Corp | U700665 | 122 | OM00035310 |  | Air Handler Room | 4L330 (2) | NA | NA | 1 | 240/480 | 6/4.2 | Electric | 3 | NA | NA | \Classifications\Building System Class\D30-HVAC Systems\D3040 - Distribution SYS\Supply/Exhaust/Return fans- FAN | 1014816
19-T1 | 19-T1 Metropolitan Courthouse | 19-T1-D3050-250-ACU04 | Air Conditioning, Split System (Cooling Tower Roof) | Carrier | 4498E17247 | 38CKC060300 | OM00035385 |  | Cooling Tower Encloser | NA | NA | R-22 | 0.25 | 208-230 | 28.9 | Electric | 1 | NA | NA | \Classifications\Building System Class\D30-HVAC Systems\D3050 - Package SYS\Air Conditioning,Split System - ACU | 1014819
19-T1 | 19-T1 Metropolitan Courthouse | 19-T1-D3050-250-ACU05 | Air Conditioning, Split System (Cooling Tower Roof) | Carrier | 4498E17241 | 38CKC060300 | OM00035386 |  | Cooling Tower Encloser | NA | NA | R-22 | 0.25 | 208-230 | 28.9 | Electric | 1 | NA | NA | \Classifications\Building System Class\D30-HVAC Systems\D3050 - Package SYS\Air Conditioning,Split System - ACU | 1014820
19-T1 | 19-T1 Metropolitan Courthouse | 19-T1-D3050-250-ACU06 | Air Conditioning, Split System (Cooling Tower Roof) | Carrier | 4498E17227 | 38CKC060300 | OM00035387 |  | Cooling Tower Encloser | NA | NA | R-22 | 0.25 | 208-230 | 28.9 | Electric | 1 | NA | NA | \Classifications\Building System Class\D30-HVAC Systems\D3050 - Package SYS\Air Conditioning,Split System - ACU | 1014821
19-T1 | 19-T1 Metropolitan Courthouse | 19-T1-D3090-114-CMP01 | COMPRESSOR, CONTROL AIR #1 | Ingersoll Rand | 30T737521 | T3015120H | OM00035347 |  | Chiller Room | B-87 | NA | NA | 10 | 240 | 26.6/113.3 | Electric | 3 | NA | NA | \Classifications\Building System Class\D30-HVAC Systems\D3090 - Other HVAC Systems and Equipment\Air Compressor - CMP | 1014823
19-T1 | 19-T1 Metropolitan Courthouse | 19-T1-D3090-114-CMP02 | COMPRESSOR, CONTROL AIR #2 | Ingersoll Rand | 30T737522 | T3015120H | OM00035348 |  | Chiller Room | B-87 | NA | NA | 10 | 240 | 26.6/113.3 | Electric | 3 | NA | NA | \Classifications\Building System Class\D30-HVAC Systems\D3090 - Other HVAC Systems and Equipment\Air Compressor - CMP | 1014824
19-T1 | 19-T1 Metropolitan Courthouse | 19-T1-D4010-150-FMS01 | Fire Systems, All Stand Pipe #1 | NA | NA | NA | OM00035422 |  | Infront of Courthouse | NA | NA | NA | NA | NA | NA | NA | 3 | NA | NA | \Classifications\Building System Class\D40-Fire Protection SYS\D4010 - Sprinkler SYS\Fire Systems, stand pipes - FMS | 1014825
19-T1 | 19-T1 Metropolitan Courthouse | 19-T1-D4010-150-FMS02 | Fire Systems, All Stand Pipe #2 | NA | NA | NA | OM00035423 |  | Infront of Courthouse Hill Street | NA | NA | NA | NA | NA | NA | NA | 3 | NA | NA | \Classifications\Building System Class\D40-Fire Protection SYS\D4010 - Sprinkler SYS\Fire Systems, stand pipes - FMS | 1014826
19-T1 | 19-T1 Metropolitan Courthouse | 19-T1-D2023-100-BFP01 | BACKFLOW PREVENTER #1 (3" FIRE PUMP) | Wilkins | A03825 | 950 3" | OM00035313 | OW0209916-FA0234832-BD0042856-MARCH | Air Handler Room (LAPHD FORM REQUIRED) | NA | NA | NA | NA | NA | NA | NA | 3 | NA | NA | \Classifications\Building System Class\D20-Plumbing\D2020 - Domestic Water\Backflow Preventer - BFP | 1014827
19-T1 | 19-T1 Metropolitan Courthouse | 19-T1-D2023-100-BFP02 | Backflow Preventer #2 (Basement Parking Garage) (8") | Wilkins | 30357 | 975 | OM00035321 |  | Parking Garage | NA | NA | NA | NA | NA | NA | NA | 3 | NA | NA | \Classifications\Building System Class\D20-Plumbing\D2020 - Domestic Water\Backflow Preventer - BFP | 1014828
19-T1 | 19-T1 Metropolitan Courthouse | 19-T1-D4022-210-FSG01 | Electric Motor Driven Fire Pump | Johnston Vertical Pump | GC-1233 | NA | OM00035312 |  | Air Handler Room | NA | NA | NA | NA | 240 | 30.1/60.2 | Electric | 3 | NA | NA | \Classifications\Building System Class\D40-Fire Protection SYS\D4020 - Stand Pipe\Pump,Fire,Electric Motor Driven - FSG | 1014831
19-T1 | 19-T1 Metropolitan Courthouse | 19-T1-D4031-100-FEX147 | Fire Extinguishers (147) | NA | NA | NA | OM00035419 |  | All | NA | NA | NA | NA | NA | NA | NA | 1 | NA | NA | \Classifications\Building System Class\D40-Fire Protection SYS\D4030 - FIRE SPEC\Fire Extinguisher - FEX | 1014832
19-T1 | 19-T1 Metropolitan Courthouse | 19-T1-D5010-200-ESD02 | Electrical Switchboard (Room A18) | GE | NA | 14261-N1 | OM00035317 |  | Air Handler Room | NA | NA | NA | NA | 480 | 6000 | Electric | 3 | NA | NA | \Classifications\Building System Class\D50-Electrical SYS\D5010 - Elec Service & Dist\Electical Service and Distribution - ESD | 1014834
19-T1 | 19-T1 Metropolitan Courthouse | 19-T1-D5010-110-MCC01 | Motor Control Center | GE | B1A1T4-72C245806-1 | 78713B/P | OM00035308 |  | Air Handler Room | NA | NA | NA | NA | 480 | 600 | Electric | 3 | NA | NA | \Classifications\Building System Class\D50-Electrical SYS\D5010 - Elec Service & Dist\Chiller Room Electrical Panel - MCC | 1014835
19-T1 | 19-T1 Metropolitan Courthouse | 19-T1-D5010-200-ESD01 | Electrical Switchboard under 560 | GE | NA | 14261-N1 | OM00035320 |  | Electrical Room | NA | NA | NA | NA | 240 | 3000 | Electric | 3 | NA | NA | \Classifications\Building System Class\D50-Electrical SYS\D5010 - Elec Service & Dist\Electical Service and Distribution - ESD | 1014838
19-T1 | 19-T1 Metropolitan Courthouse | 19-T1-D5011-240-TRN01 | Electrical Transformer #1 | GE | NA | 9T23A3877 | OM00035307 |  | Air Handler Room | NA | NA | NA | NA | 480 | 225 | Electric | 3 | NA | NA | \Classifications\Building System Class\D50-Electrical SYS\D5010 - Elec Service & Dist\Transformer - TRN | 1014839
19-T1 | 19-T1 Metropolitan Courthouse | 19-T1-D5011-240-TRN02 | Electrical Transformer #2 | GE | NA | 9T23A3875 | OM00035309 |  | Air Handler Room | NA | NA | NA | NA | 480 | 112.5 | Electric | 3 | NA | NA | \Classifications\Building System Class\D50-Electrical SYS\D5010 - Elec Service & Dist\Transformer - TRN | 1014840
19-T1 | 19-T1 Metropolitan Courthouse | 19-T1-D5011-240-TRN03 | Electrical Transformer #3 | GE | NA | 9T51Y12 | OM00035415 |  | Caged Tool Area | NA | NA | NA | NA | 240 | 2 | Electric | 3 | NA | NA | \Classifications\Building System Class\D50-Electrical SYS\D5010 - Elec Service & Dist\Transformer - TRN | 1014841
19-T1 | 19-T1 Metropolitan Courthouse | 19-T1-D5036-200-CSY01 | Clock Systems | Applied Technical Systems | 0614-09481 | MC4181 | OM00035305 |  | Engineer Office | NA | NA | NA | NA | 110 | 1.0 | Electric | 1 | NA | NA | \Classifications\Building System Class\D50-Electrical SYS\D5030 - Comm & Security\Clock Systems - CSY | 1014843
19-T1 | 19-T1 Metropolitan Courthouse | 19-T1-D5037-710-FAP01 | Fire Alarm Panel ""FA Communicator"" | Silent Knigh | NA | 5104B | OM00035408 |  | DNA | NA | NA | NA | NA | 110 | 1.25 | Electric | 1 | NA | NA | \Classifications\Building System Class\D50-Electrical SYS\D5030 - Comm & Security\Fire Alarm Panel - FAP | 1014844
19-T1 | 19-T1 Metropolitan Courthouse | 19-T1-D5037-710-FAP02 | Fire Alarm panel #2 (Lobby Guardshack) | Hochiki Corp | NA | Firenet Plus | OM00035410 |  | Lobby Area Guardshack | NA | NA | NA | NA | 110 | DNA | Electric | 1 | NA | NA | \Classifications\Building System Class\D50-Electrical SYS\D5030 - Comm & Security\Fire Alarm Panel - FAP | 1014845
19-T1 | 19-T1 Metropolitan Courthouse | 19-T1-D5092-250-EML185 | Emergency (60) and Exit (125) Lighting | NA | NA | NA | OM00035417 |  | All | NA | NA | NA | NA | Other | NA | Electric | 1 | NA | NA | \Classifications\Building System Class\D50-Electrical SYS\D5090 - Elec SYS\Emergency And Exit Lighting - EML | 1014848
19-T1 | 19-T1 Metropolitan Courthouse | 19-T1-D3031-200-MTR01 | Chilled Water Meter Reading | Sensus | NA | 48882302 | OM00035354 |  | Chiller Room | NA | NA | NA | NA | NA | NA | NA | 1 | NA | NA | \Classifications\Building System Class\D30-HVAC Systems\D3030 - Cooling SYS\Meter Reading Chiller Water - MTR | 1014849
19-T1 | 19-T1 Metropolitan Courthouse | 19-T1-G2023-160-PEB01 | Security Parking Electric Barrier #1 | Engineered Parking Systems | N0217011 | P301 | OM00035425 |  | Employee Entrance | NA | NA | NA | .5 | 240 | 10.6/5.3 | Electric | 3 | NA | NA | \Classifications\Building System Class\G20-Other Systems\G2020 - Parking Lots\Security Parking Electric Barrier - PEB | 1014850
19-T1 | 19-T1 Metropolitan Courthouse | 19-T1-G2023-160-PEB02 | Security Parking Electric Barrier #2 | Engineered Parking Systems | N0217012 | P301 | OM00035426 |  | Employee Entrance Parking North Side | NA | NA | NA | .5 | 240 | 10.6/5.3 | Electric | 3 | NA | NA | \Classifications\Building System Class\G20-Other Systems\G2020 - Parking Lots\Security Parking Electric Barrier - PEB | 1014851
19-T1 | 19-T1 Metropolitan Courthouse | 19-T1-G3010-210-PWT01 | Potable Water Storage Tank #1 | NA | NA | NA | OM00035316 |  | Air Handler Room | NA | NA | NA | NA | DNA | DNA | DNA | 1 | NA | NA | \Classifications\Building System Class\G30-Site Mechanical Utilities\G3010 - Water Supply\Potable Water Storage Tank - PWT | 1014852
19-T1 | 19-T1 Metropolitan Courthouse | 19-T1-G3010-210-PWT02 | Potable Water Storage Tank #2 | Downey | 3082 | NA | OM00035376 |  | Boiler Room | NA | NA | NA | NA | DNA | DNA | DNA | 1 | NA | NA | \Classifications\Building System Class\G30-Site Mechanical Utilities\G3010 - Water Supply\Potable Water Storage Tank - PWT | 1014853
19-T1 | 19-T1 Metropolitan Courthouse | 19-T1-G3063-100-AST01 | Above Ground Fuel Storage Tank | Hoover Vault Tank | M383385 | L-D-P500P | OM00035434 |  | Diesel Fuel Rm - stairwell 3 | NA | NA | NA | NA | NA | NA | Diesel | 3 | NA | NA | \Classifications\Building System Class\G30-Site Mechanical Utilities\G3060 - Fuel Distribution\Tank, Fuel Storage, Above Ground - AST | 1014854
19-T1 | 19-T1 Metropolitan Courthouse | 19-T1-D3012-120-GMR01 | Gas Meter Reading | NA | NA | NA | OM00035432 |  | Rear of Court - facing Olive St. | NA | NA | NA | NA | NA | NA | NA | 3 | NA | NA | \Classifications\Building System Class\D30-HVAC Systems\D3010 - Energy Supply\Gas Meter Readings - GMR | 1014855
19-T1 | 19-T1 Metropolitan Courthouse | 19-T1-D2020-130-WMR01 | Metered Water Reading Meter (cooling tower #1) | Sensus | A7701087 | NA | OM00035582 |  | In front of cooling tower #1 | NA | NA | NA | NA | NA | NA | NA | 1 | NA | NA | \Classifications\Building System Class\D20-Plumbing\D2020 - Domestic Water\Water Meter Readings - WMR | 1014856
19-T1 | 19-T1 Metropolitan Courthouse | 19-T1-G2050-200-LSC01 | Landscaping | NA | NA | NA | OM00035416 |  | Grounds | NA | NA | NA | NA | NA | NA | NA | 1 | NA | NA | \Classifications\Building System Class\G20-Other Systems\G2050 - Landscaping\Landscaping - LSC | 1014857
19-T1 | 19-T1 Metropolitan Courthouse | 19-T1-D5092-250-ELT55 | Exterior Lighting (55) | NA | NA | NA | OM00035418 |  | Exterior | NA | NA | NA | NA | 240 | NA | NA | 1 | NA | NA | \Classifications\Building System Class\D50-Electrical SYS\D5090 - Elec SYS\Exterior Lighting - ELT | 1014858
19-T1 | 19-T1 Metropolitan Courthouse | 19-T1-G2049-300-HSC01 | Hardscape | NA | NA | NA | OM00035411 |  | Grounds | NA | NA | NA | NA | NA | NA | NA | 1 | NA | NA | \Classifications\Building System Class\G20-Other Systems\G2040 - Site Development\Hardscape - HSC | 1014859
19-T1 | 19-T1 Metropolitan Courthouse | 19-T1-D2023-100-BFP05 | BACKFLOW PREVENTER #5 (3/4" SEWAGE) | WATTS | 300477 | 909 3/4" | OM00036137 | OW0209916-FA0234832-BD0012739-MARCH | TRAFFIC COURTS-PKG C LEVEL LOBBY (LAPHD FORM REQUIRED) | NA | NA | NA | NA | NA | NA | NA | NA | NA | NA | \Classifications\Building System Class\D20-Plumbing\D2020 - Domestic Water\Backflow Preventer - BFP | 1015478
19-T1 | 19-T1 Metropolitan Courthouse | 19-T1-D3042-220-EFN21 | FAN, EXHAUST #1 (PARKING GARAGE, LEVEL-B SOUTH) | Sheldons MFG Corp | U700653 | 402 | OM00035698 | NA | Basement - PARKING LEVEL-B SOUTH (GARAGE EXH #1) | B112 (3) | NA | NA | 15 | 240/480 | 41.5/20.6 | Electric | 3 | NA | NA | \Classifications\Building System Class\D30-HVAC Systems\D3040 - Distribution SYS\Supply/Exhaust/Return fans- FAN | 1015968
19-T1 | 19-T1 Metropolitan Courthouse | 19-T1-D3042-220-EFN22 | FAN, EXHAUST #2 (PARKING GARAGE, LEVEL-B SOUTH) | Sheldons MFG Corp | U700654 | 402 | OM00035697 | NA | Basement - PARKING LEVEL-B SOUTH (GARAGE EXH #2) | B112 (3) | NA | NA | 15 | 240/480 | 41/20.5 | Electric | 3 | NA | NA | \Classifications\Building System Class\D30-HVAC Systems\D3040 - Distribution SYS\Supply/Exhaust/Return fans- FAN | 1015969
19-T1 | 19-T1 Metropolitan Courthouse | 19-T1-D3042-220-EFN23 | FAN, EXHAUST #3 (PARKING GARAGE, LEVEL-B SOUTH) | Sheldons MFG Corp | U700655 | 330 | OM00035696 | NA | Basement - PARKING LEVEL-B SOUTH (GARAGE EXH #3) | B103 (2) | NA | NA | 7.5 | 240/480 | 22/11 | Electric | 3 | NA | NA | \Classifications\Building System Class\D30-HVAC Systems\D3040 - Distribution SYS\Supply/Exhaust/Return fans- FAN | 1015970
19-T1 | 19-T1 Metropolitan Courthouse | 19-T1-D3042-220-EFN24 | FAN, EXHAUST #4 (PARKING GARAGE, LEVEL-B SOUTH) | Sheldons MFG Corp | U700656 | 330 | OM00035699 | NA | Basement PARKING LEVEL-B SOUTH (GARAGE EXH #4) | B102 (2) | NA | NA | 7.5 | 240/480 | 21/10 | Electric | 3 | NA | NA | \Classifications\Building System Class\D30-HVAC Systems\D3040 - Distribution SYS\Supply/Exhaust/Return fans- FAN | 1015971
19-T1 | 19-T1 Metropolitan Courthouse | 19-T1-D3042-220-EFN25 | FAN, EXHAUST #5 (PARKING GARAGE, LEVEL-B NORTH) | Sheldons MFG Corp | U700657 | 330 | OM00035692 | NA | Basement PARKING LEVEL-B NORTH (GARAGE EXH #5) | B103 (2) | NA | NA | 10 | 240/480 | 27.6/13.8 | Electric | 3 | NA | NA | \Classifications\Building System Class\D30-HVAC Systems\D3040 - Distribution SYS\Supply/Exhaust/Return fans- FAN | 1015972
19-T1 | 19-T1 Metropolitan Courthouse | 19-T1-D3042-220-EFN26 | FAN, EXHAUST #6 (PARKING GARAGE, LEVEL-B SOUTH) | Sheldons MFG Corp | U700658 | 330 | OM00035695 | NA | Basement PARKING LEVEL-B SOUTH (GARAGE EXH #6) | B103 (2) | NA | NA | 10 | 240/480 | 30-28/14 | Electric | 3 | NA | NA | \Classifications\Building System Class\D30-HVAC Systems\D3040 - Distribution SYS\Supply/Exhaust/Return fans- FAN | 1015973
19-T1 | 19-T1 Metropolitan Courthouse | 19-T1-D3042-220-EFN27 | FAN, EXHAUST #7 (PARKING GARAGE, LEVEL-B NORTH) | Sheldons MFG Corp | U700659 | 365 | OM00035694 | NA | Basement PARKING LEVEL-B NORTH (GARAGE EXH #7) | B103 (2) | NA | NA | 7.5 | 240/480 | 12.5/8.6 | Electric | 3 | NA | NA | \Classifications\Building System Class\D30-HVAC Systems\D3040 - Distribution SYS\Supply/Exhaust/Return fans- FAN | 1015974
19-T1 | 19-T1 Metropolitan Courthouse | 19-T1-D3042-220-EFN28 | FAN, EXHAUST #8 (PARKING GARAGE, LEVEL-B) | Sheldons MFG Corp | U700660 | 365 | OM00035693 |  | Basement PARKING LEVEL-B (GARAGE EXH #8) | B100 (2) | NA | NA | 7.5 | 240/480 | 21/10.5 | Electric | 3 | NA | NA | \Classifications\Building System Class\D30-HVAC Systems\D3040 - Distribution SYS\Supply/Exhaust/Return fans- FAN | 1015975
19-T1 | 19-T1 Metropolitan Courthouse | 19-T1-D3042-220-EFN29 | FAN, EXHAUST #9 (PARKING GARAGE, LEVEL-A SOUTH) | Sheldons MFG Corp | U700645 | 330 | OM00035344 | NA | Basement PARKING LEVEL-A SOUTH (GARAGE EXH #9) | B136 (2) | NA | NA | 7.5 | 240/480 | 22/11 | Electric | 3 | NA | NA | \Classifications\Building System Class\D30-HVAC Systems\D3040 - Distribution SYS\Supply/Exhaust/Return fans- FAN | 1015976
19-T1 | 19-T1 Metropolitan Courthouse | 19-T1-D3042-220-EFN30 | FAN, EXHAUST #10 (PARKING GARAGE, LEVEL-A SOUTH) | Sheldons MFG Corp | U700646 | 330 | OM00035343 | NA | Basement PARKING LEVEL-A SOUTH (GARAGE EXH #10) | B136 (2) | NA | NA | 7.5 | 240/480 | 22/11 | Electric | 3 | NA | NA | \Classifications\Building System Class\D30-HVAC Systems\D3040 - Distribution SYS\Supply/Exhaust/Return fans- FAN | 1015977
19-T1 | 19-T1 Metropolitan Courthouse | 19-T1-D3042-220-EFN31 | FAN, EXHAUST #11 (PARKING GARAGE, SALLY PORT) | Sheldons MFG Corp | U700067 | 200 | OM00035342 | NA | Basement PARKING BY SALLYPORT (GARAGE EXH #11) | A95 (2) | NA | NA | 3 | 240/480 | 8/4 | Electric | 3 | NA | NA | \Classifications\Building System Class\D30-HVAC Systems\D3040 - Distribution SYS\Supply/Exhaust/Return fans- FAN | 1015978
19-T1 | 19-T1 Metropolitan Courthouse | 19-T1-D3042-220-EFN32 | FAN, EXHAUST #12 (PARKING GARAGE, LEVEL-A SOUTH) | Sheldons MFG Corp | U700648 | 200 | OM00035346 | NA | Basement PARKING LEVEL-A SOUTH (GARAGE EXH #12) | A96 (2) | NA | NA | 5 | 240/480 | 8.3/4.3 | Electric | 3 | NA | NA | \Classifications\Building System Class\D30-HVAC Systems\D3040 - Distribution SYS\Supply/Exhaust/Return fans- FAN | 1015979
19-T1 | 19-T1 Metropolitan Courthouse | 19-T1-D3042-220-EFN33 | FAN, EXHAUST #13 (PARKING GARAGE, LEVEL-A NORTH) | Sheldons MFG Corp | U700649 | 200 | OM00035338 | NA | Basement PARKING LEVEL-A NORTH (GARAGE EXH #13) | NA | NA | NA | 3 | NA | DNA | Electric | DNA | NA | NA | \Classifications\Building System Class\D30-HVAC Systems\D3040 - Distribution SYS\Supply/Exhaust/Return fans- FAN | 1015980
19-T1 | 19-T1 Metropolitan Courthouse | 19-T1-D3042-220-EFN34 | FAN, EXHAUST #14 (PARKING GARAGE, LEVEL-A NORTH) | Sheldons MFG Corp | U700650 | 200 | OM00035341 |  | Basement PARKING LEVEL-A NORTH (GARAGE EXH #14) | NA | NA | NA | 3 | NA | DNA | Electric | DNA | NA | NA | \Classifications\Building System Class\D30-HVAC Systems\D3040 - Distribution SYS\Supply/Exhaust/Return fans- FAN | 1015981
19-T1 | 19-T1 Metropolitan Courthouse | 19-T1-D3042-220-EFN35 | FAN, EXHAUST #15 (PARKING GARAGE, LEVEL-A NORTH) | Sheldons MFG Corp | U700651 | 300 | OM00035340 |  | Basement PARKING LEVEL-A NORTH (GARAGE EXH #15) | NA | NA | NA | 7 | NA | DNA | Electric | DNA | NA | NA | \Classifications\Building System Class\D30-HVAC Systems\D3040 - Distribution SYS\Supply/Exhaust/Return fans- FAN | 1015982
19-T1 | 19-T1 Metropolitan Courthouse | 19-T1-D3042-220-EFN36 | FAN, EXHAUST #16 (PARKING GARAGE, LEVEL-A NORTH) | Sheldons MFG Corp | U700652 | 300 | OM00035339 |  | Basement PARKING LEVEL-A NORTH (GARAGE EXH #16) | NA | NA | NA | 5 | NA | DNA | Electric | DNA | NA | NA | \Classifications\Building System Class\D30-HVAC Systems\D3040 - Distribution SYS\Supply/Exhaust/Return fans- FAN | 1015983
19-T1 | 19-T1 Metropolitan Courthouse | 19-T1-D3042-220-EFN37 | FAN, SUPPLY #1 GS-1 (PARKING GARAGE, LEVEL-A SOUTH) | Sheldons MFG Corp | U700641 | 542 | OM00035345 | NA | Basement PARKING LEVEL-A SOUTH (SUPPLY FAN #1) | NA | NA | NA | 25 | NA | DNA | Electric | DNA | NA | NA | \Classifications\Building System Class\D30-HVAC Systems\D3040 - Distribution SYS\Supply/Exhaust/Return fans- FAN | 1015984
19-T1 | 19-T1 Metropolitan Courthouse | 19-T1-D3042-220-EFN38 | FAN, SUPPLY #2 GS-2 (PARKING GARAGE, LEVEL-A SOUTH) | Sheldons MFG Corp | U700642 | 542 | OM00035689 |  | Basement PARKING LEVEL-A SOUTH (SUPPLY FAN #2) | NA | NA | NA | 25 | NA | DNA | Electric | DNA | NA | NA | \Classifications\Building System Class\D30-HVAC Systems\D3040 - Distribution SYS\Supply/Exhaust/Return fans- FAN | 1015985
19-T1 | 19-T1 Metropolitan Courthouse | 19-T1-D3042-220-EFN39 | FAN, SUPPLY #3 GS-3 (PARKING GARAGE, LEVEL-A SOUTH) | Sheldons MFG Corp | U700643 | 490 | OM00035691 |  | Basement PARKING LEVEL-A NORTH (SUPPLY FAN #3) | NA | NA | NA | 25 | NA | DNA | Electric | DNA | NA | NA | \Classifications\Building System Class\D30-HVAC Systems\D3040 - Distribution SYS\Supply/Exhaust/Return fans- FAN | 1015986
19-T1 | 19-T1 Metropolitan Courthouse | 19-T1-D3042-220-EFN40 | FAN, SUPPLY #4 GS-4 (PARKING GARAGE, LEVEL-A NORTH | Sheldons MFG Corp | U700644 | 490 | OM00035690 |  | Basement PARKING LEVEL-A NORTH (SUPPLY FAN #4) | NA | NA | NA | 25 | NA | DNA | Electric | DNA | NA | NA | \Classifications\Building System Class\D30-HVAC Systems\D3040 - Distribution SYS\Supply/Exhaust/Return fans- FAN | 1015987
19-T1 | 19-T1 Metropolitan Courthouse | 19-T1-B2034-400-DOH05 | Door, Overhead Rollup (1st Floor Cashier #1) (Manual) | Cookson Door | F371060 | NA | OM00035701 |  | 1ST FL CASHIER WINDOW #1 | NA | NA | NA | NA | NA | NA | NA | NA | NA | NA | \Classifications\Building System Class\B20-General Building Exterior\B2030 - Exterior Doors\Door,Overhead-Shutter,Manual,Elec,Roll-up - DOH | 1016117
19-T1 | 19-T1 Metropolitan Courthouse | 19-T1-B2034-400-DOH06 | Door, Overhead Rollup (1st Floor Cashier #2) (Manual) | Cookson Door | F371061 | NA | OM00035702 |  | 1ST FL CASHIER WINDOW #2 | NA | NA | NA | NA | NA | NA | NA | NA | NA | NA | \Classifications\Building System Class\B20-General Building Exterior\B2030 - Exterior Doors\Door,Overhead-Shutter,Manual,Elec,Roll-up - DOH | 1016118
19-T1 | 19-T1 Metropolitan Courthouse | 19-T1-B2034-400-DOH07 | Door, Overhead Rollup (1st Floor Cashier #3) (Manual) | Cookson Door | F371048 | NA | OM00035703 |  | 1ST FL CASHIER WINDOW #3 | NA | NA | NA | NA | NA | NA | NA | NA | NA | NA | \Classifications\Building System Class\B20-General Building Exterior\B2030 - Exterior Doors\Door,Overhead-Shutter,Manual,Elec,Roll-up - DOH | 1016119
19-T1 | 19-T1 Metropolitan Courthouse | 19-T1-B2034-400-DOH08 | Door, Overhead Rollup (1st Floor Cashier #4) (Manual) | Cookson Door | F371049 | NA | OM00035704 |  | 1ST FL CASHIER WINDOW #4 | NA | NA | NA | NA | NA | NA | NA | NA | NA | NA | \Classifications\Building System Class\B20-General Building Exterior\B2030 - Exterior Doors\Door,Overhead-Shutter,Manual,Elec,Roll-up - DOH | 1016120
19-T1 | 19-T1 Metropolitan Courthouse | 19-T1-B2034-400-DOH09 | Door, Overhead Rollup (1st Floor Cashier #5) (Manual) | Cookson Door | F371040 | NA | OM00035705 |  | 1ST FL CASHIER WINDOW #5 | NA | NA | NA | NA | NA | NA | NA | NA | NA | NA | \Classifications\Building System Class\B20-General Building Exterior\B2030 - Exterior Doors\Door,Overhead-Shutter,Manual,Elec,Roll-up - DOH | 1016121
19-T1 | 19-T1 Metropolitan Courthouse | 19-T1-B2034-400-DOH10 | Door, Overhead Rollup (1st Floor Cashier #6) (Manual) | Cookson Door | F371041 | NA | OM00035706 |  | 1ST FL CASHIER WINDOW #6 | NA | NA | NA | NA | NA | NA | NA | NA | NA | NA | \Classifications\Building System Class\B20-General Building Exterior\B2030 - Exterior Doors\Door,Overhead-Shutter,Manual,Elec,Roll-up - DOH | 1016122
19-T1 | 19-T1 Metropolitan Courthouse | 19-T1-B2034-400-DOH11 | Door, Overhead Rollup (1st Floor Cashier #7) (Manual) | Cookson Door | F371037 | NA | OM00035707 |  | 1ST FL CASHIER WINDOW #7 | NA | NA | NA | NA | NA | NA | NA | NA | NA | NA | \Classifications\Building System Class\B20-General Building Exterior\B2030 - Exterior Doors\Door,Overhead-Shutter,Manual,Elec,Roll-up - DOH | 1016123
19-T1 | 19-T1 Metropolitan Courthouse | 19-T1-B2034-400-DOH12 | Door, Overhead Rollup (1st Floor Cashier #8) (Manual) | Cookson Door | F371036 | NA | OM00035708 |  | 1ST FL CASHIER WINDOW #8 | NA | NA | NA | NA | NA | NA | NA | NA | NA | NA | \Classifications\Building System Class\B20-General Building Exterior\B2030 - Exterior Doors\Door,Overhead-Shutter,Manual,Elec,Roll-up - DOH | 1016124
19-T1 | 19-T1 Metropolitan Courthouse | 19-T1-B2034-400-DOH13 | Door, Overhead Rollup (1st Floor Cashier #9) (Manual) | Cookson Door | F371055 | NA | OM00035709 |  | 1ST FL CASHIER WINDOW #9 | NA | NA | NA | NA | NA | NA | NA | NA | NA | NA | \Classifications\Building System Class\B20-General Building Exterior\B2030 - Exterior Doors\Door,Overhead-Shutter,Manual,Elec,Roll-up - DOH | 1016125
19-T1 | 19-T1 Metropolitan Courthouse | 19-T1-B2034-400-DOH14 | Door, Overhead Rollup (1st Floor Cashier #10) (Manual) | NA | NA | NA | OM00035710 |  | 1ST FL CASHIER WINDOW #10 | NA | NA | NA | NA | NA | NA | NA | NA | NA | NA | \Classifications\Building System Class\B20-General Building Exterior\B2030 - Exterior Doors\Door,Overhead-Shutter,Manual,Elec,Roll-up - DOH | 1016126
19-T1 | 19-T1 Metropolitan Courthouse | 19-T1-B2034-400-DOH15 | Door, Overhead Rollup (1st Floor Cashier #11) (Manual) | Cookson Door | F371063 | NA | OM00035713 |  | 1ST FL CASHIER WINDOW #11 | NA | NA | NA | NA | NA | NA | NA | NA | NA | NA | \Classifications\Building System Class\B20-General Building Exterior\B2030 - Exterior Doors\Door,Overhead-Shutter,Manual,Elec,Roll-up - DOH | 1016127
19-T1 | 19-T1 Metropolitan Courthouse | 19-T1-B2034-400-DOH16 | Door, Overhead Rollup (1st Floor Cashier #12) (Manual) | Cookson Door | F371062 | NA | OM00035714 |  | 1ST FL CASHIER WINDOW #12 | NA | NA | NA | NA | NA | NA | NA | NA | NA | NA | \Classifications\Building System Class\B20-General Building Exterior\B2030 - Exterior Doors\Door,Overhead-Shutter,Manual,Elec,Roll-up - DOH | 1016128
19-T1 | 19-T1 Metropolitan Courthouse | 19-T1-B2034-400-DOH17 | Door, Overhead Rollup (1st Floor Cashier #13) (Manual) | Cookson Door | F371054 | NA | OM00035715 |  | 1ST FL CASHIER WINDOW #13 | NA | NA | NA | NA | NA | NA | NA | NA | NA | NA | \Classifications\Building System Class\B20-General Building Exterior\B2030 - Exterior Doors\Door,Overhead-Shutter,Manual,Elec,Roll-up - DOH | 1016129
19-T1 | 19-T1 Metropolitan Courthouse | 19-T1-B2034-400-DOH18 | Door, Overhead Rollup (1st Floor Cashier #14) (Manual) | Cookson Door | F371053 | NA | OM00035716 |  | 1ST FL CASHIER WINDOW #14 | NA | NA | NA | NA | NA | NA | NA | NA | NA | NA | \Classifications\Building System Class\B20-General Building Exterior\B2030 - Exterior Doors\Door,Overhead-Shutter,Manual,Elec,Roll-up - DOH | 1016130
19-T1 | 19-T1 Metropolitan Courthouse | 19-T1-B2034-400-DOH19 | Door, Overhead Rollup (1st Floor Cashier #15) (Manual) | Cookson Door | F371039 | NA | OM00035717 |  | 1ST FL CASHIER WINDOW #15 | NA | NA | NA | NA | NA | NA | NA | NA | NA | NA | \Classifications\Building System Class\B20-General Building Exterior\B2030 - Exterior Doors\Door,Overhead-Shutter,Manual,Elec,Roll-up - DOH | 1016131
19-T1 | 19-T1 Metropolitan Courthouse | 19-T1-B2034-400-DOH20 | Door, Overhead Rollup (1st Floor Cashier #16) (Manual) | Cookson Door | F371038 | NA | OM00035718 |  | 1ST FL CASHIER WINDOW #16 | NA | NA | NA | NA | NA | NA | NA | NA | NA | NA | \Classifications\Building System Class\B20-General Building Exterior\B2030 - Exterior Doors\Door,Overhead-Shutter,Manual,Elec,Roll-up - DOH | 1016132
19-T1 | 19-T1 Metropolitan Courthouse | 19-T1-B2034-400-DOH21 | Door, Overhead Rollup (1st Floor Cashier #17) (Manual) | Cookson Door | F371046 | NA | OM00035719 |  | 1ST FL CASHIER WINDOW #17 | NA | NA | NA | NA | NA | NA | NA | NA | NA | NA | \Classifications\Building System Class\B20-General Building Exterior\B2030 - Exterior Doors\Door,Overhead-Shutter,Manual,Elec,Roll-up - DOH | 1016133
19-T1 | 19-T1 Metropolitan Courthouse | 19-T1-B2034-400-DOH22 | Door, Overhead Rollup (1st Floor Cashier #18) (Manual) | Cookson Door | F371047 | NA | OM00035720 |  | 1ST FL CASHIER WINDOW #18 | NA | NA | NA | NA | NA | NA | NA | NA | NA | NA | \Classifications\Building System Class\B20-General Building Exterior\B2030 - Exterior Doors\Door,Overhead-Shutter,Manual,Elec,Roll-up - DOH | 1016134
19-T1 | 19-T1 Metropolitan Courthouse | 19-T1-B2034-400-DOH23 | Door, Overhead Rollup (1st Floor Cashier #19) (Manual) | Cookson Door | F371059 | NA | OM00035721 |  | 1ST FL CASHIER WINDOW #19 | NA | NA | NA | NA | NA | NA | NA | NA | NA | NA | \Classifications\Building System Class\B20-General Building Exterior\B2030 - Exterior Doors\Door,Overhead-Shutter,Manual,Elec,Roll-up - DOH | 1016135
19-T1 | 19-T1 Metropolitan Courthouse | 19-T1-B2034-400-DOH24 | Door, Overhead Rollup (1st Floor Cashier #20) (Manual) | Cookson Door | F371058 | NA | OM00035722 |  | 1ST FL CASHIER WINDOW #20 | NA | NA | NA | NA | NA | NA | NA | NA | NA | NA | \Classifications\Building System Class\B20-General Building Exterior\B2030 - Exterior Doors\Door,Overhead-Shutter,Manual,Elec,Roll-up - DOH | 1016136
19-T1 | 19-T1 Metropolitan Courthouse | 19-T1-B2034-400-DOH25 | Door, Overhead Rollup (1st Floor Cashier #21) (Manual) | Cookson Door | F371064 | NA | OM00035723 |  | 1ST FL CASHIER WINDOW #21 | NA | NA | NA | NA | NA | NA | NA | NA | NA | NA | \Classifications\Building System Class\B20-General Building Exterior\B2030 - Exterior Doors\Door,Overhead-Shutter,Manual,Elec,Roll-up - DOH | 1016137
19-T1 | 19-T1 Metropolitan Courthouse | 19-T1-B2034-400-DOH26 | Door, Overhead Rollup (1st Floor Snack Shop) (Manual) | Cookson Door | F701353 | NA | OM00035700 |  | 1ST FL SNACK SHOP ON OLIVE ST SIDE ENTRANCE | NA | NA | NA | NA | NA | NA | NA | NA | NA | NA | \Classifications\Building System Class\B20-General Building Exterior\B2030 - Exterior Doors\Door,Overhead-Shutter,Manual,Elec,Roll-up - DOH | 1016138
19-T1 | 19-T1 Metropolitan Courthouse | 19-T1-B2034-400-DOH27 | Door, Overhead Rollup (2nd Floor Cashier #1) (Manual) | Cookson Door | F371042 | NA | OM00035724 |  | 2ND FL CASHIER WINDOW #1 | NA | NA | NA | NA | NA | NA | NA | NA | NA | NA | \Classifications\Building System Class\B20-General Building Exterior\B2030 - Exterior Doors\Door,Overhead-Shutter,Manual,Elec,Roll-up - DOH | 1016139
19-T1 | 19-T1 Metropolitan Courthouse | 19-T1-B2034-400-DOH28 | Door, Overhead Rollup (2nd Floor Cashier #2) (Manual) | Cookson Door | F371051 | NA | OM00035725 |  | 2ND FL CASHIER WINDOW #2 | NA | NA | NA | NA | NA | NA | NA | NA | NA | NA | \Classifications\Building System Class\B20-General Building Exterior\B2030 - Exterior Doors\Door,Overhead-Shutter,Manual,Elec,Roll-up - DOH | 1016140
19-T1 | 19-T1 Metropolitan Courthouse | 19-T1-B2034-400-DOH29 | Door, Overhead Rollup (2nd Floor Cashier #3) (Manual) | Cookson Door | F371050 | NA | OM00035726 |  | 2ND FL CASHIER WINDOW #3 | NA | NA | NA | NA | NA | NA | NA | NA | NA | NA | \Classifications\Building System Class\B20-General Building Exterior\B2030 - Exterior Doors\Door,Overhead-Shutter,Manual,Elec,Roll-up - DOH | 1016141
19-T1 | 19-T1 Metropolitan Courthouse | 19-T1-B2034-400-DOH30 | Door, Overhead Rollup (2nd Floor Cashier #4) (Manual) | Cookson Door | F371043 | NA | OM00035727 |  | 2ND FL CASHIER WINDOW #4 | NA | NA | NA | NA | NA | NA | NA | NA | NA | NA | \Classifications\Building System Class\B20-General Building Exterior\B2030 - Exterior Doors\Door,Overhead-Shutter,Manual,Elec,Roll-up - DOH | 1016142
19-T1 | 19-T1 Metropolitan Courthouse | 19-T1-B2034-400-DOH31 | Door, Overhead Rollup (2nd Floor Cashier #5) (Manual) | Cookson Door | F371044 | NA | OM00035728 |  | 2ND FL CASHIER WINDOW #5 | NA | NA | NA | NA | NA | NA | NA | NA | NA | NA | \Classifications\Building System Class\B20-General Building Exterior\B2030 - Exterior Doors\Door,Overhead-Shutter,Manual,Elec,Roll-up - DOH | 1016143
19-T1 | 19-T1 Metropolitan Courthouse | 19-T1-B2034-400-DOH32 | Door, Overhead Rollup (2nd Floor Cashier #6) (Manual) | Cookson Door | F371045 | NA | OM00035729 |  | 2ND FL CASHIER WINDOW #6 | NA | NA | NA | NA | NA | NA | NA | NA | NA | NA | \Classifications\Building System Class\B20-General Building Exterior\B2030 - Exterior Doors\Door,Overhead-Shutter,Manual,Elec,Roll-up - DOH | 1016144
19-T1 | 19-T1 Metropolitan Courthouse | 19-T1-B2034-400-DOH33 | Door, Overhead Rollup (2nd Floor Cashier #7) (Manual) | NA | NA | NA | OM00035730 |  | 2ND FL CASHIER WINDOW #7 | NA | NA | NA | NA | NA | NA | NA | NA | NA | NA | \Classifications\Building System Class\B20-General Building Exterior\B2030 - Exterior Doors\Door,Overhead-Shutter,Manual,Elec,Roll-up - DOH | 1016145
19-T1 | 19-T1 Metropolitan Courthouse | 19-T1-B2034-400-DOH34 | Door, Overhead Rollup (2nd Floor Cashier #8) (Manual) | Cookson Door | F371057 | NA | OM00035731 |  | 2ND FL CASHIER WINDOW #8 | NA | NA | NA | NA | NA | NA | NA | NA | NA | NA | \Classifications\Building System Class\B20-General Building Exterior\B2030 - Exterior Doors\Door,Overhead-Shutter,Manual,Elec,Roll-up - DOH | 1016146
19-T1 | 19-T1 Metropolitan Courthouse | 19-T1-B2034-400-DOH35 | Door, Overhead Rollup (2nd Floor Cashier #9) (Manual) | Cookson Door | F371065 | NA | OM00035732 |  | 2ND FL CASHIER WINDOW #9 | NA | NA | NA | NA | NA | NA | NA | NA | NA | NA | \Classifications\Building System Class\B20-General Building Exterior\B2030 - Exterior Doors\Door,Overhead-Shutter,Manual,Elec,Roll-up - DOH | 1016147
19-T1 | 19-T1 Metropolitan Courthouse | 19-T1-D5037-710-FAP03 | FIRE PANEL FOR MANUAL PULL STATIONS | FLEX ALARM (BLISS) | NA | NA | OM00035711 |  | BASEMENT AIR HANDLER RM MA-13 | NA | NA | NA | NA | NA | NA | NA | NA | NA | NA | \Classifications\Building System Class\D50-Electrical SYS\D5030 - Comm & Security\Fire Alarm Panel - FAP | 1016770
19-T1 | 19-T1 Metropolitan Courthouse | 19-T1-D2023-100-BFP09 | Backflow Preventer #3 (Cooling Tower) (2") | WILKINS | X27065 | 375A (2") | OM00035943 | OW0209916-FA0234832-BD0042844-27065-MARCH | ROOF LEVEL 9A COOLING TOWER & BOILER (LAPHD FORM REQUIRED) Outside Chiller Room | NA | NA | NA | NA | NA | NA | NA | NA | NA | NA | \Classifications\Building System Class\D20-Plumbing\D2020 - Domestic Water\Backflow Preventer - BFP | 1016878
19-T1 | 19-T1 Metropolitan Courthouse | 19-T1-D3044-125-PHW03 | HOT WATER PUMP #2 | Aurora Pump | 66597 | 411BS | OM00035941 | NA | 9TH FLOOR CHILLER ROOM | NA | NA | NA | 25 | 240/480 | 58/29 | Electric | 3 | NA | NA | \Classifications\Building System Class\D30-HVAC Systems\D3040 - Distribution SYS\Hot Water Pump - PHW | 1016879
19-T1 | 19-T1 Metropolitan Courthouse | 19-T1-D3031-100-PCH05 | COOLING TOWER WATER PUMP #1 | Aurora Pump | 70-1797-1 | DC27 | OM00035942 |  | 9TH FLOOR CHILLER ROOM | NA | NA | NA | 40 | 240/480 | DNA | Electric | 3 | NA | NA | \Classifications\Building System Class\D30-HVAC Systems\D3030 - Cooling SYS\Chilled Water Pump - PCH | 1016880
19-T1 | 19-T1 Metropolitan Courthouse | 19-T1-D3042-220-EFN41 | Exhaust Fan (Sheriff Sally Port) (Belt Driven) | Dayton | NA | 3C145A | OM00036140 |  | Sheriff Sally Port in Basement | AL250 (1) | NA | NA | 1/2 | 110/240 | 7.6/3.8 | Electric |  | NA | NA | \Classifications\Building System Class\D30-HVAC Systems\D3040 - Distribution SYS\Supply/Exhaust/Return fans- FAN | 1017435
19-T1 | 19-T1 Metropolitan Courthouse | 19-T1-D5010-200-ESD04 | Electrical Switchboard (Room M-A-18) | General Electric | NA | 14261-N1 | OM00037993 |  | Basement Electrical Room M-A-18 | NA | NA | NA | NA | 240-480 | 3000 | ELECTRIC | 3 | NA | NA | \Classifications\Building System Class\D50-Electrical SYS\D5010 - Elec Service & Dist\Electical Service and Distribution - ESD | 1017437
19-T1 | 19-T1 Metropolitan Courthouse | 19-T1-D5010-200-ESD03 | Electrical Switchboard (Room M-A-18) | General Electric | NA | 14261-N4 | OM00037995 |  | Basement Electrical Room M-A-18 | NA | NA | NA | NA | 240/480 | 800 | ELECTRIC | 3 | NA | NA | \Classifications\Building System Class\D50-Electrical SYS\D5010 - Elec Service & Dist\Electical Service and Distribution - ESD | 1017436
19-T1 | 19-T1 Metropolitan Courthouse | 19-T1-D5010-200-ESD05 | Electrical Switchboard (Room M-A-18) | General Electric | NA | 14261-N1 | OM00036134 |  | Basement Electrical Room M-A-18 | NA | NA | NA | NA | 240/480 | 2000 | ELECTRIC | 3 | NA | NA | \Classifications\Building System Class\D50-Electrical SYS\D5010 - Elec Service & Dist\Electical Service and Distribution - ESD | 1017438
19-T1 | 19-T1 Metropolitan Courthouse | 19-T1-D5010-200-ESD06 | Electrical Switchboard (Room M-A-17) | General Electric | 316288 | 14261-N8 | OM00037996 | NA | Basement Electrical Room M-A-17 | NA | NA | NA | NA | 110/240 | 800 | ELECTRIC | 3 | NA | NA | \Classifications\Building System Class\D50-Electrical SYS\D5010 - Elec Service & Dist\Electical Service and Distribution - ESD | 1017439
19-T1 | 19-T1 Metropolitan Courthouse | 19-T1-D3042-220-EFN42 | Exhaust Fan (Westside Roof) (Belt Driven) | Sheldons MFG Corp | U700662 | 402 | OM00037947 | NA | Westside of Roof | 78 (2) | NA | NA | 7.5 | 240/480 | 3.0/1.5 | ELECTRIC | 3 | NA | NA | \Classifications\Building System Class\D30-HVAC Systems\D3040 - Distribution SYS\Supply/Exhaust/Return fans- FAN | 1017441
19-T1 | 19-T1 Metropolitan Courthouse | 19-T1-D2023-310-HWP06 | Hot Water Circulation Pump (Boiler Room) | Bell & Gosset | SERIESHV BNF1 | 1022213LF | OM00037945 |  | 9th Floor Boiler Room | NA | NA | NA | 1/6 | 110 | 3.6 | ELECTRIC | 1 | NA | NA | \Classifications\Building System Class\D20-Plumbing\D2020 - Domestic Water\Domestic Hot Water Circulating Pump - HWP | 1017442
19-T1 | 19-T1 Metropolitan Courthouse | 19-T1-D5010-110-MCC02 | Motor Control Center (Room M-A-18) | General Electric | B1A1T475C245806-4 | 78713B/P | OM00037994 | NA | Basement Room M-A-18 | NA | NA | NA | NA | 110-480 | 600 | ELECTRIC |  | NA |  | \Classifications\Building System Class\D50-Electrical SYS\D5010 - Elec Service & Dist\Chiller Room Electrical Panel - MCC | 1017443
19-T1 | 19-T1 Metropolitan Courthouse | 19-T1-D5010-110-MCC03 | Motor Control Center (9th Floor Chiller Rm) | General Electric | A1A1T4-75C245806-3 | 7700 Line Control | OM00036143 |  | 9th Floor Chiller Room | NA | NA | NA | NA | NA | DNA | ELECTRIC | DNA | NA | NA | \Classifications\Building System Class\D50-Electrical SYS\D5010 - Elec Service & Dist\Chiller Room Electrical Panel - MCC | 1017444
19-T1 | 19-T1 Metropolitan Courthouse | 19-T1-D5010-110-MCC04 | Motor Control Center (9th Floor Chiller Rm) | General Electric | B1A1T4-75C245806-2 | 7700 Line Control | OM00036144 | NA | 9th Floor Chiller Room | NA | NA | NA | NA | NA | DNA | ELECTRIC |  | NA | NA | \Classifications\Building System Class\D50-Electrical SYS\D5010 - Elec Service & Dist\Chiller Room Electrical Panel - MCC | 1017445
19-T1 | 19-T1 Metropolitan Courthouse | 19-T1-D2030-410-PMS01 | Sewage Ejector Pump #1 (Basement Pump Rm) | Aurora Pump | 1-30-1319-1 | KSB-AI | OM00036135 | NA | Basement Level C Pump Room | NA | NA | NA | 7.5 | 240-480 | 24.2-12.1/10 | ELECTRIC | 3 | NA | NA | \Classifications\Building System Class\D20-Plumbing\D2030 - Sani Waste\Sewage Ejector Pump - PMS | 1017446
19-T1 | 19-T1 Metropolitan Courthouse | 19-T1-D2030-410-PMS02 | Sewage Ejector Pump #2 (Basement Pump Rm) | Aurora Pump | 1-30-1319-2 | KSB-AI | OM00036136 |  | Basement Level C Pump Room | NA | NA | NA | NA | 240/480 | 23-24.2/12.1 | ELECTRIC | 3 | NA | NA | \Classifications\Building System Class\D20-Plumbing\D2030 - Sani Waste\Sewage Ejector Pump - PMS | 1017447
19-T1 | 19-T1 Metropolitan Courthouse | 19-T1-D1092-120-PTS01 | Pneumatic Tube System (Room M-A-13) | Spencer Turbo Compressor | 227298 | Transit Tube | OM00037955 | NA | Basement Room M-A-18 | NA | NA | NA | 7.5 | 240-480 | 19.6/9.8 | ELECTRIC | 3 | NA | NA | \Classifications\Building System Class\D10-Conveyance Systems\D1090 - Other Conveyance Systems\Pneumatic Tube System -PTS | 1017448
19-T1 | 19-T1 Metropolitan Courthouse | 19-T1-G3010-210-PWT03 | Potable Water Storage Tank (9th Floor Chiller Rm) | American standard | 4779/02 | WPA/1305K | OM00036139 |  | 9th Floor Chiller Room | NA | NA | NA | NA | NA | NA | NA |  | NA | NA | \Classifications\Building System Class\G30-Site Mechanical Utilities\G3010 - Water Supply\Potable Water Storage Tank - PWT | 1017449
19-T1 | 19-T1 Metropolitan Courthouse | 19-T1-D3041-230-RFN02 | Return Fan #2 (Parking Area Level "A") (Belt Driven) | McQuay Inc | 802574-110 | LYF217-1 | OM00036138 | NA | Parking Area Level "A" | A68 (2) | NA | NA | 5 | 240/480 | 13.8/6.9 | ELECTRIC | 3 | NA | NA | \Classifications\Building System Class\D30-HVAC Systems\D3040 - Distribution SYS\Supply/Exhaust/Return fans- FAN | 1017452
19-T1 | 19-T1 Metropolitan Courthouse | 19-T1-G3010-210-PWT04 | Potable Water Storage Tank (9th Floor Chiller Rm) | Wessel Co | 260854 | NA | OM00036141 |  | 9th Floor Chiller Room | NA | NA | NA | NA | NA | NA | NA |  | NA | NA | \Classifications\Building System Class\G30-Site Mechanical Utilities\G3010 - Water Supply\Potable Water Storage Tank - PWT | 1017450
19-T1 | 19-T1 Metropolitan Courthouse | 19-T1-D3041-230-RFN01 | Return Fan #1 (Room M-A-17) (Belt Driven) | McQuay Inc | 802574-100 | LYF217-17 | OM00037997 | NA | Basement Air Handler Room M-A-17 | A68 (2) | NA | NA | 5 | 240/480 | 13.6/6.8 | ELECTRIC | 3 | NA | NA | \Classifications\Building System Class\D30-HVAC Systems\D3040 - Distribution SYS\Supply/Exhaust/Return fans- FAN | 1017451
19-T1 | 19-T1 Metropolitan Courthouse | 19-T1-D3041-230-RFN04 | Return Fan #4 (Room M305) (Belt Driven) | McQuay Inc | 802574-130 | 130LYF228AH | OM00037953 | NA | 3rd Floor Air Handler Room M305 | A105 (2) | NA | NA | NA | 240/480 | 14-13.8/6.9 | ELECTRIC | 3 | NA | NA | \Classifications\Building System Class\D30-HVAC Systems\D3040 - Distribution SYS\Supply/Exhaust/Return fans- FAN | 1017454
19-T1 | 19-T1 Metropolitan Courthouse | 19-T1-D3041-230-RFN05 | Return Fan #5 (Room M406) (Belt Driven) | McQuay Inc | 802574-140 | 140LYF228AH | OM00037952 | NA | 4th Floor Air Handler Room M406 | B105 (2) | NA | NA | 7.5 | 240/480 | 22/11 | ELECTRIC | 3 | NA | NA | \Classifications\Building System Class\D30-HVAC Systems\D3040 - Distribution SYS\Supply/Exhaust/Return fans- FAN | 1017455
19-T1 | 19-T1 Metropolitan Courthouse | 19-T1-D3041-230-RFN06 | Return Fan #6 (Room M506) (Belt Driven) | McQuay Inc | 802574-150 | 150LYF237AH | OM00037951 | NA | 5th Floor Air Handler Room M506 | BP120 (2) | NA | NA | 7.5 | 240/480 | 22/11 | ELECTRIC | 3 | NA | NA | \Classifications\Building System Class\D30-HVAC Systems\D3040 - Distribution SYS\Supply/Exhaust/Return fans- FAN | 1017456
19-T1 | 19-T1 Metropolitan Courthouse | 19-T1-D3041-230-RFN03 | Return Fan #3 (Room M204) (Belt Driven) | McQuay Inc | 802574-120 | 120LYF228AH | OM00037954 | NA | 2nd Floor Air Handler Room M204 | B105 (2) | NA | NA | 7.5 | 240/480 | 19.4/9.7 | ELECTRIC | 3 | NA | NA | \Classifications\Building System Class\D30-HVAC Systems\D3040 - Distribution SYS\Supply/Exhaust/Return fans- FAN | 1017453
19-T1 | 19-T1 Metropolitan Courthouse | 19-T1-D3041-230-RFN07 | Return Fan #7 (Room M606) (Belt Driven) | McQuay Inc | 802574-160 | 160LYF237AH | OM00037950 | NA | 6th Floor Air Handler Room M606 | B120 (2) | NA | NA | 7.5 | 240-480 | 19.4/9.7 | ELECTRIC | 3 | NA | NA | \Classifications\Building System Class\D30-HVAC Systems\D3040 - Distribution SYS\Supply/Exhaust/Return fans- FAN | 1017457
19-T1 | 19-T1 Metropolitan Courthouse | 19-T1-D3041-230-RFN08 | Return Fan #8 (Room M706) (Belt Driven) | McQuay Inc | 802574-170 | MXF23781 | OM00037949 | NA | 7th Floor Air Handler Room M706 | B120 (2) | NA | NA | 7.5 | 240-480 | 18.4/9.2 | ELECTRIC | 3 | NA | NA | \Classifications\Building System Class\D30-HVAC Systems\D3040 - Distribution SYS\Supply/Exhaust/Return fans- FAN | 1017458
19-T1 | 19-T1 Metropolitan Courthouse | 19-T1-D3041-230-RFN09 | Return Fan #9 (Room M804) (Belt Driven) | McQuay Inc | 892574-180 | LM217-4 | OM00037948 | NA | 8th Floor Air Handler Room M804 | A78 (2) | NA | NA | 5 | 240/480 | 13.6/6.8 | ELECTRIC | 3 | NA | NA | \Classifications\Building System Class\D30-HVAC Systems\D3040 - Distribution SYS\Supply/Exhaust/Return fans- FAN | 1017459
19-T1 | 19-T1 Metropolitan Courthouse | 19-T1-D2023-310-WBS02 | Domestic Water Booster Pump #2 (Room M-A-17) | Paco Pump | STLD10436B | 10-12707-130001-1741 | OM00037999 | NA | Basement Electrical Room M-A-17 | NA | NA | NA | 15 | 240-480 | 36-18 | ELECTRIC | 3 | NA | NA | \Classifications\Building System Class\D20-Plumbing\D2020 - Domestic Water\Domestic Water Booster System - WBS | 1017461
19-T1 | 19-T1 Metropolitan Courthouse | 19-T1-D2023-310-WBS03 | Domestic Water Booster Pump #2 (Room M-A-17) | Paco Pump | STLD10436B-A | 10-20707-130001-1921 | OM00037998 | NA | Basement Electrical Room M-A-17 | NA | NA | NA | 15 | 240/480 | 4.9-6.9/18.4 | ELECTRIC | 3 | NA | NA | \Classifications\Building System Class\D20-Plumbing\D2020 - Domestic Water\Domestic Water Booster System - WBS | 1017462
19-T1 | 19-T1 Metropolitan Courthouse | 19-T1-D3041-210-SFN01 | Supply Fan (Penthouse Chiller Room) | McQuay Inc | NA | LYF-205-V | OM00036142 |  | Penthouse Chiller Room | A42 (1) | NA | NA | 1/2 | 240-480 | 4.8/2.4 | ELECTRIC | 3 | NA | NA | \Classifications\Building System Class\D30-HVAC Systems\D3040 - Distribution SYS\Supply/Exhaust/Return fans- FAN | 1017460
19-T1 | 19-T1 Metropolitan Courthouse | 19-T1-D3041-160-FDP01 | Fire Window Damper, Overhead (Fuel Tank Rm) | Ruskin MFG Co | AL806547 | 002 | OM00037956 |  | Fuel Tank Room on Level B of Parking Garage | NA | NA | NA | NA | NA | NA | NA | NA | NA | NA | \Classifications\Building System Class\D30-HVAC Systems\D3040 - Distribution SYS\Fire Dampers - FDP | 1017530
19-T1 | 19-T1 Metropolitan Courthouse | 19-T1-D3050-250-ACU07 | Air Conditioning Split System (Roof) | Carrier | 3313V001657 | 38MVC018-301 | OM00035945 |  | Roof Near Stairwell 13 | NA | NA | R-410A | 3/4 | 230/240 | RLA-7.3, LRA-32.6 | Electric | 1 | 9200-18000 | 9200-18000 | \Classifications\Building System Class\D30-HVAC Systems\D3050 - Package SYS\Air Conditioning,Split System - ACU | 1017891
19-T1 | 19-T1 Metropolitan Courthouse | 19-T1-D3060-100-RDS02 | Refrigerate Leak Detection System RDS02 | Honeywell | 5340RFS10140011 | 301-EM-RFSA | OM00035946 |  | 9th Floor, Chiller Room | NA | NA | NA | NA | Input 120, Output 24V | DNA | Electric | 1 | NA | NA | \Classifications\Building System Class\D30-HVAC Systems\D3060 - Control & Inst Air\Refrigerant Leak Detection System - RDS | 1019291
19-T1 | 19-T1 Metropolitan Courthouse | 19-T1-D3042-240-SEF02 | Specialty Exhaust Fan - Chiller Refrig. SEF02 | Baldor Electric Co. | F1412121049 | M1221T | OM00035947 |  | Chiller Room | 1XA25 | NA | NA | 1.5/.67 | 460 | 2.2/1.4 | Electric | 3 | NA | NA | \Classifications\Building System Class\D30-HVAC Systems\D3040 - Distribution SYS\Supply/Exhaust/Return fans- FAN | 1019292
19-T1 | 19-T1 Metropolitan Courthouse | 19-T1-D5092-210-GEN02 | Emergency Generator (GEN02) | Generac | 3000816858 | SD500 | OM00002639 | Gen 2 #G42327 | Outside of Cooling Towerﾠ | Parkins #411-0490-1 | CH11038 | NA | 670.5 | 480 | 500KW | Diesel | 3 | NA | NA | \Classifications\Building System Class\D50-Electrical SYS\D5090 - Elec SYS\Emergency Generator - GEN | 1021698
19-T1 | 19-T1 Metropolitan Courthouse | 19-T1-D5010-234-ATS03 | Auto Transfer Switch ""A"" (ATS03) | Generac | 3000718873 | ATC305X30800XXV | OM00002637 |  | Basement, A-8, MA17 | NA | NA | NA | NA | 480 | 800 | Electric | 3 | NA | NA | \Classifications\Building System Class\D50-Electrical SYS\D5010 - Elec Service & Dist\Automatic Transfer Switch - ATS | 1021701
19-T1 | 19-T1 Metropolitan Courthouse | 19-T1-D5010-234-ATS04 | Auto Transfer Switch ""B"" (ATS04) | Generac | 300718874 | ATC305X30800XXV | OM00002638 |  | Basement, A-8, MA17 | NA | NA | NA | NA | 480 | 800 | Electric | 3 | NA | NA | \Classifications\Building System Class\D50-Electrical SYS\D5010 - Elec Service & Dist\Automatic Transfer Switch - ATS | 1021702
19-T1 | 19-T1 Metropolitan Courthouse | 19-T1-G3063-100-DAT02 | Fuel Day Tank (Generator) (DAT02) | PRTCO Fuel System | 07648704 | PY25ULDW | OM00002640 |  | Roof Southwest | NA | NA | NA | NA | NA | NA | Diesel | NA | NA | NA | \Classifications\Building System Class\G30-Site Mechanical Utilities\G3060 - Fuel Distribution\Tank, Fuel Storage Day - DAT | 1021703
19-T1 | 19-T1 Metropolitan Courthouse | 19-T1-D2040-100-PSU05 | Sump Pump # 1 (PTS05) | Baldor-Reliancer | S9159533-001001 CT | P18G2701 | OM00035947 |  | Basement, Level C, North Parking | NA | NA | NA | 5 | 230/460 | 14/7 | Electric | 3 | NA | NA | \Classifications\Building System Class\D20-Plumbing\D2040 - Rain Drain\Sump Pump - PSU | 1021704
19-T1 | 19-T1 Metropolitan Courthouse | 19-T1-D2040-100-PSU06 | Sump Pump # 2 (PTS06) | Baldor-Reliancer | 661164620022 | P18G2701 | OM00035948 |  | Basement, Level C, North Parking | NA | NA | NA | 5 | 230/460 | 14/7 | Electric | 3 | NA | NA | \Classifications\Building System Class\D20-Plumbing\D2040 - Rain Drain\Sump Pump - PSU | 1021705
19-T1 | 19-T1 Metropolitan Courthouse | 19-T1-G3060-320-DFP02 | Diesel Fuel Transfer Pump (DFP02) | Electric Motor | B48565349 | T36 | OM00041061 |  | Level B South Parking | NA | NA | NA | 1 | 115/208 | 13.4/6.8 | Electric | 1 | NA | NA | \Classifications\Building System Class\G30-Site Mechanical Utilities\G3060 - Fuel Distribution\Pump, Fuel, Diesel Fuel Transfer Pump - DFP | 1021707
19-T1 | 19-T1 Metropolitan Courthouse | 19-T1-D2023-100-BFP10 | Backflow Preventer #8 (3/4" Boiler Room) ﾠ | Watts | 09073 | LF009M3QT | OM00035949 |  | Boiler Room, Roof | NA | NA | NA | NA | NA | NA | NA | NA | NA | NA | \Classifications\Building System Class\D20-Plumbing\D2020 - Domestic Water\Backflow Preventer - BFP | 1021708
19-T1 | 19-T1 Metropolitan Courthouse | 19-T1-D2023-100-BFP11 | Reduced Pressure Backflow Preventer #4 (Basement Parking Garage) 8" | Wilkins | 57626 | 375ASTR | OM00035791 |  | Basement - parking East | NA | NA | NA | NA | NA | NA | NA | NA | NA | NA | \Classifications\Building System Class\D20-Plumbing\D2020 - Domestic Water\Backflow Preventer - BFP | 1022734
19-T1 | 19-T1 Metropolitan Courthouse | 19-T1-D3090-220-CMD02 | COMPRESSOR, AIR DRYER (CMD02) | Great Lakes Air | 58926 | EFR-A1-116 | OM00046757 |  | Chiller room | NA | NA | R-134A | 1/5T | 120 | DNA | Electric | 1 |  |  | \Classifications\Building System Class\D30-HVAC Systems\D3090 - Other HVAC Systems and Equipment\Compressed Air Dryer - CMD | 1022917
19-V1 | 19-V1 East Los Angeles Courthouse | 19-V1-D2023-100-BFP05 | BACKFLOW PREVENTER BFP05 (DOMESTIC 4") | CONBRACO | 12436 | 40-20A02 RP 4" | OM00035323 | Hazard ID: 1001889 Meter#: 01640935 SPID: 8588377866 | Judge's Parking Lot, West side, up against the wall - USE CALIFORNIA WATER SERVICE FORM | NA | NA | NA | NA | NA | NA | NA | NA | NA | NA | \Classifications\Building System Class\D20-Plumbing\D2020 - Domestic Water\Backflow Preventer - BFP | 1013357
19-V1 | 19-V1 East Los Angeles Courthouse | 19-V1-D2023-100-BFP06 | BACKFLOW PREVENTER BFP06 (DOMESTIC 4") | CONBRACO | 12239 | 40-20A02 RP 4" | OM00035324 | Hazard ID: 1021515 Meter#: 01640935 SPID: 8588377866 | Judge's Parking Lot West side, up against the wall - USE CALIFORNIA WATER SERVICE FORM | NA | NA | NA | NA | NA | NA | NA | NA | NA | NA | \Classifications\Building System Class\D20-Plumbing\D2020 - Domestic Water\Backflow Preventer - BFP | 1013358
19-V1 | 19-V1 East Los Angeles Courthouse | 19-V1-D2023-100-BFP07 | BACKFLOW PREVENTER BFP07 (FIRE SYSTEM 6") | HERSEY | 8018553 | 6CM RP 6" | OM00035325 | Hazard ID: 1001887 Meter#: 01640935 SPID: 8588377866 | Judge's Parking Lot West side, up against the wall - USE CALIFORNIA WATER SERVICE FORM | NA | NA | NA | NA | NA | NA | NA | NA | NA | NA | \Classifications\Building System Class\D20-Plumbing\D2020 - Domestic Water\Backflow Preventer - BFP | 1013359
19-V1 | 19-V1 East Los Angeles Courthouse | 19-V1-B2010-100-BLD01 | BUILDING | NA | NA | NA | OM00026591 |  | All | NA | NA | NA | NA | NA | NA | NA | NA | NA | NA | \Classifications\Building System Class\B20-General Building Exterior\B2010 - Exterior Walls\Building - BLD | 1014178
19-V1 | 19-V1 East Los Angeles Courthouse | 19-V1-B2034-400-DOH01 | DOOR OVER HEAD | Mlcor Telescoping Door | 94910 | NA | OM00030638 |  | EAST BUILDING NEAR TRASH AREA | NA | NA | NA | .5 | 208V | 5 | Electric | 3 | NA | NA | \Classifications\Building System Class\B20-General Building Exterior\B2030 - Exterior Doors\Door,Overhead-Shutter,Manual,Elec,Roll-up - DOH | 1014179
19-V1 | 19-V1 East Los Angeles Courthouse | 19-V1-B2034-400-DOH03 | DOOR OVER HEAD | Provene Doors | NA | NA | OM00026978 |  | WEST SIDE OF MAIN ENTRANCE. | NA | NA | NA | DNA | NA | NA | Electric | NA | NA | NA | \Classifications\Building System Class\B20-General Building Exterior\B2030 - Exterior Doors\Door,Overhead-Shutter,Manual,Elec,Roll-up - DOH | 1014181
19-V1 | 19-V1 East Los Angeles Courthouse | 19-V1-B2034-400-DOH04 | ROOL UP DOOR 4 | NA | NA | NA | OM00026979 |  | WEST SIDE OF MAIN ENTRANCE. | NA | NA | NA | 3/4 | 208 | .5 | Electric | 3 | NA | NA | \Classifications\Building System Class\B20-General Building Exterior\B2030 - Exterior Doors\Door,Overhead-Shutter,Manual,Elec,Roll-up - DOH | 1014182
19-V1 | 19-V1 East Los Angeles Courthouse | 19-V1-B3010-100-RUF01 | ROOF | NA | NA | NA | OM00026590 |  | ROOF | NA | NA | NA | NA | NA | NA | NA | NA | NA | NA | \Classifications\Building System Class\B30-Roofing\B3010 - Roof Types\Roof - RUF | 1014183
19-V1 | 19-V1 East Los Angeles Courthouse | 19-V1-D1010-100-ELE01 | ELEVATOR 1 | IMPERIAL | 489021 | NA | OM00033133 | State ID# 093581 | R03 | NA | NA | NA | 40 | 240V | 140 | Electric | 3 | NA | NA | \Classifications\Building System Class\D10-Conveyance Systems\D1010 - Elevator\Elevator,Electric,Pass/Freight - ELE | 1014184
19-V1 | 19-V1 East Los Angeles Courthouse | 19-V1-D1010-100-ELE02 | ELEVATOR 2 | IMPERIAL | 489023 | NA | OM00033134 | State ID# 093582 | R03 | NA | NA | NA | 40 | 240V | 140 | Electric | 3 | NA | NA | \Classifications\Building System Class\D10-Conveyance Systems\D1010 - Elevator\Elevator,Electric,Pass/Freight - ELE | 1014185
19-V1 | 19-V1 East Los Angeles Courthouse | 19-V1-D1010-100-ELE03 | ELEVATOR 3 | IMPERIAL | 489022 | NA | OM00033135 | State ID# 093583 | R03 | NA | NA | NA | 40 | 240V | 140 | Electric | 3 | NA | NA | \Classifications\Building System Class\D10-Conveyance Systems\D1010 - Elevator\Elevator,Electric,Pass/Freight - ELE | 1014186
19-V1 | 19-V1 East Los Angeles Courthouse | 19-V1-D1010-100-ELE04 | ELEVATOR 4 | IMPERIAL | 488149 | NA | OM00033137 | State ID# 089906 | R06 | NA | NA | NA | 30 | 240V | 105 | Electric | 3 | NA | NA | \Classifications\Building System Class\D10-Conveyance Systems\D1010 - Elevator\Elevator,Electric,Pass/Freight - ELE | 1014187
19-V1 | 19-V1 East Los Angeles Courthouse | 19-V1-D1010-100-ELE05 | ELEVATOR 5 | IMPERIAL | 490194 | NA | OM00033138 | State ID# 089907 | R06 | NA | NA | NA | 40 | 240 | 140 | Electric | 3 | NA | NA | \Classifications\Building System Class\D10-Conveyance Systems\D1010 - Elevator\Elevator,Electric,Pass/Freight - ELE | 1014188
19-V1 | 19-V1 East Los Angeles Courthouse | 19-V1-D2017-100-SHW01 | EMERGENCY EYE WASH STATION | HAWS | NA | NA | OM00026959 |  | CHILLER ROOM | NA | NA | NA | NA | NA | NA | NA | NA | NA | NA | \Classifications\Building System Class\D20-Plumbing\D2010 - Plumb Fix\Showers - SHW | 1014189
19-V1 | 19-V1 East Los Angeles Courthouse | 19-V1-D2030-150-MWL01 | MAIN/BRANCH WASTE SYSTEM | NA | NA | NA | OM00026609 |  | ALL. | NA | NA | NA | NA | NA | NA | NA | NA | NA | NA | \Classifications\Building System Class\D20-Plumbing\D2030 - Sani Waste\Main/Branch Waste System - MWL | 1014191
19-V1 | 19-V1 East Los Angeles Courthouse | 19-V1-D3020-100-HET01 | HEATER WATER EXPANSION TANK | DEARATOR- HET | NA | NA | OM00030626 |  | BOILER ROOM | NA | NA | NA | NA | NA | NA | NA | NA | NA | NA | \Classifications\Building System Class\D30-HVAC Systems\D3020 - Heat SYS\Heater Water Expansion Tank - HET | 1014192
19-V1 | 19-V1 East Los Angeles Courthouse | 19-V1-D3044-125-PHW01 | HOT WATER PUMP 1 | Bell & Gosset | 1431246 | 2E | OM00026971 |  | BOILER ROOM | NA | NA | NA | 10 | 460 | 13 | Electric | 3 | NA | NA | \Classifications\Building System Class\D30-HVAC Systems\D3040 - Distribution SYS\Hot Water Pump - PHW | 1014193
19-V1 | 19-V1 East Los Angeles Courthouse | 19-V1-D3044-125-PHW02 | HOT WATER PUMP 2 | Bell & Gosset | 1431247 | 2E | OM00026970 |  | BOILER ROOM | NA | NA | NA | 10 | 460 | 13 | Electric | 3 | NA | NA | \Classifications\Building System Class\D30-HVAC Systems\D3040 - Distribution SYS\Hot Water Pump - PHW | 1014194
19-V1 | 19-V1 East Los Angeles Courthouse | 19-V1-D3021-130-BLR01 | BOILER 1 | Rite Engineering | 29714 | 200 WGE | OM00026973 | ID# 177153 A/N 563300 | BOILER ROOM | NA | NA | NA | 1 | 230 | DNA | Gas | 1 | 2,000,000 | NA | \Classifications\Building System Class\D30-HVAC Systems\D3020 - Heat SYS\Boiler,Hot Water,Oil/Gas/Comb. - BLR | 1014196
19-V1 | 19-V1 East Los Angeles Courthouse | 19-V1-D3021-130-BLR02 | BOILER # 2 | Rite Engineering | 29713 | 200 WGE | OM00026972 | ID# 177153 | ROOF | NA | NA | NA | 1 | 115/208/230V | DNA | Gas | 1 | 2,000,000 | 2,000,000 | \Classifications\Building System Class\D30-HVAC Systems\D3020 - Heat SYS\Boiler,Hot Water,Oil/Gas/Comb. - BLR | 1014197
19-V1 | 19-V1 East Los Angeles Courthouse | 19-V1-D3021-130-BLR03 | BOILER HOT WATER GAS COMB- BLR 3 | LOCHINVAR | SN removed-not availble | CWN0355PM | OM00030631 |  | BOILER ROOM. | NA | NA | NA | DNA | DNA | DNA | Natural gas | DNA | 355,000 | 287,550 | \Classifications\Building System Class\D30-HVAC Systems\D3020 - Heat SYS\Boiler,Hot Water,Oil/Gas/Comb. - BLR | 1014198
19-V1 | 19-V1 East Los Angeles Courthouse | 19-V1-D3021-130-BLR04 | BOILER HOT WATER GAS COMB BLR04 | LOCHINVAR | L877934 | CWN0355PM | OM00030632 |  | BOILER ROOM | NA | NA | NA | DNA | DNA | DNA | Natural gas | DNA | 355,000 | 287,550 | \Classifications\Building System Class\D30-HVAC Systems\D3020 - Heat SYS\Boiler,Hot Water,Oil/Gas/Comb. - BLR | 1014199
19-V1 | 19-V1 East Los Angeles Courthouse | 19-V1-D3030-310-CTF01 | COOLING TOWER SAND FILTER CTF01 | LAKOS | 42610-001 | TBX-0200-CMBV | OM00030602 |  | COOLING TOWER AREA | NA | NA | NA | 7.5 | 230 | 20.2 | Electric | 3 | NA | NA | \Classifications\Building System Class\D30-HVAC Systems\D3030 - Cooling SYS\Cooling Tower Filter - CTF | 1014200
19-V1 | 19-V1 East Los Angeles Courthouse | 19-V1-D2090-230-WIP01 | WATER TREATMENT PUMP | UNILOC | NA | 30C | OM00030601 |  | ROOF | NA | NA | NA | NA | 110 | DNA | electric | DNA | NA | NA | \Classifications\Building System Class\D20-Plumbing\D2090 - Other Plumbing SYS\Water Treatment Inhibitor Pump - WIP | 1014201
19-V1 | 19-V1 East Los Angeles Courthouse | 19-V1-D3030-110-CTW01 | COOLING TOWER 1 | EVAPCO | 7324934 | USS29024 | OM00033142 |  | ROOF | NA | NA | NA | 30 | 480V | DNA | Electric | 3 | NA | NA | \Classifications\Building System Class\D30-HVAC Systems\D3030 - Cooling SYS\Cooling Tower - CTW | 1014202
19-V1 | 19-V1 East Los Angeles Courthouse | 19-V1-D3030-110-CTW02 | COOLING TOWER #2 | EVAPCO | NA | USS29024 | OM00033143 |  | ROOF | NA | NA | NA | 30 | 480V | DNA | Electric | 3 | NA | NA | \Classifications\Building System Class\D30-HVAC Systems\D3030 - Cooling SYS\Cooling Tower - CTW | 1014203
19-V1 | 19-V1 East Los Angeles Courthouse | 19-V1-D3031-130-CLR01 | CHILLER WATER COOLED 1 | CARRIER | 75088 | 19XRV3030256BFS64 | OM00030598 |  | CHILLER ROOM | NA | NA | R-134a | NA | 460 | 244 | Electric | 3 | NA | NA | \Classifications\Building System Class\D30-HVAC Systems\D3030 - Cooling SYS\Chiller, Water Cooled - CLR | 1014204
19-V1 | 19-V1 East Los Angeles Courthouse | 19-V1-D3031-130-CLR02 | CHILLER WATER COOLED CLR02 | CARRIER | 4407Q75087 | 19XRV3030256BFS64 | OM00030599 |  | CHILLER ROOM | NA | NA | R-134a | NA | 480 | 244 | Electric | 3 | NA | NA | \Classifications\Building System Class\D30-HVAC Systems\D3030 - Cooling SYS\Chiller, Water Cooled - CLR | 1014205
19-V1 | 19-V1 East Los Angeles Courthouse | 19-V1-D3031-100-PCH01 | CHILLER WATER PUMP 1 | Bell & Gosset | 143357 | 3G | OM00033144 |  | CHILLER ROOM | NA | NA | NA | 25 | 460 | 32 | Electric | 3 | NA | NA | \Classifications\Building System Class\D30-HVAC Systems\D3030 - Cooling SYS\Chilled Water Pump - PCH | 1014206
19-V1 | 19-V1 East Los Angeles Courthouse | 19-V1-D3031-100-PCH02 | PUMP CHILLER WATER 2 | Bell & Gosset | 1433858 | 3G | OM00030596 |  | CHILLER ROOM | NA | NA | NA | 25 | 460 | 32 | Electric | 3 | NA | NA | \Classifications\Building System Class\D30-HVAC Systems\D3030 - Cooling SYS\Chilled Water Pump - PCH | 1014207
19-V1 | 19-V1 East Los Angeles Courthouse | 19-V1-D3031-100-PCH03 | CONDENSER WATER PUMP 1 | Taco Pumps | NA | TA1224B2J1A2L0 | OM00026958 |  | CHILLER ROOM | NA | NA | NA | 20 | 460 | 23.5 | Electric | 3 | NA | NA | \Classifications\Building System Class\D30-HVAC Systems\D3030 - Cooling SYS\Chilled Water Pump - PCH | 1014208
19-V1 | 19-V1 East Los Angeles Courthouse | 19-V1-D3031-100-PCH04 | CONDENSER WATER PUMP 2 | Taco Pumps | NA | TA1224B2J1A2L0 | OM00026957 |  | CHILLER ROOM | NA | NA | NA | 20 | 460 | 23.5 | Electric | 3 | NA | NA | \Classifications\Building System Class\D30-HVAC Systems\D3030 - Cooling SYS\Chilled Water Pump - PCH | 1014209
19-V1 | 19-V1 East Los Angeles Courthouse | 19-V1-D3041-110-AHU01 | AIR HANDLER UNIT 1 | McQuay Inc | 35L0017904 | MSL134DH | OM00033139 |  | ROOF | BX-64 | 24X24X2 | NA | NA | NA | DNA | Electric | 3 | NA | NA | \Classifications\Building System Class\D30-HVAC Systems\D3040 - Distribution SYS\Air Handling Unit - AHU | 1014210
19-V1 | 19-V1 East Los Angeles Courthouse | 19-V1-D3041-110-AHU02 | AIR HANDLER UNIT 2 | McQuay Inc | 35L0018204 | LYF137DH | OM00033140 |  | ROOF | NA | 24X24X2 | NA | NA | NA | DNA | Electric | 3 | NA | NA | \Classifications\Building System Class\D30-HVAC Systems\D3040 - Distribution SYS\Air Handling Unit - AHU | 1014211
19-V1 | 19-V1 East Los Angeles Courthouse | 19-V1-D3041-110-AHU03 | AIR HANDLER UNIT 3 | McQUAY | 3SL00184-04 | LYFY37DH | OM00030591 |  | ROOM AREA | B-81 | 24X24X2 | NA | NA | NA | DNA | Electric | DNA | NA | NA | \Classifications\Building System Class\D30-HVAC Systems\D3040 - Distribution SYS\Air Handling Unit - AHU | 1014212
19-V1 | 19-V1 East Los Angeles Courthouse | 19-V1-D3041-110-AHU04 | AIR HANDLER UNIT 4 | McQuay Inc | 3SL0018604 | LYF137DH | OM00033141 |  | ROOF | B-89 | 24X24X2 | NA | NA | NA | DNA | Electric | 3 | NA | NA | \Classifications\Building System Class\D30-HVAC Systems\D3040 - Distribution SYS\Air Handling Unit - AHU | 1014213
19-V1 | 19-V1 East Los Angeles Courthouse | 19-V1-D3041-110-AHU05 | AIR HANDLER UNIT 5 | McQuay Inc | 3SL0018704 | MSL141DH | OM00030592 |  | ROOR AREA. | B83 | 24X24X2 | NA | NA | NA | DNA | Electric | 3 | NA | NA | \Classifications\Building System Class\D30-HVAC Systems\D3040 - Distribution SYS\Air Handling Unit - AHU | 1014214
19-V1 | 19-V1 East Los Angeles Courthouse | 19-V1-D3040-120-FCU01 | Fan Coil Unit | McQuay Inc | NA | NA | OM00030636 |  | MECHANICAL ROOM | 4L390 | 20X20X2 | NA | NA | NA | DNA | Electric | DNA | NA | NA | \Classifications\Building System Class\D30-HVAC Systems\D3040 - Distribution SYS\Fan Coil Unit - FCU | 1014215
19-V1 | 19-V1 East Los Angeles Courthouse | 19-V1-D3041-110-AHU09 | AIR HANDLER UNIT 9 | NA | NA | NA | OM00030633 |  | ROOR | NA | NA | R-22 | NA | NA | DNA | Electric | DNA | NA | NA | \Classifications\Building System Class\D30-HVAC Systems\D3040 - Distribution SYS\Air Handling Unit - AHU | 1014216
19-V1 | 19-V1 East Los Angeles Courthouse | 19-V1-D3042-220-EFN01 | EXHAUST FAN-1 | Acme Industrial Products | 87049603 | 8033 | OM00026975 |  | ROOF | NA | NA | NA | NA | DNA | DNA | Electric | 3 | NA | NA | \Classifications\Building System Class\D30-HVAC Systems\D3040 - Distribution SYS\Supply/Exhaust/Return fans- FAN | 1014217
19-V1 | 19-V1 East Los Angeles Courthouse | 19-V1-D3042-220-EFN05 | FAN EXHAUST (BELT DRIVEN) EFN05 | PENN BARRY | F07AC49522 | DX18B | OM00030593 |  | ROOF | 480Y | NA | NA | 1/4 | 240V | 1 | Electric | NA | NA | NA | \Classifications\Building System Class\D30-HVAC Systems\D3040 - Distribution SYS\Supply/Exhaust/Return fans- FAN | 1014218
19-V1 | 19-V1 East Los Angeles Courthouse | 19-V1-D3042-220-EFN06 | FAN EXHAUST (BELT DRIVEN ) EFN06 | CENTRI MASTER | YLF309005 | PNX245J | OM00030594 |  | ROOF. | HL390 | NA | NA | .5 | 230 | DNA | Electric | 1 | NA | NA | \Classifications\Building System Class\D30-HVAC Systems\D3040 - Distribution SYS\Supply/Exhaust/Return fans- FAN | 1014219
19-V1 | 19-V1 East Los Angeles Courthouse | 19-V1-D3042-220-EFN07 | EXHAUST FAN EFN07 | CenTri | NA | NA | OM00030635 |  | ROOF | NA | NA | NA | NA | NA | NA | Electric | NA | NA | NA | \Classifications\Building System Class\D30-HVAC Systems\D3040 - Distribution SYS\Supply/Exhaust/Return fans- FAN | 1014220
19-V1 | 19-V1 East Los Angeles Courthouse | 19-V1-D3050-210-PKU04 | PACKAGE UNIT 4 PKU | LENNOX | 518758415 | CHA 15-513-3G | OM00030634 |  | R | NA | NA | R-22 | 3/4 | 460V | 8.3 | Electric | 3 | NA | NA | \Classifications\Building System Class\D30-HVAC Systems\D3050 - Package SYS\Package Unit - PKU | 1014222
19-V1 | 19-V1 East Los Angeles Courthouse | 19-V1-D3050-250-ACU02 | Air Conditioning Split System | PAYNE | 2290E66276 | 691ANX060000AAAA | OM00030637 |  | NEAR PUBLIC ENTRANCE. | NA | NA | R-22 | NA | 230V | 32.4 | Electric | 3 | NA | DNA | \Classifications\Building System Class\D30-HVAC Systems\D3050 - Package SYS\Air Conditioning,Split System - ACU | 1014223
19-V1 | 19-V1 East Los Angeles Courthouse | 19-V1-D3090-114-CMP01 | Compressor, Control Air (AHU Rm) | EMERSON/INGERSOLL-RAND | 30T628252 | 71T2A7 | OM00030589 |  | ROOF AREA. | NA | NA | NA | 7.5 | 460V | 21.10 | Electric | 3 | NA | NA | \Classifications\Building System Class\D30-HVAC Systems\D3090 - Other HVAC Systems and Equipment\Air Compressor - CMP | 1014224
19-V1 | 19-V1 East Los Angeles Courthouse | 19-V1-D4010-150-FMS01 | SPRINKLER STANDPIPE FMS01 | NA | NA | NA | OM00026977 |  | FRONT OF BUILDING | NA | NA | NA | NA | NA | NA | NA | NA | NA | NA | \Classifications\Building System Class\D40-Fire Protection SYS\D4010 - Sprinkler SYS\Fire Systems, stand pipes - FMS | 1014225
19-V1 | 19-V1 East Los Angeles Courthouse | 19-V1-D2023-100-BFP02 | BACK FLOW PREVERNTER 2 | FEBCO | J025930 | 825Y 2" | OM00030627 |  | BOILER ROOM- Hot water make up. | NA | NA | NA | NA | NA | NA | NA | NA | NA | NA | \Classifications\Building System Class\D20-Plumbing\D2020 - Domestic Water\Backflow Preventer - BFP | 1014226
19-V1 | 19-V1 East Los Angeles Courthouse | 19-V1-D4031-100-FEX40 | FIRE EXTINGISHER (40) | NA | Multiple | NA | OM00026589 |  | ALL FLOOR. | NA | NA | NA | NA | NA | NA | NA | NA | NA | NA | \Classifications\Building System Class\D40-Fire Protection SYS\D4030 - FIRE SPEC\Fire Extinguisher - FEX | 1014229
19-V1 | 19-V1 East Los Angeles Courthouse | 19-V1-D5010-110-MCC01 | CHILLER MOTOR CONTROL CENTER | SIEMENS | 09-1464-53400-01 | 9-001-53400-01 | OM00030595 |  | CHILLER ROOM | NA | NA | NA | NA | 480 | 300 | Electric | 3 | NA | NA | \Classifications\Building System Class\D50-Electrical SYS\D5010 - Elec Service & Dist\Chiller Room Electrical Panel - MCC | 1014230
19-V1 | 19-V1 East Los Angeles Courthouse | 19-V1-D5010-110-MCC02 | CHILLER MOTOR CONTROL CENTER | SIEMENS | 09-1464-53400.02 | 9-001-53400-02 | OM00033024 |  | ROOF AREA | NA | NA | NA | NA | 460V | 400 | Electric | 3 | NA | NA | \Classifications\Building System Class\D50-Electrical SYS\D5010 - Elec Service & Dist\Chiller Room Electrical Panel - MCC | 1014231
19-V1 | 19-V1 East Los Angeles Courthouse | 19-V1-D5010-200-ESD08 | ELECTRIC SWITCH BOARD UNDER | ITE | 60-70879-4 | VB | OM00030588 |  | MECHANICAL ROOM | NA | NA | NA | NA | 480 | 400 | Electric | 3 | NA | NA | \Classifications\Building System Class\D50-Electrical SYS\D5010 - Elec Service & Dist\Electical Service and Distribution - ESD | 1014232
19-V1 | 19-V1 East Los Angeles Courthouse | 19-V1-D5092-250-EML35 | EMERGENCY LIGHTING | NA | NA | NA | OM00026588 |  | ALL | NA | NA | NA | NA | 277V | DNA | Electric | 1 | NA | NA | \Classifications\Building System Class\D50-Electrical SYS\D5090 - Elec SYS\Emergency And Exit Lighting - EML | 1014233
19-V1 | 19-V1 East Los Angeles Courthouse | 19-V1-G3010-210-PWT01 | TANK - Potable water storage tank PWT01 | Buckeye | NA | NA | OM00030600 |  | CHILLER ROOM | NA | NA | NA | NA | NA | NA | NA | NA | NA | NA | \Classifications\Building System Class\G30-Site Mechanical Utilities\G3010 - Water Supply\Potable Water Storage Tank - PWT | 1014234
19-V1 | 19-V1 East Los Angeles Courthouse | 19-V1-G3010-210-PWT02 | TANK POTABLE WATER TANK PWT02 | HYDRO PRO | GKO719 | A028 | OM00030625 |  | BOILER ROOM | NA | NA | NA | NA | NA | NA | NA | NA | NA | NA | \Classifications\Building System Class\G30-Site Mechanical Utilities\G3010 - Water Supply\Potable Water Storage Tank - PWT | 1014235
19-V1 | 19-V1 East Los Angeles Courthouse | 19-V1-G2050-200-LSC01 | LANDSCAPING | NA | NA | NA | OM00026586 |  | OUT SIDE | NA | NA | NA | NA | NA | NA | NA | NA | NA | NA | \Classifications\Building System Class\G20-Other Systems\G2050 - Landscaping\Landscaping - LSC | 1014236
19-V1 | 19-V1 East Los Angeles Courthouse | 19-V1-D5092-250-ELT25 | EXTERIOR LIGHTING | NA | NA | NA | OM00026587 |  | GRUNDS. | NA | NA | NA | NA | NA | NA | Electric | NA | NA | NA | \Classifications\Building System Class\D50-Electrical SYS\D5090 - Elec SYS\Exterior Lighting - ELT | 1014237
19-V1 | 19-V1 East Los Angeles Courthouse | 19-V1-G2049-300-HSC01 | HARDSCAPE | NA | NA | NA | OM00026585 |  | OUT SIDE BUILDING. | NA | NA | NA | NA | NA | NA | NA | NA | NA | NA | \Classifications\Building System Class\G20-Other Systems\G2040 - Site Development\Hardscape - HSC | 1014238
19-V1 | 19-V1 East Los Angeles Courthouse | 19-V1-D5092-210-GEN01 | GENERATOR, EMERGENCY | DETROIT | 12VAD81652 | 12V71TA | OM00036806 | State ID# G32689 | ON THE SOUTH SIDE OF THE BUILDING BY THE RAMP | NA | NA | NA | 630 | 480 | DNA | Diesel | 3 | NA | NA | \Classifications\Building System Class\D50-Electrical SYS\D5090 - Elec SYS\Emergency Generator - GEN | 1015594
19-V1 | 19-V1 East Los Angeles Courthouse | 19-V1-G3063-100-AST01 | TANK, FUEL STORAGE, ABOVE GROUND | CONTAINMENT SOLUTIONS | 193100 | LP.1.000-1 | OM00036807 |  | ON THE SOUTH SIDE OF THE FACILITY OUTSIDE THE BUILDING | NA | NA | NA | NA | NA | NA | Diesel | NA | NA | NA | \Classifications\Building System Class\G30-Site Mechanical Utilities\G3060 - Fuel Distribution\Tank, Fuel Storage, Above Ground - AST | 1015596
19-V1 | 19-V1 East Los Angeles Courthouse | 19-V1-G3063-100-DAT01 | TANK, FUEL STORAGE DAY TANK | SIMPLEX | 45208 | SRS75 | OM00036808 | DNA | ON THE SOUTH SIDE OF THE BUILDING NEAR BY THE LOADING DOCK | NA | NA | NA | NA | NA | NA | Diesel | NA | NA | NA | \Classifications\Building System Class\G30-Site Mechanical Utilities\G3060 - Fuel Distribution\Tank, Fuel Storage Day - DAT | 1015602
19-V1 | 19-V1 East Los Angeles Courthouse | 19-V1-D5010-234-ATS01 | ELECTRICAL, AUTOMATIC TRANSFER SWITCH #1 | RUSSELECTRIC INC | 14676-1 | RMT-8004CE | OM00035976 |  | MECH ROOM 5TH FLOOR (TRANSF SWITCH #1) | NA | NA | NA | NA | 480 | 800 | Electric | 3 | NA | NA | \Classifications\Building System Class\D50-Electrical SYS\D5010 - Elec Service & Dist\Automatic Transfer Switch - ATS | 1015932
19-V1 | 19-V1 East Los Angeles Courthouse | 19-V1-D2023-100-BFP08 | BACKFLOW PREVENTER (MAIN BFP 8") | Wilkins | P4296 | 450DA-8" | OM00026969 | Hazzard ID# 1001890 Meter# 66615470 SPID:4480577855 | In front of the building by the main entry - USE CALIFORNIA WATER SERVICE FORM | NA | NA | NA | NA | NA | NA | NA | NA | NA | NA | \Classifications\Building System Class\D20-Plumbing\D2020 - Domestic Water\Backflow Preventer - BFP | 1016077
19-V1 | 19-V1 East Los Angeles Courthouse | 19-V1-D2023-100-BFP09 | BACKFLOW PREVENTER (FIRE SYSTEM 3/4") | Wilkins | 3010363 | 950XL-3/4" | OM00035968 | Hazard ID: 1016247 Meter#: 01640935 SPID: 8588377866 | In front of the building by the main entry - USE CALIFORNIA WATER SERVICE FORM | NA | NA | NA | NA | NA | NA | NA | NA | NA | NA | \Classifications\Building System Class\D20-Plumbing\D2020 - Domestic Water\Backflow Preventer - BFP | 1016078
19-V1 | 19-V1 East Los Angeles Courthouse | 19-V1-G3063-100-DFS01 | Leak Detection System Diesel Fuel (Generator Rm) | Veeder Root | I098196055811011 | TLS 300C | OM00035974 |  | Ground Floor Generator Room | NA | NA | NA | NA | 120 | 2.0 | Electric | 1 | NA | NA | \Classifications\Building System Class\G30-Site Mechanical Utilities\G3060 - Fuel Distribution\Diesel Fuel Leak Detection System - DFS | 1017688
19-V1 | 19-V1 East Los Angeles Courthouse | 19-V1-D3042-220-EFN02 | Exhaust Fan #2 (Room G08) | Centri-Master | YIF309007 | XB120E | OM00035958 |  | Fire Sprinkler Room G08 on Ground Floor | NA | NA | NA | NA | DNA | DNA | Electric | DNA | NA | NA | \Classifications\Building System Class\D30-HVAC Systems\D3040 - Distribution SYS\Supply/Exhaust/Return fans- FAN | 1017687
19-V1 | 19-V1 East Los Angeles Courthouse | 19-V1-D3042-220-EFN03 | Exhaust Fan #3 (Above AHU Rm Roof) | Centri-Master | PN1651 | XIF309001 | OM00035960 |  | Above Air Handler Room on Roof | A25 (1) | NA | NA | 1 | 200-230/460 | 3.4/1.6 | Electric | 3 | NA | NA | \Classifications\Building System Class\D30-HVAC Systems\D3040 - Distribution SYS\Supply/Exhaust/Return fans- FAN | 1017689
19-V1 | 19-V1 East Los Angeles Courthouse | 19-V1-D3042-220-EFN04 | Exhaust Fan #4 (Above AHU Rm Roof) | Centri-Master | PN1653 | XIF309001 | OM00035959 |  | Above Air Handler Room on Roof | A25 (1) | NA | NA | 1 | 200-230/460 | 3.4/1.6 | Electric | 3 | NA | NA | \Classifications\Building System Class\D30-HVAC Systems\D3040 - Distribution SYS\Supply/Exhaust/Return fans- FAN | 1017690
19-V1 | 19-V1 East Los Angeles Courthouse | 19-V1-D3042-220-EFN08 | Exhaust Fan #8 (Above AHU Rm Roof) | Centri-Master | 8704960 | 3G12 | OM00035961 |  | Above Air Handler Room on Roof | A25 (1) | NA | NA | 3/4 | 200-230/460 | DNA | Electric | 3 | NA | NA | \Classifications\Building System Class\D30-HVAC Systems\D3040 - Distribution SYS\Supply/Exhaust/Return fans- FAN | 1017691
19-V1 | 19-V1 East Los Angeles Courthouse | 19-V1-D5037-710-FAP01 | Fire Alarm Panel (Room G04G) | Radionics | NA | D7412 | OM00035972 |  | Ground Floor Sheriff's Office Room G04G | NA | NA | NA | NA | 16.5 | 40 | Electric | DNA | NA | NA | \Classifications\Building System Class\D50-Electrical SYS\D5030 - Comm & Security\Fire Alarm Panel - FAP | 1017692
19-V1 | 19-V1 East Los Angeles Courthouse | 19-V1-D3040-120-FCU02 | Fan Coil Unit (Penthouse ELE#5 AHU Room) | McQuay Inc | NA | NA | OM00040601 |  | Outside Elevator #5 Air Handler Room | 4L390 (1) | 25x16x2 (1) | NA | 3/4 | 208-230/460 | 2.9-3.0/1.5 | Electric | 3 | NA | NA | \Classifications\Building System Class\D30-HVAC Systems\D3040 - Distribution SYS\Fan Coil Unit - FCU | 1017693
19-V1 | 19-V1 East Los Angeles Courthouse | 19-V1-D4010-150-FMS02 | Fire System, Sprinkler System | Star Sprinkler Corp | NA | F | OM00035970 |  | Fire Sprinkler Room G08 on Ground Floor | NA | NA | NA | NA | NA | NA | NA |  | NA | NA | \Classifications\Building System Class\D40-Fire Protection SYS\D4010 - Sprinkler SYS\Fire Systems, stand pipes - FMS | 1017694
19-V1 | 19-V1 East Los Angeles Courthouse | 19-V1-D2023-310-HWP01 | Domestic Hot Water Circulating Pump (Rm G08) | Armstrong Pump Co | 300982525 | 125B4360P-00 | OM00035971 |  | Fire Sprinkler Room G08 on Ground Floor | NA | NA | NA | 1.5 | 230/460 | 4.6/2.3 | Electric | 3 | NA | NA | \Classifications\Building System Class\D20-Plumbing\D2020 - Domestic Water\Domestic Hot Water Circulating Pump - HWP | 1017695
19-V1 | 19-V1 East Los Angeles Courthouse | 19-V1-D4022-210-FSG01 | Fire Pump, Electric (Room G08) | Fairbanks Morse | K3R1018465 | 28740 | OM00035587 |  | Fire Sprinkler Room G08 on Ground Floor | NA | NA | NA | 60 | 230/460 | 142/71 | Electric | 3 | NA | NA | \Classifications\Building System Class\D40-Fire Protection SYS\D4020 - Stand Pipe\Pump,Fire,Electric Motor Driven - FSG | 1017696
19-V1 | 19-V1 East Los Angeles Courthouse | 19-V1-D2023-310-HWP02 | Domestic Hot Water Circulating Pump (Rm R08) | Taco Pumps | 110941 | 12813214 | OM00040599 |  | Penthouse Boiler Room R08 | NA | NA | NA | 1/6 | 115 | 3.5 | Electric | 1 | NA | NA | \Classifications\Building System Class\D20-Plumbing\D2020 - Domestic Water\Domestic Hot Water Circulating Pump - HWP | 1017697
19-V1 | 19-V1 East Los Angeles Courthouse | 19-V1-D2023-310-HWP04 | Domestic Hot Water Circulating Pump (Rm R08) | Taco Pumps | 59896771P1 | UP15-29STY | OM00040597 |  | Penthouse Boiler Room R08 | NA | NA | NA | NA | 115 | 0.7 | Electric | 1 | NA | NA | \Classifications\Building System Class\D20-Plumbing\D2020 - Domestic Water\Domestic Hot Water Circulating Pump - HWP | 1017699
19-V1 | 19-V1 East Los Angeles Courthouse | 19-V1-D5010-110-MCC04 | Chiller Motor Control Center (Rm 424A) | Westinghouse Corp | R893S4DMIX | B47GG1K907T3 | OM00035965 |  | 4th Floor Chiller Room 424A | NA | NA | NA | NA | NA | DNA | Electric | DNA | NA | NA | \Classifications\Building System Class\D50-Electrical SYS\D5010 - Elec Service & Dist\Chiller Room Electrical Panel - MCC | 1017703
19-V1 | 19-V1 East Los Angeles Courthouse | 19-V1-D5010-200-ESD01 | Main Electrical Panel (Rm G20) | Siemens | 60708791 | SD Series FC1 | OM00035953 |  | Ground Floor Room G20 | NA | NA | NA | NA | 480Y/277 | 3000 | Electric | 3 | NA | NA | \Classifications\Building System Class\D50-Electrical SYS\D5010 - Elec Service & Dist\Electical Service and Distribution - ESD | 1017704
19-V1 | 19-V1 East Los Angeles Courthouse | 19-V1-D2040-100-PSU02 | Sump Pump #2 (Fire Pump Rm) | Swaby MFG Co | A6589 | 4200 | OM00035585 |  | Ground Floor Fire Pump Room G08 | NA | NA | NA | 1 | 208-230 | 3.4/3.8 | Electric | 3 | NA | NA | \Classifications\Building System Class\D20-Plumbing\D2040 - Rain Drain\Sump Pump - PSU | 1017705
19-V1 | 19-V1 East Los Angeles Courthouse | 19-V1-D2040-100-PSU03 | Sump Pump #3 (Fire Pump Rm) | NA | NA | NA | OM00030640 |  | Ground Floor Fire Pump Room G08 | NA | NA | NA | NA | NA | DNA | Electric | DNA | NA | NA | \Classifications\Building System Class\D20-Plumbing\D2040 - Rain Drain\Sump Pump - PSU | 1017707
19-V1 | 19-V1 East Los Angeles Courthouse | 19-V1-D3041-230-RFN01 | Return Fan #1 (Roof AHU Rm) | McQuay Inc | 3SL0018004 | LYF128DI | OM00037974 |  | Roof Penthouse Air Handler Room | B72 (2) | NA | NA | DNA | DNA | DNA | Electric | DNA | NA | NA | \Classifications\Building System Class\D30-HVAC Systems\D3040 - Distribution SYS\Supply/Exhaust/Return fans- FAN | 1017709
19-V1 | 19-V1 East Los Angeles Courthouse | 19-V1-D3041-230-RFN04 | Return Fan #4 (Roof AHU Rm) | McQuay Inc | 3SL0018604 | LYF137DH | OM00037977 |  | Roof Penthouse Air Handler Room | BP83 (2) | NA | NA | 10 | 230/460 | 25.4-12.7 | Electric | 3 | NA | NA | \Classifications\Building System Class\D30-HVAC Systems\D3040 - Distribution SYS\Supply/Exhaust/Return fans- FAN | 1017712
19-V1 | 19-V1 East Los Angeles Courthouse | 19-V1-D3041-230-RFN05 | Return Fan #5 (Roof AHU Rm) | McQuay Inc | 3SL0018804 | LYF137DH | OM00037978 |  | Roof Penthouse Air Handler Room | BP83 (2) | NA | NA | 10 | 230/460 | 26.6/13.3 | Electric | 3 | NA | NA | \Classifications\Building System Class\D30-HVAC Systems\D3040 - Distribution SYS\Supply/Exhaust/Return fans- FAN | 1017713
19-V1 | 19-V1 East Los Angeles Courthouse | 19-V1-D3090-220-CMD02 | Compressor Air Dryer (AHU Rm Roof) | Johnson Controls | NA | A-4210-1 | OM00040602 |  | Roof Penthouse Air Handler Room | NA | NA | R-12 | NA | 115 | 4.0 | Electric | 1 | NA | NA | \Classifications\Building System Class\D30-HVAC Systems\D3090 - Other HVAC Systems and Equipment\Compressed Air Dryer - CMD | 1017685
19-V1 | 19-V1 East Los Angeles Courthouse | 19-V1-D3090-114-CMP02 | Compressor Control Air (AHU Room) | Ingersoll-Rand | 30T628256 | 71T2A7 | OM00030590 |  | Roof Penthouse Air Handler Room | B83 (3) | NA | NA | 7.5 | 230/460 | 21/10.5 | Electric | 3 | NA | NA | \Classifications\Building System Class\D30-HVAC Systems\D3090 - Other HVAC Systems and Equipment\Air Compressor - CMP | 1017686
19-V1 | 19-V1 East Los Angeles Courthouse | 19-V1-D2023-310-HWP03 | Domestic Hot Water Circulating Pump (Rm R08) | Taco Pumps | NA | 1291304104 | OM00040598 |  | Penthouse Boiler Room R08 | NA | NA | NA | 1/6 | 115 | 3.6 | Electric | 1 | NA | NA | \Classifications\Building System Class\D20-Plumbing\D2020 - Domestic Water\Domestic Hot Water Circulating Pump - HWP | 1017698
19-V1 | 19-V1 East Los Angeles Courthouse | 19-V1-D2023-310-HWP05 | Domestic Hot Water Circulating Pump (Rm R08) | Taco Pumps | 172738LF | G08T | OM00040596 |  | Penthouse Boiler Room R08 | NA | NA | NA | 1/2 | 208-230/460 | 2.3-2.4/1.2 | Electric | 1 | NA | NA | \Classifications\Building System Class\D20-Plumbing\D2020 - Domestic Water\Domestic Hot Water Circulating Pump - HWP | 1017700
19-V1 | 19-V1 East Los Angeles Courthouse | 19-V1-D4022-210-JPM01 | Jockey Fire Pump (Rm G08) | Peerless Pumps | 40089474 | 48D1-8 | OM00035588 |  | Fire Sprinkler Room G08 on Ground Floor | NA | NA | NA | 2 | 208-230/460 | 6.2-5.6/2.9 | Electric | 3 | NA | NA | \Classifications\Building System Class\D40-Fire Protection SYS\D4020 - Stand Pipe\Jockey Pump - JPM | 1017701
19-V1 | 19-V1 East Los Angeles Courthouse | 19-V1-D5010-110-MCC03 | Chiller Motor Control Center (Rm 424A) | Westinghouse Corp | R893S4DM1X | B47GG1K907T3 | OM00035966 |  | 4th Floor Chiller Room 424A | NA | NA | NA | NA | NA | DNA | Electric | DNA | NA | NA | \Classifications\Building System Class\D50-Electrical SYS\D5010 - Elec Service & Dist\Chiller Room Electrical Panel - MCC | 1017702
19-V1 | 19-V1 East Los Angeles Courthouse | 19-V1-D2040-100-PSU01 | Sump Pump #1 (Fire Pump Rm) | Swaby MFG Co | A6588 | 4200 | OM00035586 |  | Ground Floor Fire Pump Room G08 | NA | NA | NA | 1 | 208-230/460 | 3.4-3.3/1.6 | Electric | 3 | NA | NA | \Classifications\Building System Class\D20-Plumbing\D2040 - Rain Drain\Sump Pump - PSU | 1017706
19-V1 | 19-V1 East Los Angeles Courthouse | 19-V1-G3010-210-PWT04 | Potable Water Storage Tank (Rm G08) | Ace Buehler Inc | 71014 | SD6005U94OM | OM00030641 |  | Ground Floor Fire Pump Room G08 | NA | NA | NA | NA | NA | NA | NA |  | NA | NA | \Classifications\Building System Class\G30-Site Mechanical Utilities\G3010 - Water Supply\Potable Water Storage Tank - PWT | 1017708
19-V1 | 19-V1 East Los Angeles Courthouse | 19-V1-D3041-230-RFN02 | Return Fan #2 (Roof AHU Rm) | McQuay Inc | 3SL0018104 | MSL150DH | OM00037975 |  | Roof Penthouse Air Handler Room | 5VX1060 (2) | NA | NA | 25 | 230/460 | 65/32.5 | Electric | 3 | NA | NA | \Classifications\Building System Class\D30-HVAC Systems\D3040 - Distribution SYS\Supply/Exhaust/Return fans- FAN | 1017710
19-V1 | 19-V1 East Los Angeles Courthouse | 19-V1-D3041-230-RFN03 | Return Fan #3 (Roof AHU Rm) | McQuay Inc | 3SL0018304 | MSL150DH | OM00037976 |  | Roof Penthouse Air Handler Room | B103 (2) | NA | NA | 25 | 230/460 | 65/32.5 | Electric | 3 | NA | NA | \Classifications\Building System Class\D30-HVAC Systems\D3040 - Distribution SYS\Supply/Exhaust/Return fans- FAN | 1017711
19-V1 | 19-V1 East Los Angeles Courthouse | 19-V1-D3060-100-RDS01 | Refrigerant Leak Detection System (Rm 424A) | Citical Environmental Technologies | SCS0802D3045 | SCS-BR2-L | OM00035967 |  | 4th Floor Chiller Room 424A | NA | NA | NA | NA | NA | DNA | Electric | DNA | NA | NA | \Classifications\Building System Class\D30-HVAC Systems\D3060 - Control & Inst Air\Refrigerant Leak Detection System - RDS | 1017714
19-V1 | 19-V1 East Los Angeles Courthouse | 19-V1-D5010-200-ESD02 | Electrical Switchboard (Rm G20) | Siemens | 607087912 | CDP Series 6 | OM00035955 |  | Ground Floor Main Electrical Room G20 | NA | NA | NA | NA | NA | DNA | Electric | DNA | NA | NA | \Classifications\Building System Class\D50-Electrical SYS\D5010 - Elec Service & Dist\Electical Service and Distribution - ESD | 1017715
19-V1 | 19-V1 East Los Angeles Courthouse | 19-V1-D4094-450-SFM01 | Halon Fire Extinguishing Unit, FM200 (Rm R02) | Pyrotronics | 575084403B | PYR-A LON 1301 | OM00040595 |  | Penthouse Microwave Room R02 | NA | NA | NA | NA | NA | NA | Electric | DNA | NA | NA | \Classifications\Building System Class\D40-Fire Protection SYS\D4090 - Other Fire Protection Systems\Fire Suppression, Gaseous - SFM | 1017721
19-V1 | 19-V1 East Los Angeles Courthouse | 19-V1-D4094-450-SFM02 | Halon Fire Extinguishing Unit, FM200 (Vault) | Pyrotronics | NA | H60 | OM00035962 |  | 1st Floor In Vault | NA | NA | NA | NA | NA | NA | Electric | DNA | NA | NA | \Classifications\Building System Class\D40-Fire Protection SYS\D4090 - Other Fire Protection Systems\Fire Suppression, Gaseous - SFM | 1017722
19-V1 | 19-V1 East Los Angeles Courthouse | 19-V1-D4094-450-SFM03 | Halon Fire Extinguishing Unit, FM200 (Rm 111) | Pyrotronics | NA | CP-2HR/H250 | OM00035975 |  | 1st Floor Main Communitcations Room 111 | NA | NA | NA | NA | NA | NA | Electric | DNA | NA | NA | \Classifications\Building System Class\D40-Fire Protection SYS\D4090 - Other Fire Protection Systems\Fire Suppression, Gaseous - SFM | 1017723
19-V1 | 19-V1 East Los Angeles Courthouse | 19-V1-D1013-310-WCL01 | Wheelchair Lift Dept #1 (Rm 105F) | NA | NA | NA | OM00035963 | PEND RISK RVW | 1st Floor Dept 1 Room 105F | NA | NA | NA | NA | NA | DNA | Electric | DNA | NA | NA | \Classifications\Building System Class\D10-Conveyance Systems\D1010 - Elevator\Wheelchair Lift - WCL | 1017724
19-V1 | 19-V1 East Los Angeles Courthouse | 19-V1-D1013-310-WCL03 | Wheelchair Lift Dept #3 (Rm 205E) | NA | NA | NA | OM00037969 | PEND RISK RVW | 2nd Floor Dept 3 Room 205E | NA | NA | NA | NA | NA | DNA | Electric | DNA | NA | NA | \Classifications\Building System Class\D10-Conveyance Systems\D1010 - Elevator\Wheelchair Lift - WCL | 1017726
19-V1 | 19-V1 East Los Angeles Courthouse | 19-V1-D1013-310-WCL04 | Wheelchair Lift Dept #4 (Rm 302E) | NA | NA | NA | OM00037970 | PEND RISK RVW | 3rd Floor Dept 4 Room 302E | NA | NA | NA | NA | NA | DNA | Electric | DNA | NA | NA | \Classifications\Building System Class\D10-Conveyance Systems\D1010 - Elevator\Wheelchair Lift - WCL | 1017727
19-V1 | 19-V1 East Los Angeles Courthouse | 19-V1-D1013-310-WCL07 | Wheelchair Lift Dept #7 (Rm 405E) | NA | NA | NA | OM00037973 | PEND RISK RVW | 4th Floor Dept 7 Room 405E | NA | NA | NA | NA | NA | DNA | Electric | DNA | NA | NA | \Classifications\Building System Class\D10-Conveyance Systems\D1010 - Elevator\Wheelchair Lift - WCL | 1017729
19-V1 | 19-V1 East Los Angeles Courthouse | 19-V1-D2023-310-WBS02 | Domestic Water Booster Pump #2 (Rm G08) | Ebera Fluid Handling | C2552991 | A3U32160B5073C | OM00035590 |  | Ground Floor Fire Pump Room G08 | NA | NA | NA | 5 | 208-230/460 | 13-12.2/6.1 | Electric | DNA | NA | NA | \Classifications\Building System Class\D20-Plumbing\D2020 - Domestic Water\Domestic Water Booster System - WBS | 1017732
19-V1 | 19-V1 East Los Angeles Courthouse | 19-V1-D5010-200-ESD03 | Electrical Switchboard (Rm G20) | Siemens | 60708796 | VB Series 6 | OM00035954 |  | Ground Floor Main Electrical Room G20 | NA | NA | NA | NA | 480Y/277 | 400 | Electric | DNA | NA | NA | \Classifications\Building System Class\D50-Electrical SYS\D5010 - Elec Service & Dist\Electical Service and Distribution - ESD | 1017716
19-V1 | 19-V1 East Los Angeles Courthouse | 19-V1-D5010-200-ESD04 | Electrical Switchboard (Rm 214) | Siemens | 6070879X7 | VB Series 6 | OM00035956 |  | 2nd Floor Electrical Room 214 | NA | NA | NA | NA | 480Y/277 | 400 | Electric | DNA | NA | NA | \Classifications\Building System Class\D50-Electrical SYS\D5010 - Elec Service & Dist\Electical Service and Distribution - ESD | 1017717
19-V1 | 19-V1 East Los Angeles Courthouse | 19-V1-D5010-200-ESD05 | Electrical Switchboard (Rm 412) | Siemens | 60708793 | VB Series 6 | OM00035957 |  | 4th Floor Electrical Room 412 | NA | NA | NA | NA | 480Y/277 | 400 | Electric | DNA | NA | NA | \Classifications\Building System Class\D50-Electrical SYS\D5010 - Elec Service & Dist\Electical Service and Distribution - ESD | 1017718
19-V1 | 19-V1 East Los Angeles Courthouse | 19-V1-D5010-200-ESD06 | Electrical Switchboard (Rm R06) | ITE Electrical Products | 60708792 | VB Series 6 | OM00040604 |  | Penthouse Elevator Room R06 | NA | NA | NA | NA | 480 | 225 | Electric | 3 | NA | NA | \Classifications\Building System Class\D50-Electrical SYS\D5010 - Elec Service & Dist\Electical Service and Distribution - ESD | 1017719
19-V1 | 19-V1 East Los Angeles Courthouse | 19-V1-D5010-200-ESD07 | Electrical Switchboard (Rm R03) | ITE Electrical Products | 60708795 | VB Series 6 | OM00040603 |  | Penthouse Elevator Room R03 | NA | NA | NA | NA | NA | DNA | Electric | DNA | NA | NA | \Classifications\Building System Class\D50-Electrical SYS\D5010 - Elec Service & Dist\Electical Service and Distribution - ESD | 1017720
19-V1 | 19-V1 East Los Angeles Courthouse | 19-V1-D1013-310-WCL02 | Wheelchair Lift Dept #2 (Rm 202D) | NA | NA | NA | OM00035964 | PEND RISK RVW | 2nd Floor Dept 2 Room 202D | NA | NA | NA | NA | NA | DNA | Electric | DNA | NA | NA | \Classifications\Building System Class\D10-Conveyance Systems\D1010 - Elevator\Wheelchair Lift - WCL | 1017725
19-V1 | 19-V1 East Los Angeles Courthouse | 19-V1-D1013-310-WCL05 | Wheelchair Lift Dept #5 (Rm 305E) | NA | NA | NA | OM00037971 | PEND RISK RVW | 3rd Floor Dept 5 Room 305E | NA | NA | NA | NA | NA | DNA | Electric | DNA | NA | NA | \Classifications\Building System Class\D10-Conveyance Systems\D1010 - Elevator\Wheelchair Lift - WCL | 1017728
19-V1 | 19-V1 East Los Angeles Courthouse | 19-V1-D1013-310-WCL06 | Wheelchair Lift Dept #6 (Rm 401D) | NA | NA | NA | OM00037972 | PEND RISK RVW | 4th Floor Dept 6 Room 401D | NA | NA | NA | DNA | DNA | DNA | Electric | DNA | NA | NA | \Classifications\Building System Class\D10-Conveyance Systems\D1010 - Elevator\Wheelchair Lift - WCL | 1017730
19-V1 | 19-V1 East Los Angeles Courthouse | 19-V1-D2023-310-WBS01 | Domestic Water Booster Pump #1 (Rm G08) | Ebera Fluid Handling | C100422 | 3V-32-160BNB | OM00037979 |  | Ground Floor Fire Pump Room G08 | NA | NA | NA | 5 | 208-230/460 | 13-12.2/6.1 | Electric | DNA | NA | NA | \Classifications\Building System Class\D20-Plumbing\D2020 - Domestic Water\Domestic Water Booster System - WBS | 1017731
19-V1 | 19-V1 East Los Angeles Courthouse | 19-V1-G3063-100-DAT02 | Fuel Storage Day Tank (Generator Rm) | Simplex | 45962 | SST-10 | OM00035973 |  | Ground Floor Generator Room | NA | NA | NA | NA | NA | NA | Diesel |  | NA | NA | \Classifications\Building System Class\G30-Site Mechanical Utilities\G3060 - Fuel Distribution\Tank, Fuel Storage Day - DAT | 1017733
19-V1 | 19-V1 East Los Angeles Courthouse | 19-V1-G3010-210-FWT01 | Fire Water Storage Tank | NA | NA | NA | OM00040755 |  | Judge's Parking Lot adjacent to gate | NA | NA | NA | NA | NA | NA | NA | NA | NA | NA | \Classifications\Building System Class\G30-Site Mechanical Utilities\G3010 - Water Supply\Fire Water Tank - FWT | 1021649
19-V1 | 19-V1 East Los Angeles Courthouse | 19-V1-D2023-100-BFP11 | Backflow Preventer, BFP11- Irrigation BFP | Febco | J030062 | 825Y, 1 1/2" | OM00019998 | OW0209916-FA0234856-BD0022915-S/5901 | GROUNDS, FLOWER BED LOCATED IN THE JUDGES' PARKING LOT (LAPHD FORM REQUIRED) | NA | NA | NA | NA | NA | NA | NA | NA | NA | NA | \Classifications\Building System Class\D20-Plumbing\D2020 - Domestic Water\Backflow Preventer - BFP | 1022859
19-V1 | 19-V1 East Los Angeles Courthouse | 19-V1-D3050-250-ACU03 | Air Conditioning Split System (IT Room) (ACU03) | Guardian | W1M8394617 | GAW14L60C22SA | OM00046736 |  | Roof-West Side | NA | NA | R-22 | 1/4 | 230 | DNA | Electric | 1 | NA | NA | \Classifications\Building System Class\D30-HVAC Systems\D3050 - Package SYS\Air Conditioning,Split System - ACU | 1022919
19-W1 | 19-W1 Pomona Courthouse South | 19-W1-D4031-100-FEX56 | Fire extinguisher assets (56) | 40 STATIONS | NA | RU-S | OM00026603 |  | WEST AND EAST MID ROOF | NA | NA | NA | NA | NA | NA | NA | NA | NA | NA | \Classifications\Building System Class\D40-Fire Protection SYS\D4030 - FIRE SPEC\Fire Extinguisher - FEX | EQ-1007210
19-W1 | 19-W1 Pomona Courthouse South | 19-W1-D5092-250-EML55 | LIGHTING, EMERGENCY & EXIT (55) | NA | NA | NA | OM00026604 |  | LOCATED IN THE ENGENEER OFFICE | NA | NA | NA | NA | NA | NA | Electric | NA | NA | NA | \Classifications\Building System Class\D50-Electrical SYS\D5090 - Elec SYS\Emergency And Exit Lighting - EML | EQ-1007211
19-W1 | 19-W1 Pomona Courthouse South | 19-W1-D3041-110-AHU02 | AIR-HANDLER 2 | WESTEEN BLOWER | DNA | C-30822 | OM00015207 |  | Center of bldg on westside near ELE06 Judges' Elevator | B140 (3) | 24x24x2 (20) | NA | 30 | 240/460 | 50/25 | Electric | 3 | NA | NA | \Classifications\Building System Class\D30-HVAC Systems\D3040 - Distribution SYS\Air Handling Unit - AHU | EQ-1007216
19-W1 | 19-W1 Pomona Courthouse South | 19-W1-D3041-110-AHU03 | AIR-HANDLER 3 | WESTEER BLOWER | C-30822 | 1-365 | OM00015173 |  | MECHANICAL ROOM | BP100 (5) | 24x24x2 (20) | NA | 40 | 460 | 3 | Electric |  | NA | NA | \Classifications\Building System Class\D30-HVAC Systems\D3040 - Distribution SYS\Air Handling Unit - AHU | EQ-1007217
19-W1 | 19-W1 Pomona Courthouse South | 19-W1-D3041-110-AHU04 | AIR-HANDLER 4 | WESTERN BLOWER | C-30823 | 1-DDA-365 | OM00015170 | NA | MECHANICAL ROOM | B150 (4) | 24x24x2 (20) | NA | 30 | 230/460 | 71/35.5 | Electric | 3 | NA | NA | \Classifications\Building System Class\D30-HVAC Systems\D3040 - Distribution SYS\Air Handling Unit - AHU | EQ-1007218
19-W1 | 19-W1 Pomona Courthouse South | 19-W1-D3041-110-AHU05 | AIR HANDLER 5 | Western blower | C-30823 | NA | OM00015159 |  | Mechanic room | B144 (4) | 20x20x2 (20) | NA | 30 | 208-230/460 | 78.2-70.8/55.4 | Electric | 3 | NA | NA | \Classifications\Building System Class\D30-HVAC Systems\D3040 - Distribution SYS\Air Handling Unit - AHU | EQ-1007220
19-W1 | 19-W1 Pomona Courthouse South | 19-W1-D3041-110-AHU07 | AIR-HANDLER 7 | Western Blower | C30824 | 1-DA-365 | OM00015183 |  | MECHANICAL ROOM | B140 (3) | 24x24x2 (15) | NA | 20 | 208-230 | 54.0-45.6 | Electric | 3 | NA | NA | \Classifications\Building System Class\D30-HVAC Systems\D3040 - Distribution SYS\Air Handling Unit - AHU | EQ-1007221
19-W1 | 19-W1 Pomona Courthouse South | 19-W1-D3050-210-PKU02 | PACKAGE UNIT | CARRIER | 1204G20624 | 50HJ-012-661 | OM00015244 | NA | UPPER ROOF | A53 | 20x20x2 (4) | R-22 | 3 | 480 | 4.8 | Electric | 3 | NA | 142.197 | \Classifications\Building System Class\D30-HVAC Systems\D3050 - Package SYS\Package Unit - PKU | EQ-1007223
19-W1 | 19-W1 Pomona Courthouse South | 19-W1-B2010-100-BLD01 | Building Structure | NA | NA | NA | OM00026600 |  | All | NA | NA | NA | NA | NA | NA | NA | NA | NA | NA | \Classifications\Building System Class\B20-General Building Exterior\B2010 - Exterior Walls\Building - BLD | EQ-1007284
19-W1 | 19-W1 Pomona Courthouse South | 19-W1-B3010-100-RUF01 | Roofing Systems | NA | NA | NA | OM00026601 |  | ENGINEER OFFICE. | NA | NA | NA | NA | NA | NA | NA | NA | NA | NA | \Classifications\Building System Class\B30-Roofing\B3010 - Roof Types\Roof - RUF | EQ-1007461
19-W1 | 19-W1 Pomona Courthouse South | 19-W1-D1010-100-ELE01 | ELEVATOR #1 | DOVER | 21416 | 63188 | OM00028914 | State ID# 047074 | ELEVATOR MECH ROOM | NA | NA | NA | 42.5 | 120/230/460 | 145 | electric | 3 | NA | NA | \Classifications\Building System Class\D10-Conveyance Systems\D1010 - Elevator\Elevator,Electric,Pass/Freight - ELE | 1007811
19-W1 | 19-W1 Pomona Courthouse South | 19-W1-D1010-100-ELE02 | ELEVATOR #2 | DOVER | 21417 | 63188 | OM00028915 | State ID# 047075 | ELEVATOR MECH ROOM | NA | NA | NA | 42.5 | 120/230/460 | 145 | electric | 3 | NA | NA | \Classifications\Building System Class\D10-Conveyance Systems\D1010 - Elevator\Elevator,Electric,Pass/Freight - ELE | 1007812
19-W1 | 19-W1 Pomona Courthouse South | 19-W1-D1010-100-ELE03 | ELEVATOR #3 | DOVER | 21418 | 63188 | OM00028916 | State ID# 047061 | ELEVATOR MECH ROOM | NA | NA | NA | 42.5 | 120/230/460 | 145 | electric | 3 | NA | NA | \Classifications\Building System Class\D10-Conveyance Systems\D1010 - Elevator\Elevator,Electric,Pass/Freight - ELE | 1007813
19-W1 | 19-W1 Pomona Courthouse South | 19-W1-D1010-100-ELE04 | ELEVATOR #4 | DOVER | 21419 | 63188 | OM00028917 | State ID# 047076 | ELEVATOR MECH ROOM | NA | NA | NA | 42.5 | 120/230/460 | 145 | electric | 3 | NA | NA | \Classifications\Building System Class\D10-Conveyance Systems\D1010 - Elevator\Elevator,Electric,Pass/Freight - ELE | 1007814
19-W1 | 19-W1 Pomona Courthouse South | 19-W1-D1010-100-ELE05 | ELEVATOR #5 | Dover | 21420 | 63188 | OM00028918 | State ID# 047078 | ELEVATOR MECH ROOM | NA | NA | NA | 42.5 | 120/230/460 | 145 | electric | 3 | NA | NA | \Classifications\Building System Class\D10-Conveyance Systems\D1010 - Elevator\Elevator,Electric,Pass/Freight - ELE | 1007815
19-W1 | 19-W1 Pomona Courthouse South | 19-W1-D1010-100-ELE06 | ELEVATOR #6 | Dover | 587919 | 65192 | OM00028919 | State ID# 047077 | ELEVATOR MECH ROOM | NA | NA | NA | 30 | 480 | 40.3 | electric | 3 | NA | NA | \Classifications\Building System Class\D10-Conveyance Systems\D1010 - Elevator\Elevator,Electric,Pass/Freight - ELE | 1007816
19-W1 | 19-W1 Pomona Courthouse South | 19-W1-D2030-410-PMS01 | Sewage Ejector Pump (Rm M1A) | Aurora Pump Co | NA | 20756RM36 | OM00037989 |  | MECHANICAL ROOM BASEMENT | NA | NA | NA | 1.5 | 230/460 | 5/2.5 | electric | 3 | NA | NA | \Classifications\Building System Class\D20-Plumbing\D2030 - Sani Waste\Sewage Ejector Pump - PMS | 1007817
19-W1 | 19-W1 Pomona Courthouse South | 19-W1-D3021-130-BLR01 | BOILER #1 | RITE ENGINEERING | 28533 | 650WG | OM00015205 | DNA | MECHANICAL ROOM BASEMENT | NA | NA | NA | NA | 480 | 30 | gas | 3 | 6,000,000 | 5,500,000 | \Classifications\Building System Class\D30-HVAC Systems\D3020 - Heat SYS\Boiler,Hot Water,Oil/Gas/Comb. - BLR | 1007818
19-W1 | 19-W1 Pomona Courthouse South | 19-W1-D3021-130-BLR02 | BOILER #2 | RITE ENGINEERING | 28534 | 650WG | OM00015192 | Permit #G22973 | MECHANICAL ROOM BASEMENT | NA | NA | NA | NA | 480 | 30 | gas | 3 | 6,000,000 | 5,500,000 | \Classifications\Building System Class\D30-HVAC Systems\D3020 - Heat SYS\Boiler,Hot Water,Oil/Gas/Comb. - BLR | 1007819
19-W1 | 19-W1 Pomona Courthouse South | 19-W1-D3030-110-CTW01 | Cooling Tower #1 (Direct Drive) | MARLEY | 427-002 A01441L | NA | OM00015242 |  | ROOF OUTSIDE STAIR WAY | No Belt | NA | NA | 30 | 480 | DNA | electric | 3 | NA | NA | \Classifications\Building System Class\D30-HVAC Systems\D3030 - Cooling SYS\Cooling Tower - CTW | 1007820
19-W1 | 19-W1 Pomona Courthouse South | 19-W1-D3030-110-CTW02 | Cooling Tower #2 (Direct Drive) | MARLEY | 9119000042700192 | NA | OM00015241 | NA | ROOF OUTSIDE STAIR WAY | No Belt | NA | NA | 30 | 480 | DNA | electric | 3 | NA | NA | \Classifications\Building System Class\D30-HVAC Systems\D3030 - Cooling SYS\Cooling Tower - CTW | 1007821
19-W1 | 19-W1 Pomona Courthouse South | 19-W1-D3031-130-CLR01 | CHILLER #1 | YORK | GEHM 127693 | YTJ1A4C3CKH | OM00015187 |  | MECHANICAL ROOM BASEMENT | NA | NA | R-123 | 251 | 480 | 346-450 | electric | 3 | NA | NA | \Classifications\Building System Class\D30-HVAC Systems\D3030 - Cooling SYS\Chiller, Water Cooled - CLR | 1007822
19-W1 | 19-W1 Pomona Courthouse South | 19-W1-D3031-130-CLR02 | CHILLER #2 | YORK | GEHM 127692 | YTJ1A4C3CKH | OM00015193 | NA | MECHANICAL ROOM BASEMENT | NA | NA | R-123 | 251 | 480 | 346-450 | electric | 3 | NA | NA | \Classifications\Building System Class\D30-HVAC Systems\D3030 - Cooling SYS\Chiller, Water Cooled - CLR | 1007823
19-W1 | 19-W1 Pomona Courthouse South | 19-W1-D3042-220-EFN04 | Exhaust Fan (Roof) | Western Blower | F23713 | A330K | OM00015248 |  | ROOF | NA | NA | NA | 5 | 230/460 | 13.6/6.8 | electric | 3 | NA | NA | \Classifications\Building System Class\D30-HVAC Systems\D3040 - Distribution SYS\Supply/Exhaust/Return fans- FAN | 1007824
19-W1 | 19-W1 Pomona Courthouse South | 19-W1-D3031-100-PCH01 | CHW PUMP P6 #1 CHLR | Aurora Pump Co | 66146511 | OJPBF | OM00015188 |  | MECHANICAL ROOM BASEMENT | NA | NA | NA | 40 | 208/220/480 | 100/95/47.5 | electric | 3 | NA | NA | \Classifications\Building System Class\D30-HVAC Systems\D3030 - Cooling SYS\Chilled Water Pump - PCH | 1007825
19-W1 | 19-W1 Pomona Courthouse South | 19-W1-D3031-100-PCH02 | CHW PUMP P5 #2 CHLR | Aurora Pump Co | 66146512 | OJPBF | OM00015189 |  | MECHANICAL ROOM BASEMENT | NA | NA | NA | 40 | 208/220/480 | 100/95/47.5 | electric | 3 | NA | NA | \Classifications\Building System Class\D30-HVAC Systems\D3030 - Cooling SYS\Chilled Water Pump - PCH | 1007826
19-W1 | 19-W1 Pomona Courthouse South | 19-W1-D3031-100-PCH03 | CONDW PUMP P3 #1 CHLR | Aurora Pump Co | 66146522 | OJPBF | OM00015190 |  | MECHANICAL ROOM BASEMENT | NA | NA | NA | 40 | 208/220/480 | 100/95/47.5 | electric | 3 | NA | NA | \Classifications\Building System Class\D30-HVAC Systems\D3030 - Cooling SYS\Chilled Water Pump - PCH | 1007828
19-W1 | 19-W1 Pomona Courthouse South | 19-W1-D2023-310-HWP05 | DOMESTIC WATER BOOSTER SYSTEM HWP05 | Ebara Pump | 4136212 | 2TDE74VFD | OM00015195 | NA | MECHANICAL ROOM BASEMENT | NA | NA | NA | 7.5 | 208/230/460 | 19/17.5/8.8 | electric | 3 | NA | NA | \Classifications\Building System Class\D20-Plumbing\D2020 - Domestic Water\Domestic Hot Water Circulating Pump - HWP | 1007830
19-W1 | 19-W1 Pomona Courthouse South | 19-W1-D4022-210-FSG06 | DEDICATED HOSE REEL HELIPORT PUMP | Aurora Pump Co | 9306204 | 341A-BF | OM00015198 |  | MECHANICAL ROOM BASEMENT | NA | NA | NA | 15 | 208-230/460 | 41.9-37.0/18.5 | NA | 3 | NA | NA | \Classifications\Building System Class\D40-Fire Protection SYS\D4020 - Stand Pipe\Pump,Fire,Electric Motor Driven - FSG | 1007831
19-W1 | 19-W1 Pomona Courthouse South | 19-W1-D3050-210-PKU03 | AC UNIT PKU03 | AMANA | 9005117512 | SPH024001A | OM00015247 |  | WEST END OF ROOF | DNA | DNA | R-22 | 1/3 | 208/230 | 2.3 | electric | 1 | DNA | DNA | \Classifications\Building System Class\D30-HVAC Systems\D3050 - Package SYS\Package Unit - PKU | 1007832
19-W1 | 19-W1 Pomona Courthouse South | 19-W1-D3090-114-CMP01 | CONTROL AIR COMPRESSOR #1 | Devilbiss | H098 | PUB05040 | OM00015219 | State ID# A008862-68 ¦ SN 222417 | MECHANICAL ROOM BASEMENT | B-73 | NA | NA | 2 | 208/220/480 | 8.9/8.5/4.25 | electric | 3 | NA | NA | \Classifications\Building System Class\D30-HVAC Systems\D3090 - Other HVAC Systems and Equipment\Air Compressor - CMP | 1007834
19-W1 | 19-W1 Pomona Courthouse South | 19-W1-D3090-114-CMP02 | CONTROL AIR COMPRESSOR #2 STBY CMP02 | Worthington | ES12080 | 321TV | OM00015220 | State ID# A008861-68 ¦SN-35709 | MECHANICAL ROOM BASEMENT | 4L640 | NA | NA | 3 | 240 | 5.8 | electric | 3 | NA | NA | \Classifications\Building System Class\D30-HVAC Systems\D3090 - Other HVAC Systems and Equipment\Air Compressor - CMP | 1007835
19-W1 | 19-W1 Pomona Courthouse South | 19-W1-D3090-114-CMP03 | CONTROL AIR COMPRESSOR #3 | QUINCY | 200712100062 | OTS3QCB | OM00015249 | State ID# A017802-04 ¦ SN-1100280 | MECHANICAL ROOM | A58 (1) | NA | NA | 1.5 | 208-230/460 | 6.0-5.5/2.7 | electric | DNA | NA | NA | \Classifications\Building System Class\D30-HVAC Systems\D3090 - Other HVAC Systems and Equipment\Air Compressor - CMP | 1007836
19-W1 | 19-W1 Pomona Courthouse South | 19-W1-D3090-114-CMP04 | AIR COMP. FLR 3&5 SPRINKLERS CMP04 | FALCON | 0085620 | VA65 | OM00015160 | State ID# A009957-09 ¦SN- M-2798 | MECHANICAL ROOM | NA | NA | NA | 1.5 | 115/230 | 21.3/10.6 | electric | 1 | NA | NA | \Classifications\Building System Class\D30-HVAC Systems\D3090 - Other HVAC Systems and Equipment\Air Compressor - CMP | 1007837
19-W1 | 19-W1 Pomona Courthouse South | 19-W1-D2023-100-BFP01 | Backflow Preventer (Boilers 1 & 2 MakeUp) (1.5") | FEBCO | J019964 | 825Y 1-1/2" | OM00015194 | OW0209916-FA0234854-BD0011796-MARCH | BOILER ROOM (LAPHD FORM REQUIRED) | NA | NA | NA | NA | NA | NA | NA | NA | NA | NA | \Classifications\Building System Class\D20-Plumbing\D2020 - Domestic Water\Backflow Preventer - BFP | 1007838
19-W1 | 19-W1 Pomona Courthouse South | 19-W1-D2023-100-BFP02 | BACKFLOW PREVENTER #2 (1 1/2" COOLING TOWER) | FEBCO | J019962 | 825 Y 1-1/2" | OM00030697 | OW0209916-FA0234854-BD0009118-MARCH | ROOF - COOLING TOWER CARD 6 (LAPHD FORM REQUIRED) | NA | NA | NA | NA | NA | NA | NA | NA | NA | NA | \Classifications\Building System Class\D20-Plumbing\D2020 - Domestic Water\Backflow Preventer - BFP | 1007839
19-W1 | 19-W1 Pomona Courthouse South | 19-W1-D2023-100-BFP03 | BACKFLOW PREVENTER #3 (1 1/2" COOLING TOWER) | FEBCO | A165007 | 825Y | OM00015246 | OW0209916-FA0234854-BD0011795-MARCH | NORTH WALL BY CT #2 (LAPHD FORM REQUIRED) | NA | NA | NA | NA | NA | NA | NA | NA | NA | NA | \Classifications\Building System Class\D20-Plumbing\D2020 - Domestic Water\Backflow Preventer - BFP | 1007840
19-W1 | 19-W1 Pomona Courthouse South | 19-W1-D4022-210-FSG01 | MAIN FIRE PUMP FSG01 | Peerless Pump | 4768701 | 4PVF8G | OM00015210 |  | MECHANICAL ROOM BASEMENT | NA | NA | NA | 20 | 230/460 | 49.8/24.9 | electric | 3 | NA | NA | \Classifications\Building System Class\D40-Fire Protection SYS\D4020 - Stand Pipe\Pump,Fire,Electric Motor Driven - FSG | 1007841
19-W1 | 19-W1 Pomona Courthouse South | 19-W1-D5010-200-ESD07 | SWITCHGEAR DISTRIBUTION ""B"" SBR01 | ZINSCO ELECTRICAL | NA | 220054 | OM00015171 |  | MECHANICAL ROOM | NA | NA | NA | NA | 208/120 | 800 | electric | 3 | NA | NA | \Classifications\Building System Class\D50-Electrical SYS\D5010 - Elec Service & Dist\Electical Service and Distribution - ESD | 1007842
19-W1 | 19-W1 Pomona Courthouse South | 19-W1-D5010-200-ESD08 | MCC ""PA"" FEED TOO SBR02 | Zinsco | 212526 | NA | OM00015204 | DNA | MECHANICAL ROOM BASEMENT | NA | NA | NA | NA | 120/208/480 | 600 | electric | 3 | NA | NA | \Classifications\Building System Class\D50-Electrical SYS\D5010 - Elec Service & Dist\Electical Service and Distribution - ESD | 1007843
19-W1 | 19-W1 Pomona Courthouse South | 19-W1-D5011-240-TRN01 | TRANSFORMER #1 TRN01 | Zinsco | 303-412-5HM | NA | OM00015169 |  | MECHANICAL ROOM | NA | NA | NA | NA | 480/208/120 | DNA | electric | 3 | NA | NA | \Classifications\Building System Class\D50-Electrical SYS\D5010 - Elec Service & Dist\Transformer - TRN | 1007844
19-W1 | 19-W1 Pomona Courthouse South | 19-W1-D5037-710-FAP01 | FIRE CONTROL PANEL FAP01 | RADIONIC | DNA | DNA | OM00015225 |  | LOBBY GROUND FLOOR | NA | NA | NA | NA | 110 | DNA | electric | 1 | NA | NA | \Classifications\Building System Class\D50-Electrical SYS\D5030 - Comm & Security\Fire Alarm Panel - FAP | 1007845
19-W1 | 19-W1 Pomona Courthouse South | 19-W1-D4010-150-CTY01 | DRY STAND PIPES 31/2"" FMS01 (County maintained) | US ELECTRIC MOTOR | NA | NA | OM00015210 |  | MECHANICAL ROOM BASEMENT | NA | NA | NA | NA | NA | NA | NA | NA | NA | NA | \Classifications\Building System Class\D40-Fire Protection SYS\D4010 - Sprinkler SYS\Fire Systems, stand pipes - FMS | 1007846
19-W1 | 19-W1 Pomona Courthouse South | 19-W1-D5092-210-GEN01 | EMERGENCY GENERATOR GEN01 | ONAN | 960916976 | 220DFM-4XR8/5489B | OM00015141 | G22974 | OPEN TUNNEL AREA | NA | NA | NA | 312 | 480 | DNA | diesel | 3 | NA | NA | \Classifications\Building System Class\D50-Electrical SYS\D5090 - Elec SYS\Emergency Generator - GEN | 1007847
19-W1 | 19-W1 Pomona Courthouse South | 19-W1-D5010-234-ATS01 | Automatic Transfer Switch | ASCO | 56422X | CAT-906175C | OM00015139 |  | Main Elec.Rm | NA | NA | NA | NA | 480 | 300 | electric | 3 | NA | NA | \Classifications\Building System Class\D50-Electrical SYS\D5010 - Elec Service & Dist\Automatic Transfer Switch - ATS | 1009232
19-W1 | 19-W1 Pomona Courthouse South | 19-W1-D3050-210-PKU01 | AC UNIT ELEVATOR MECH. ROOM | CARRIER | 1204G-20623 | 50HJ-012-661 | OM00015243 |  | PENTHOUSE ROOF | A53 | 20x20x2 (4) | R-22 | 3 | 460 | 4.8 | Electric | 3 | NA | 142,197 | \Classifications\Building System Class\D30-HVAC Systems\D3050 - Package SYS\Package Unit - PKU | 1011285
19-W1 | 19-W1 Pomona Courthouse South | 19-W1-D3041-110-AHU06 | AHU#6 | RE COLD YORK DIV | D17973L | MHC600 | OM00015184 |  | MECHANICAL ROOM | C109 (3) | 24x24x2 (16) | NA | 30 | 230/460 | 75/37.5 | Electric | 3 | NA | NA | \Classifications\Building System Class\D30-HVAC Systems\D3040 - Distribution SYS\Air Handling Unit - AHU | 1011286
19-W1 | 19-W1 Pomona Courthouse South | 19-W1-D4013-200-PRE02 | FIRE SYSTEMS, ALL STAND PIPES DELUGE PREACTION SYSTEMS | NA | NA | NA | OM00030699 |  | SE OF BUILDING NEAR PUBLIC ENTR | NA | NA | NA | NA | NA | NA | NA | NA | NA | NA | \Classifications\Building System Class\D40-Fire Protection SYS\D4010 - Sprinkler SYS\Fire Systems, Preaction System - PRE | 1011287
19-W1 | 19-W1 Pomona Courthouse South | 19-W1-D2022-100-HWE01 | DOMESTIC HW STORAGE | ADVANCED TANK | 17080 | NA | OM00015023 | DNA | BOILER ROOM | NA | NA | NA | NA | NA | NA | NA | NA | NA | NA | \Classifications\Building System Class\D20-Plumbing\D2020 - Domestic Water\Domestic Water Heater, Electric - HWE | 1011288
19-W1 | 19-W1 Pomona Courthouse South | 19-W1-D2023-100-BFP05 | Backflow Preventer (Domestic) | WILKINS | L62092 | 375, Type RP 4" | OM00015142 | Acct#:7000205 Tap#:906021 | West Staff Parking Lot -- USE THEIR FORM TO TEST | NA | NA | NA | NA | NA | NA | NA | NA | NA | NA | \Classifications\Building System Class\D20-Plumbing\D2020 - Domestic Water\Backflow Preventer - BFP | 1011592
19-W1 | 19-W1 Pomona Courthouse South | 19-W1-G2023-150-PEG01 | GATE CONTROLLER, EXIT (SECURED PARKING LOT) | CHAMBERLAIN | 2408N7207 | CSW200UL | OM00035629 |  | OUTSDIE SECURED PARKING LOT. SOUTH WEST OF BUILDING AND 7TH ST, EXIT GATE | NA | NA | NA | 1 | 120 | 7.9 | NA | 1 | NA | NA | \Classifications\Building System Class\G20-Other Systems\G2020 - Parking Lots\Secured Parking Gate - PEG | 1014239
19-W1 | 19-W1 Pomona Courthouse South | 19-W1-D1013-310-WCL01 | WHEEL CHAIR/HANDICAP LIFT WCL01 | JOHN BARNES | 1290312 | C6C17FZ29A | OM00015131 | PEND RISK RVW | INSIDE COURT ROOM. | NA | NA | NA | 1/2 | 115 | 8.8 | Electric | 1 | NA | NA | \Classifications\Building System Class\D10-Conveyance Systems\D1010 - Elevator\Wheelchair Lift - WCL | 1014241
19-W1 | 19-W1 Pomona Courthouse South | 19-W1-D1013-310-WCL02 | WHEEL CHAIR / HANDICAP LIFT WCL02 | JOHN BARNES | NA | C6C17FZ29A | OM00015132 | PEND RISK RVW | INSIDE OF COURT ROOM. | NA | NA | NA | 1/2 | 115 | 8.8 | Electric | 1 | NA | NA | \Classifications\Building System Class\D10-Conveyance Systems\D1010 - Elevator\Wheelchair Lift - WCL | 1014242
19-W1 | 19-W1 Pomona Courthouse South | 19-W1-D1013-310-WCL03 | WHEEL CHAIR / HANDICAP LIFT WCL03 | JOHN BARNES | NA | C6C17FZ29A | OM00015133 | PEND RISK RVW | INSIDE OF COURT ROOM | NA | NA | NA | 1/2 | 115 | 8.8 | Electric | 1 | NA | NA | \Classifications\Building System Class\D10-Conveyance Systems\D1010 - Elevator\Wheelchair Lift - WCL | 1014243
19-W1 | 19-W1 Pomona Courthouse South | 19-W1-D1013-310-WCL04 | WHEEL CHAIR / HANDICAP LIFT WCL04 | JOHN BARNES | NA | C6C17EZ29A | OM00015138 | PEND RISK RVW | INSIDE COURT ROOM. | NA | NA | NA | 1/2 | 115 | 8.8 | Electric | 1 | NA | NA | \Classifications\Building System Class\D10-Conveyance Systems\D1010 - Elevator\Wheelchair Lift - WCL | 1014244
19-W1 | 19-W1 Pomona Courthouse South | 19-W1-D2017-100-SHW01 | EMERGENCY EYEWASH STATION | HAWS | 39834 | 8300 | OM00015201 |  | MECHANICAL ROOM. | NA | NA | NA | NA | NA | NA | NA | NA | NA | NA | \Classifications\Building System Class\D20-Plumbing\D2010 - Plumb Fix\Showers - SHW | 1014245
19-W1 | 19-W1 Pomona Courthouse South | 19-W1-D2030-150-MWL01 | Main branch waste system MWL | NA | NA | NA | OM00026608 |  | Tag located in engineer office. | NA | NA | NA | NA | NA | NA | NA | NA | NA | NA | \Classifications\Building System Class\D20-Plumbing\D2030 - Sani Waste\Main/Branch Waste System - MWL | 1014246
19-W1 | 19-W1 Pomona Courthouse South | 19-W1-D3020-100-HET01 | HEATER WATER EXPANSION TANK HET01 | WESSELS | 186729 | CRN# L82265C | OM00030705 |  | BOILER ROOM WEST WALL. | NA | NA | NA | NA | NA | NA | NA | NA | NA | NA | \Classifications\Building System Class\D30-HVAC Systems\D3020 - Heat SYS\Heater Water Expansion Tank - HET | 1014247
19-W1 | 19-W1 Pomona Courthouse South | 19-W1-D3020-100-HET02 | HEATER WATER EXPANSION TANK HET02 | WESSELS | 186731 | CRN# L82265C | OM00035632 |  | WEST WALL. | NA | NA | NA | NA | NA | NA | NA | NA | NA | NA | \Classifications\Building System Class\D30-HVAC Systems\D3020 - Heat SYS\Heater Water Expansion Tank - HET | 1014248
19-W1 | 19-W1 Pomona Courthouse South | 19-W1-D3020-100-HET03 | HEATER WATER EXPANSION TANK HET03 | ADVANCE TANK. | 17065 | NA | OM00030573 |  | ELEVATRO ROOM. | NA | NA | NA | NA | NA | NA | NA | NA | NA | NA | \Classifications\Building System Class\D30-HVAC Systems\D3020 - Heat SYS\Heater Water Expansion Tank - HET | 1014249
19-W1 | 19-W1 Pomona Courthouse South | 19-W1-D2023-310-WBS02 | Domestic Hot Water Booster Pump (Near Boilers) | Bear Pump | 0222055 | C825ANBF34T | OM00030567 |  | Mechanical room | NA | NA | NA | 3 | 208 | 9.2 | electric | 3 | NA | NA | \Classifications\Building System Class\D20-Plumbing\D2020 - Domestic Water\Domestic Water Booster System - WBS | 1014250
19-W1 | 19-W1 Pomona Courthouse South | 19-W1-D3050-250-ACU01 | Air Conditioning, Split System (MDF Rm) | CARRIER | 052X1673726 | 38HDC024331 | OM00030565 |  | MCR Room in Basement | NA | Washable Type Air Filter | R-22 | 0.04 | 240 | 13 | Electric | 1 | NA | NA | \Classifications\Building System Class\D30-HVAC Systems\D3050 - Package SYS\Air Conditioning,Split System - ACU | 1014252
19-W1 | 19-W1 Pomona Courthouse South | 19-W1-D3050-250-ACU02 | Air Conditioning, Split System (MDF Rm) | CARRIER | 4087E10106 | 38EH024320 | OM00030566 |  | MCR Room in Basement | NA | 14X24X1 - 1 each | R-22 | 1/10 | 240 | 11 | Electric | 1 | NA | NA | \Classifications\Building System Class\D30-HVAC Systems\D3050 - Package SYS\Air Conditioning,Split System - ACU | 1014253
19-W1 | 19-W1 Pomona Courthouse South | 19-W1-D3042-220-EFN03 | Fan, exhaust (belt driven fan)-EFN03 | Western Blower | F23712 | A365K | OM00030575 |  | Elecvator room | B93 (2) | NA | NA | 5 | 208-230/460 | 14.1/12.7-6.4 | Electric | 3 | NA | NA | \Classifications\Building System Class\D30-HVAC Systems\D3040 - Distribution SYS\Supply/Exhaust/Return fans- FAN | 1014256
19-W1 | 19-W1 Pomona Courthouse South | 19-W1-D4024-100-FHS07 | HOSE AND REEL | Sierra Fire Equip. | NA | R | OM00026602 |  | Tag located in engineer office. | NA | NA | NA | NA | NA | NA | NA | NA | NA | NA | \Classifications\Building System Class\D40-Fire Protection SYS\D4020 - Stand Pipe\Other Stand Pipe Hose Systems - FHS | 1014261
19-W1 | 19-W1 Pomona Courthouse South | 19-W1-D5010-200-ESD01 | ELECTRICAL MAIN PANEL | ZINSCO | 220127 | NA | OM00030572 |  | CHILLIR ROOM | NA | NA | NA | NA | 480/277 | 3000 | Electric | 3 | NA | NA | \Classifications\Building System Class\D50-Electrical SYS\D5010 - Elec Service & Dist\Electical Service and Distribution - ESD | 1014262
19-W1 | 19-W1 Pomona Courthouse South | 19-W1-D5010-200-ESD03 | DIST "A" BOARD #2 | Zinsco | 220073 | NA | OM00030704 |  | EQUIPMENT ROOM | NA | NA | NA | NA | 480 | DNA | Electric | DNA | NA | NA | \Classifications\Building System Class\D50-Electrical SYS\D5010 - Elec Service & Dist\Electical Service and Distribution - ESD | 1014263
19-W1 | 19-W1 Pomona Courthouse South | 19-W1-D5011-240-TRN02 | ELECTRICAL TRANSFORMER 2 | ZINSCO | NA | NA | OM00030703 |  | ELECTRICAL ROOM. | NA | NA | NA | NA | 480 | DNA | Electric | 3 | NA | NA | \Classifications\Building System Class\D50-Electrical SYS\D5010 - Elec Service & Dist\Transformer - TRN | 1014264
19-W1 | 19-W1 Pomona Courthouse South | 19-W1-D5011-240-TRN03 | ELECTRICAL TRANSFORMER 3 | SQUARE D | 10S40S | 12548-12425-010 | OM00030702 |  | JANITOR CLOSET. | NA | NA | NA | NA | 480 | 20.8 | Electric | 3 | NA | NA | \Classifications\Building System Class\D50-Electrical SYS\D5010 - Elec Service & Dist\Transformer - TRN | 1014265
19-W1 | 19-W1 Pomona Courthouse South | 19-W1-G2050-200-LSC01 | LANDSCAPING | NA | NA | NA | OM00026607 |  | Tag located inside engineer office. | NA | NA | NA | NA | NA | NA | NA | NA | NA | NA | \Classifications\Building System Class\G20-Other Systems\G2050 - Landscaping\Landscaping - LSC | 1014266
19-W1 | 19-W1 Pomona Courthouse South | 19-W1-G2049-300-HSC01 | HARD SCAPE | NA | NA | NA | OM00026606 |  | Tag located in engineer office. | NA | NA | NA | NA | NA | NA | NA | NA | NA | NA | \Classifications\Building System Class\G20-Other Systems\G2040 - Site Development\Hardscape - HSC | 1014267
19-W1 | 19-W1 Pomona Courthouse South | 19-W1-D3041-210-SFN01 | HOLDING CELL:FAN, SUPPLY #1 (VFD) | ABB | 2114901143 | ACH550-VDR-038A4 | OM00015237 |  | HOLDING CELL: CHILLER MECHANICAL ROOM | NA | NA | NA | 3 | Other | 38A | Electric | 3 | NA | NA | \Classifications\Building System Class\D30-HVAC Systems\D3040 - Distribution SYS\Supply/Exhaust/Return fans- FAN | 1015509
19-W1 | 19-W1 Pomona Courthouse South | 19-W1-D2040-100-PSU02 | PUMP, SUMP #2 (MAIN DRN) | HYDRO-O-MATIC | 1066 | SL15034 | OM00026022 |  | MECHNICAL ROOM TUNNEL IN GENERATOR ROOM | NA | NA | NA | 1.5 | Other | 3.5 | Electric | 3 | NA | NA | \Classifications\Building System Class\D20-Plumbing\D2040 - Rain Drain\Sump Pump - PSU | 1015560
19-W1 | 19-W1 Pomona Courthouse South | 19-W1-D5010-234-ATS02 | ELECTRICAL, AUTOMATIC TRANSFER SWITCH #2 | ASCO | 56423X | Bull 906 | OM00026021 |  | ELEVATOR EQUIPMENT ROOM IN PENTHOUSE | NA | NA | NA | NA | 480 | 400 | Electric | 3 | NA | NA | \Classifications\Building System Class\D50-Electrical SYS\D5010 - Elec Service & Dist\Automatic Transfer Switch - ATS | 1015561
19-W1 | 19-W1 Pomona Courthouse South | 19-W1-G3063-100-DAT01 | TANK, FUEL STORAGE DAY TANK | NA | SK601 | NA | OM00026024 |  | GENERATOR MECHNICAL ROOM - TUNNEL | NA | NA | NA | 1/3 | Other | 6 | Diesel | 1 | NA | NA | \Classifications\Building System Class\G30-Site Mechanical Utilities\G3060 - Fuel Distribution\Tank, Fuel Storage Day - DAT | 1015562
19-W1 | 19-W1 Pomona Courthouse South | 19-W1-G3063-100-AST01 | TANK, FUEL STORAGE, ABOVE GROUND (DIESEL) | CON VAULT OLD CASTLE | M651241 | RN 1000 3SF | OM00015213 |  | WEST SIDE BLDG SECURE PARKING LOT AREA | NA | NA | NA | NA | NA | NA | Diesel | NA | NA | NA | \Classifications\Building System Class\G30-Site Mechanical Utilities\G3060 - Fuel Distribution\Tank, Fuel Storage, Above Ground - AST | 1015563
19-W1 | 19-W1 Pomona Courthouse South | 19-W1-D3041-160-FDP01 | FIRE DAMPER (JUVENILE LOCKUP) | SIMPLEX | J10892 | 4602 | OM00040467 |  | JUVENILE LOCKUP ON 4TH FLOOR | NA | NA | NA | NA | 110 | 4.25 | Electric | 1 | NA | NA | \Classifications\Building System Class\D30-HVAC Systems\D3040 - Distribution SYS\Fire Dampers - FDP | 1015597
19-W1 | 19-W1 Pomona Courthouse South | 19-W1-D2023-100-BFP11 | Backflow Preventer (6" Fire Parking) | Wilkins Zurn | P05696 | 450DA (6") | OM00036613 | OW0209916-FA0234854-BD0044855- P 05696-MARCH | SECURED WEST EMPLOYEE PARKING LOT (LAPHD FORM REQUIRED) | NA | NA | NA | NA | NA | NA | NA | NA | NA | NA | \Classifications\Building System Class\D20-Plumbing\D2020 - Domestic Water\Backflow Preventer - BFP | 1015601
19-W1 | 19-W1 Pomona Courthouse South | 19-W1-D2090-670-WLR01 | WATER TREATMENT STATION | LAKEWOOD INSTRUMENTS | NA | 1575E | OM00036194 |  | BASEMENT BOILER ROOM | NA | NA | NA | NA | 110 | NA | Electric | 1 | NA | NA | \Classifications\Building System Class\D20-Plumbing\D2090 - Other Plumbing SYS\Water Treatment,Chlorine - WLR | 1015729
19-W1 | 19-W1 Pomona Courthouse South | 19-W1-D2023-100-BFP09 | BACKFLOW PREVENTER #9 (BYPASS 3/4") | WILKINS | 3453500XLD | 950XL 3/4" | OM00036201 | OW0209916-FA0234854-BD0039877-3453500-MARCH | FIRE RISER WEST EMPLOYEE PARKING LOT (LAPHD FORM REQUIRED) | NA | NA | NA | NA | NA | NA | NA | NA | NA | NA | \Classifications\Building System Class\D20-Plumbing\D2020 - Domestic Water\Backflow Preventer - BFP | 1015779
19-W1 | 19-W1 Pomona Courthouse South | 19-W1-G3060-320-DFP01 | PUMP, DIESEL FUEL TRANSFER | Oberdorfer Pumps | S55JXBMK-1389 | 6348 | OM00036621 |  | BASEMENT BY THE GENERATOR | NA | NA | NA | 1/3 | 110 | 6 | Electric | 1 | NA | NA | \Classifications\Building System Class\G30-Site Mechanical Utilities\G3060 - Fuel Distribution\Pump, Fuel, Diesel Fuel Transfer Pump - DFP | 1016264
19-W1 | 19-W1 Pomona Courthouse South | 19-W1-G2023-150-PEG02 | GATE CONTROLLER, ENTRY (SECURED PARKING SW & 7TH) | CHAMBERLAIN | 3408N3634 | SL3000UL | OM00037916 | NA | OUTSIDE SECURED PARKING LOT. SOUTH WEST OF BUILDING AND 7TH ST, ENTRY | NA | NA | NA | 1 | 110 | 8.4 | Electric | 1 | NA | NA | \Classifications\Building System Class\G20-Other Systems\G2020 - Parking Lots\Secured Parking Gate - PEG | 1016265
19-W1 | 19-W1 Pomona Courthouse South | 19-W1-D4022-210-JPM01 | PUMP, JOCKEY FIRE PUMP (BASEMENT) | GRUNDFOR PUMP CORP | D9239 | 34-4490-282 | OM00036620 |  | BASEMENT FIRE PUMP | NA | NA | NA | 1 | 208-230/460 | 3.2/3-1.5 | Electric | 3 | NA | NA | \Classifications\Building System Class\D40-Fire Protection SYS\D4020 - Stand Pipe\Jockey Pump - JPM | 1016267
19-W1 | 19-W1 Pomona Courthouse South | 19-W1-D3044-125-PHW02 | Comfort Hot Water Pump #1 | US ELECTRIC MOTOR | E030163926 | AE53A | OM00015196 |  | BASEMENT NEAR BOILERS | NA | NA | NA | 15 | 208-230/480 | 41-39/19.5 | Electric | 3 | NA | NA | \Classifications\Building System Class\D30-HVAC Systems\D3040 - Distribution SYS\Hot Water Pump - PHW | 1016268
19-W1 | 19-W1 Pomona Courthouse South | 19-W1-D2023-310-WBS01 | PUMP, DOMESTIC WATER BOOSTER SYSTEM | Frederick Pump | 68772993 | C517 | OM00015206 |  | BASEMENT NEAR BOILERS | NA | NA | NA | 3 | 208-230/460 | 9.8-9.4/4.7 | Electric | 3 | na | na | \Classifications\Building System Class\D20-Plumbing\D2020 - Domestic Water\Domestic Water Booster System - WBS | 1016269
19-W1 | 19-W1 Pomona Courthouse South | 19-W1-D2090-650-WSR01 | TANK, POTABLE WATER STORAGE TANK | SYNCROFLO | 1022880860 | 170 - 30" DIA | OM00035631 |  | BASEMENT NEAR BOILERS | NA | NA | NA | NA | NA | NA |  |  | NA | NA | \Classifications\Building System Class\D20-Plumbing\D2090 - Other Plumbing SYS\Water Softener - WSR | 1016270
19-W1 | 19-W1 Pomona Courthouse South | 19-W1-D2023-100-BFP10 | Backflow Preventer (Domestic W Parking) (4") | ZURN WILKINS | L84269 | 375 (4") | OM00036204 | Acct#: 700020500 Tap#: 7000205 Assembly#: 906037 | WEST EMPLOYEE PARKING LOT - USE THEIR FORM TO TEST ONLY | NA | NA | NA | NA | NA | NA | NA | NA | NA | NA | \Classifications\Building System Class\D20-Plumbing\D2020 - Domestic Water\Backflow Preventer - BFP | 1016499
19-W1 | 19-W1 Pomona Courthouse South | 19-W1-D4013-200-PRE01 | FIRE SYSTEMS, PREACTION (4TH-5TH FLOOR) | NA | NA | NA | OM00028923 |  | LOCKUP AREA, SERVES 4TH AND 5TH FLOOR | NA | NA | NA | NA | NA | NA | NA | NA | NA | NA | \Classifications\Building System Class\D40-Fire Protection SYS\D4010 - Sprinkler SYS\Fire Systems, Preaction System - PRE | 1016501
19-W1 | 19-W1 Pomona Courthouse South | 19-W1-D4010-150-FMS02 | Fire System Sprinkler Stand Pipe | Star Sprinkler Corp | NA | 6-175C | OM00037987 |  | Chiller Room M1 | NA | NA | NA | NA | NA | NA | NA | NA | NA | NA | \Classifications\Building System Class\D40-Fire Protection SYS\D4010 - Sprinkler SYS\Fire Systems, stand pipes - FMS | 1017850
19-W1 | 19-W1 Pomona Courthouse South | 19-W1-D3020-100-HET04 | Heater Water Expansion Tank (Rm M1A) | Roy E Hanson Jr MFG | 406060 | NA | OM00040329 |  | Boiler Room M1A | NA | NA | NA | NA | NA | NA | NA |  | NA | NA | \Classifications\Building System Class\D30-HVAC Systems\D3020 - Heat SYS\Heater Water Expansion Tank - HET | 1017853
19-W1 | 19-W1 Pomona Courthouse South | 19-W1-D5010-110-MCC01 | Motor Control Center (Rm 6) | Zinsco | 220127 | NA | OM00040331 |  | Main Electrical Room 6 | NA | NA | NA | NA | 277/480 | 3000 | NA | 3 | NA | NA | \Classifications\Building System Class\D50-Electrical SYS\D5010 - Elec Service & Dist\Chiller Room Electrical Panel - MCC | 1017854
19-W1 | 19-W1 Pomona Courthouse South | 19-W1-D3044-125-PHW03 | Comfort Hot Water Pump #2 | Aurora Pump Co | 024686481 | 411BF | OM00015200 |  | Boiler Room M1A | NA | NA | NA | 15 | 208-230/460 | 41-396/19.5 | NA | 3 | NA | NA | \Classifications\Building System Class\D30-HVAC Systems\D3040 - Distribution SYS\Hot Water Pump - PHW | 1017856
19-W1 | 19-W1 Pomona Courthouse South | 19-W1-D3041-230-RFN02 | Return Fan #2 | Western Blower | 30827 | 1330 | OM00040465 |  | AHU Room | B128 (2) | NA | NA | 10 | 240/480 | 26/13 | Electric | 3 | NA | NA | \Classifications\Building System Class\D30-HVAC Systems\D3040 - Distribution SYS\Supply/Exhaust/Return fans- FAN | 1017858
19-W1 | 19-W1 Pomona Courthouse South | 19-W1-D3041-230-RFN04 | Return Fan #4 | Western Blower | C-30829 | 1-330 | OM00040463 |  | AHU Room | B133 (3) | NA | NA | 15 | 208/460 | 39/19/.5 | Electric | 3 | NA | NA | \Classifications\Building System Class\D30-HVAC Systems\D3040 - Distribution SYS\Supply/Exhaust/Return fans- FAN | 1017861
19-W1 | 19-W1 Pomona Courthouse South | 19-W1-D3041-230-RFN05 | Return Fan #5 | Western Blower | 30829 | 1-330 | OM00040462 |  | AHU Room | B124 (2) | NA | NA | 7.5 | 240/480 | 20/10 | Electric | 3 | NA | NA | \Classifications\Building System Class\D30-HVAC Systems\D3040 - Distribution SYS\Supply/Exhaust/Return fans- FAN | 1017860
19-W1 | 19-W1 Pomona Courthouse South | 19-W1-D3041-230-RFN07 | Return Fan #7 | Western Blower | C30830 | 1-300 | OM00026025 |  | AHU Room M709 | B120 (2) | NA | NA | 7.5 | 240/480 | 20/10 | Electric | 3 | NA | NA | \Classifications\Building System Class\D30-HVAC Systems\D3040 - Distribution SYS\Supply/Exhaust/Return fans- FAN | 1017863
19-W1 | 19-W1 Pomona Courthouse South | 19-W1-D3060-100-RDS01 | Leak Detection System, Refrigerant (Rm M1) | Bacharach Inc | SQ1028 | 3015-4200 | OM00036618 |  | Chiller Room M1 | NA | NA | NA | 110 | DNA | NA | NA |  | NA | NA | \Classifications\Building System Class\D30-HVAC Systems\D3060 - Control & Inst Air\Refrigerant Leak Detection System - RDS | 1017865
19-W1 | 19-W1 Pomona Courthouse South | 19-W1-D5010-200-ESD04 | Electrical Switchboard (Basement Rm 6) | Zinsco | 220128 | NA | OM00040330 |  | Main Electrical Room 6 | NA | NA | NA | NA | 277/480 | 3000 | Electric | 3 | NA | NA | \Classifications\Building System Class\D50-Electrical SYS\D5010 - Elec Service & Dist\Electical Service and Distribution - ESD | 1017864
19-W1 | 19-W1 Pomona Courthouse South | 19-W1-D5010-200-ESD05 | Electrical Switchboard (Basement Rm M1) | Zinsco | NA | NA | OM00037988 |  | Chiller Room M1 | NA | NA | NA | NA | 480 | 1200 | Electric | 3 | NA | NA | \Classifications\Building System Class\D50-Electrical SYS\D5010 - Elec Service & Dist\Electical Service and Distribution - ESD | 1017866
19-W1 | 19-W1 Pomona Courthouse South | 19-W1-D5010-200-ESD06 | Electrical Switchboard (Roof Elevator Rm) | Zinsco | NA | NA | OM00026023 |  | Elevator Room | NA | NA | NA | NA | 480 | 800 | Electric | 3 | NA | NA | \Classifications\Building System Class\D50-Electrical SYS\D5010 - Elec Service & Dist\Electical Service and Distribution - ESD | 1017867
19-W1 | 19-W1 Pomona Courthouse South | 19-W1-D3041-210-SFN02 | Supply Fan (Rm M1) | Western Blower | F23711 | AF480 | OM00037986 |  | Chiller Room M1 | B162 (4) | 20x20x2 (36) | NA | 25 | 230/460 | 60/30 | NA | 3 | NA | NA | \Classifications\Building System Class\D30-HVAC Systems\D3040 - Distribution SYS\Supply/Exhaust/Return fans- FAN | 1017868
19-W1 | 19-W1 Pomona Courthouse South | 19-W1-D2023-310-WBS03 | Domestic Water Booster (Rm M1A) | Ebara Pump | 306017 | 2TDE74VFD | OM00040553 |  | Boiler Room M1A | NA | NA | NA | 7.5 | 208-230/460 | 19-17/8.6 | Electric | 3 | NA | NA | \Classifications\Building System Class\D20-Plumbing\D2020 - Domestic Water\Domestic Water Booster System - WBS | 1017869
19-W1 | 19-W1 Pomona Courthouse South | 19-W1-D2023-310-WBS04 | Domestic Water Booster (Rm M1A) | Ebara Pump | 306017 | 2TDE74VFD | OM00040554 |  | Boiler Room M1A | NA | NA | NA | 7.5 | 208-230/460 | 19-17/8.6 | Electric | 3 | NA | NA | \Classifications\Building System Class\D20-Plumbing\D2020 - Domestic Water\Domestic Water Booster System - WBS | 1017870
19-W1 | 19-W1 Pomona Courthouse South | 19-W1-D3041-210-SFN03 | Supply Fan (Chiller Rm M1) | Western Blower | C30825 | 1V182 | OM00030700 |  | Chiller Room in Back Outside | 4L770 (2) | 20x20x2 (4) | NA | 2 | 208-220/440 | 6.2/3.1 | Electric | 3 | NA | NA | \Classifications\Building System Class\D30-HVAC Systems\D3040 - Distribution SYS\Supply/Exhaust/Return fans- FAN | 1017842
19-W1 | 19-W1 Pomona Courthouse South | 19-W1-D2023-100-BFP12 | Backflow Preventer (Rm M1A) | Watts | 101018 | 709 Mod 1015 | OM00040555 |  | Boiler Room Above Fire Pump | NA | NA | NA | NA | NA | NA | NA |  | NA | NA | \Classifications\Building System Class\D20-Plumbing\D2020 - Domestic Water\Backflow Preventer - BFP | 1017843
19-W1 | 19-W1 Pomona Courthouse South | 19-W1-B2034-400-DOH02 | Overhead Door, Manual (Snack Bar) | R/S Doors | NA | NA | OM00040466 |  | Snack Bar in Lobby | NA | NA | NA | NA | NA | NA | NA | NA | NA | NA | \Classifications\Building System Class\B20-General Building Exterior\B2030 - Exterior Doors\Door,Overhead-Shutter,Manual,Elec,Roll-up - DOH | 1017845
19-W1 | 19-W1 Pomona Courthouse South | 19-W1-G3010-210-FWT01 | Fire Water Storage Tank (Rm M1A) | Roy E Hanson Jr MFG | 405227 | NA | OM00040556 |  | Boiler Room M1A | NA | NA | NA | NA | NA | NA | NA | NA | NA | NA | \Classifications\Building System Class\G30-Site Mechanical Utilities\G3010 - Water Supply\Fire Water Tank - FWT | 1017852
19-W1 | 19-W1 Pomona Courthouse South | 19-W1-D5010-200-ESD02 | Main Electrical Panel (Parking Area) | Myers Electric | 711640 | MEUGO-M100C/SS | OM00036199 |  | Parking Area | NA | NA | NA | 480/277 | DNA | DNA | NA |  | NA | NA | \Classifications\Building System Class\D50-Electrical SYS\D5010 - Elec Service & Dist\Electical Service and Distribution - ESD | 1017855
19-W1 | 19-W1 Pomona Courthouse South | 19-W1-D2030-410-PMS02 | Sewage Ejector Pump (Rm M1A) | Aurora Pump Co | 3615050 | KSB | OM00037990 |  | Boiler Room M1A | NA | NA | NA | 1.5 | 230/460 | 5/2.5 | Electric | 3 | NA | NA | \Classifications\Building System Class\D20-Plumbing\D2030 - Sani Waste\Sewage Ejector Pump - PMS | 1017857
19-W1 | 19-W1 Pomona Courthouse South | 19-W1-D3041-230-RFN03 | Return Fan #3 | Western Blower | C30828 | 1V365 | OM00040464 |  | AHU Room M309 | B133 (3) | NA | NA | 15 | 230/460 | 37/18.5 | Electric | 3 | NA | NA | \Classifications\Building System Class\D30-HVAC Systems\D3040 - Distribution SYS\Supply/Exhaust/Return fans- FAN | 1017859
19-W1 | 19-W1 Pomona Courthouse South | 19-W1-D3041-230-RFN06 | Return Fan #6 | Recold York Div | D17974L | AHB400 | OM00030568 |  | AHU Room | B100 (3) | NA | NA | 10 | 208-230/460 | 26.7-24.2/12.1 | Electric | 3 | NA | NA | \Classifications\Building System Class\D30-HVAC Systems\D3040 - Distribution SYS\Supply/Exhaust/Return fans- FAN | 1017862
19-W1 | 19-W1 Pomona Courthouse South | 19-W1-B2034-400-DOH03 | Door, Overhead Roll Up DOH03 | Lift Master | 4814N4836 | GH503L5 | OM00036927 |  | South of the employee building entrance | NA | NA | NA | 1/2 | 208-230/460 | 3.1/1.75 | Electric | 3 | NA | NA | \Classifications\Building System Class\B20-General Building Exterior\B2030 - Exterior Doors\Door,Overhead-Shutter,Manual,Elec,Roll-up - DOH | 1019249
19-W1 | 19-W1 Pomona Courthouse South | 19-W1-D2023-100-BFP13 | BACKFLOW PREVENTER (BFP13) (2" IRRIGATION) | Wilkins Zurn | A464746 | 375 | OM00036928 | OW0209916-FA0234854-BD0012071-A 464746-MARCH | Outside West Employee Entrance (LAPHD FORM REQUIRED) | NA | NA | NA | NA | NA | NA | NA | NA | NA | NA | \Classifications\Building System Class\D20-Plumbing\D2020 - Domestic Water\Backflow Preventer - BFP | 1021333
19-W1 | 19-W1 Pomona Courthouse South | 19-W1-D3090-220-CMD03 | AIR DRYER CMD01 | Speedaire | GR025A1151612029 | 3YA51A | OM00036543 |  | Basement | NA | NA | R-134A | DNA | 115 | DNA | Electric | 1 |  |  | \Classifications\Building System Class\D30-HVAC Systems\D3090 - Other HVAC Systems and Equipment\Compressed Air Dryer - CMD | 1022914
19-W1 | 19-W1 Pomona Courthouse South | 19-W1-D3090-220-CMD04 | Compressor Air Dryer (Rm M709) | Speedaire | GR025A1151610043 | 3YA51A | OM00036543 |  | Air Handler Rm M709 | NA | na | R-134A | DNA | 115 | DNA | Electric | 1 |  |  | \Classifications\Building System Class\D30-HVAC Systems\D3090 - Other HVAC Systems and Equipment\Compressed Air Dryer - CMD | 1022915
19-W1 | 19-W1 Pomona Courthouse South | 19-W1-D3031-100-PCH05 | CONDW PUMP P4 #2 CHLR (PCH05) | Bell & Gossett | C273976-01 M81 | HSC3 940 11.9 | OM00036544 |  | Basement | 6x6x12S | NA | NA | DNA | 208/220/480 | 100/95/47.5 | Electric | 3 | NA |  | \Classifications\Building System Class\D30-HVAC Systems\D3030 - Cooling SYS\Chilled Water Pump - PCH | 1022916
19-W2 | 19-W2 Pomona Courthouse North | 19-W2-D3041-110-AHU01 | AIR-HANDLER 1 | Dryer Hanson | K714481 | FZ230 | OM00015018 | NA | Mechanical room | B144 (3) | 16x20x2 (28) | NA | 15 | 208-230/460 | 39.4-19.7 | Electric | 3 | NA | NA | \Classifications\Building System Class\D30-HVAC Systems\D3040 - Distribution SYS\Air Handling Unit - AHU | EQ-1007224
19-W2 | 19-W2 Pomona Courthouse North | 19-W2-D3041-110-AHU02 | AIR-HANDLER 2 | NA | NA | NA | OM00015010 |  | LOWER MACHANICAL. | B99 (2) | 16x20x2 (12) | NA | 3 | 208-220/440 | 9.1/8.8-4.4 | Electric | 3 | NA | NA | \Classifications\Building System Class\D30-HVAC Systems\D3040 - Distribution SYS\Air Handling Unit - AHU | EQ-1007225
19-W2 | 19-W2 Pomona Courthouse North | 19-W2-D3050-210-PKU01 | PACKAGE UNIT | YORK | NBBM007670 | D4CG060H08246A | OM00015003 |  | WEST SIDE OF ROOF | NA | 14x25x2 (1), 14x20x2 (2) | R-22 | 1 | 460 | 25 | Electric and natural gas | 3 | 100,000 | 82,000 | \Classifications\Building System Class\D30-HVAC Systems\D3050 - Package SYS\Package Unit - PKU | EQ-1007226
19-W2 | 19-W2 Pomona Courthouse North | 19-W2-D3050-210-PKU02 | PACKAGE UNIT | YORK | NBBM008669 | D4CG060H08246A | OM00015004 |  | WEST SIDE OF ROOF | NA | 14x25x2 (1), 14x20x2 (2) | R-22 | 1 | 460 | 25 | Electric and natural gas | 3 | 100,000 | NA | \Classifications\Building System Class\D30-HVAC Systems\D3050 - Package SYS\Package Unit - PKU | EQ-1007227
19-W2 | 19-W2 Pomona Courthouse North | 19-W2-B2010-100-BLD01 | Building Structure | NA | NA | NA | OM00026612 | NA | NA | NA | NA | NA | NA | NA | NA | NA | NA | NA | NA | \Classifications\Building System Class\B20-General Building Exterior\B2010 - Exterior Walls\Building - BLD | EQ-1007285
19-W2 | 19-W2 Pomona Courthouse North | 19-W2-B3010-100-RUF01 | Roofing Systems | NA | NA | NA | OM00026618 |  | Basement ENGINEER OFFICE. | NA | NA | NA | NA | NA | NA | NA | NA | NA | NA | \Classifications\Building System Class\B30-Roofing\B3010 - Roof Types\Roof - RUF | EQ-1007462
19-W2 | 19-W2 Pomona Courthouse North | 19-W2-D4031-100-FEX17 | Fire extinguishers (20) | NA | NA | NA | OM00026613 |  |  | NA | NA | NA | NA | NA | NA | NA | NA | NA | NA | \Classifications\Building System Class\D40-Fire Protection SYS\D4030 - FIRE SPEC\Fire Extinguisher - FEX | EQ-1007702
19-W2 | 19-W2 Pomona Courthouse North | 19-W2-D2040-100-PSU01 | SUMP PUMP #1 PSU01 | Chicago Pump | 144870 | KVJ56C17F5321KP | OM00015112 |  | BASEMENT M-4 | NA | NA | NA | 3/4 | 240 | 4.8 | electric | 1 | NA | NA | \Classifications\Building System Class\D20-Plumbing\D2040 - Rain Drain\Sump Pump - PSU | 1007849
19-W2 | 19-W2 Pomona Courthouse North | 19-W2-D3021-130-BLR01 | Hot Water Boiler (BLR01) | TELEDYNE LAARS | 91120130C | HH0400CN12H1 | OM00015006 |  | ROOF EAST | NA | NA | NA | NA | 480 | DNA | Natural gas | 3 | 400,000 | 320,000 | \Classifications\Building System Class\D30-HVAC Systems\D3020 - Heat SYS\Boiler,Hot Water,Oil/Gas/Comb. - BLR | 1007850
19-W2 | 19-W2 Pomona Courthouse North | 19-W2-D3021-130-BLR02 | HEATING HOT WATER BOILER #1 BLR02 | RBI | 90539901 | DB0750 | OM00015109 | DNA | BASEMENT | NA | NA | NA | 10 | 480 | DNA | Natural gas | 3 | 750,000 | 637,500 | \Classifications\Building System Class\D30-HVAC Systems\D3020 - Heat SYS\Boiler,Hot Water,Oil/Gas/Comb. - BLR | 1007851
19-W2 | 19-W2 Pomona Courthouse North | 19-W2-D3021-130-BLR03 | HEATING HOT WATER BOILER #2 BLR03 | RBI | 90539900 | DB0750 | OM00015110 | DNA | BASEMENT | NA | NA | NA | 10 | 480 | DNA | Natural gas | 3 | 750,000 | 637,500 | \Classifications\Building System Class\D30-HVAC Systems\D3020 - Heat SYS\Boiler,Hot Water,Oil/Gas/Comb. - BLR | 1007852
19-W2 | 19-W2 Pomona Courthouse North | 19-W2-D3044-125-PHW01 | H HW PUMP Mc QUAY UNIT PHW01 | ARMSTRONG | 50090655 | 15D1060BL | OM00015007 | NA | ROOF EAST | NA | NA | NA | 3/4 | 480 | DNA | gas | 3 | NA | NA | \Classifications\Building System Class\D30-HVAC Systems\D3040 - Distribution SYS\Hot Water Pump - PHW | 1007853
19-W2 | 19-W2 Pomona Courthouse North | 19-W2-D3044-125-PHW02 | HEATING HOT WATER PUMP #1 PHW02 | Bell & Gosset | NA | 1531 | OM00015113 |  | BASEMENT | NA | NA | NA | 5.0 | 230/460 | 13.3/6.65 | electric | 3 | NA | NA | \Classifications\Building System Class\D30-HVAC Systems\D3040 - Distribution SYS\Hot Water Pump - PHW | 1007854
19-W2 | 19-W2 Pomona Courthouse North | 19-W2-D3044-125-PHW03 | HEATING HOT WATER PUMP #2 PHW03 | Bell & Gosset | NA | 1531 | OM00015114 |  | BASEMENT | NA | NA | NA | 5.0 | 480 | 16 | electric | 3 | NA | NA | \Classifications\Building System Class\D30-HVAC Systems\D3040 - Distribution SYS\Hot Water Pump - PHW | 1007855
19-W2 | 19-W2 Pomona Courthouse North | 19-W2-D3050-210-PKU07 | PACKAGE UNIT #7 | McQUAY | XC0191819 | RPS040BW | OM00015005 |  | ROOF EAST | NA | NA | R-22 | 3 | 460 | 125 S. AMPS | electric | 3 | NA | NA | \Classifications\Building System Class\D30-HVAC Systems\D3050 - Package SYS\Package Unit - PKU | 1007856
19-W2 | 19-W2 Pomona Courthouse North | 19-W2-D3031-180-RCM02 | REFRIGERATION COMPRESSOR #2 | Carrier | 2608UA2165 | 5H80-A219 | OM00015116 |  | BASEMENT | NA | NA | R-22 | 60 | 480 | 173 | Electric | 3 | NA | NA | \Classifications\Building System Class\D30-HVAC Systems\D3030 - Cooling SYS\Refrigeration Compressor - RCM | 1007858
19-W2 | 19-W2 Pomona Courthouse North | 19-W2-D3031-210-CDR01 | CONDENSOR FAN UNITS ROOF CDR01 | RUSSELL | E93-57769-011 | VAC 144 | OM00015009 |  | ROOF NORTH | NA | NA | R-22 | 1.5 | 460 | 3.2 | electric | 3 | NA | NA | \Classifications\Building System Class\D30-HVAC Systems\D3030 - Cooling SYS\Condensing Unit, Air Cooled - CDR | 1007859
19-W2 | 19-W2 Pomona Courthouse North | 19-W2-D3042-220-EFN01 | EXHAUST FAN FAN01 | Western Blower | 631 | 9 | OM00015020 | DNA | MECHANICAL | B180 (2) | NA | NA | 5 | 208 | 14.8 | electric | 3 | NA | NA | \Classifications\Building System Class\D30-HVAC Systems\D3040 - Distribution SYS\Supply/Exhaust/Return fans- FAN | 1007860
19-W2 | 19-W2 Pomona Courthouse North | 19-W2-D3041-230-RFN02 | RETURN FAN RFN02 | Western Blower | 2933 | 4 1/2 | OM00015011 |  | MECHANICAL LOWER | B59 (2) | NA | NA | 1 | 208-230/460 | 3.2-2.9/1.5 | electric | 3 | NA | NA | \Classifications\Building System Class\D30-HVAC Systems\D3040 - Distribution SYS\Supply/Exhaust/Return fans- FAN | 1007861
19-W2 | 19-W2 Pomona Courthouse North | 19-W2-D3090-114-CMP02 | CONTROL AIR COMPRESSOR Mc QUAY #2 | QUINCY | C9C20052B | C0503D | OM00015016 | State ID# A007276-94 ¦ N.B.#/SER.#17352 | Penthouse AHU Room | 4L430 (1) | NA | NA | DNA | 115/230 | 8.8/4.4 | electric | 1 | NA | NA | \Classifications\Building System Class\D30-HVAC Systems\D3090 - Other HVAC Systems and Equipment\Air Compressor - CMP | 1007863
19-W2 | 19-W2 Pomona Courthouse North | 19-W2-D2023-100-BFP01 | BOILER MAKE UP BACK FLOW BFP01 3/4 | FEBCO | A038138 | 825Y 3/4" | OM00015111 | OW0209916-FA0234853-BD0019784-J036169-MARCH | BASEMENT - Boiler Room (LAPHD FORM REQUIRED) | NA | NA | NA | NA | NA | NA | NA | NA | NA | NA | \Classifications\Building System Class\D20-Plumbing\D2020 - Domestic Water\Backflow Preventer - BFP | 1007864
19-W2 | 19-W2 Pomona Courthouse North | 19-W2-D4010-150-FMS01 | Fire System Standpipe Sprinkler | Viking | NA | NA | OM00015235 |  | MAN WAY VAULT BY DOOR 109B | NA | NA | NA | NA | NA | NA | NA | NA | NA | NA | \Classifications\Building System Class\D40-Fire Protection SYS\D4010 - Sprinkler SYS\Fire Systems, stand pipes - FMS | 1007865
19-W2 | 19-W2 Pomona Courthouse North | 19-W2-D5010-200-ESD01 | Electrical Main (Electrical Room) | BULL DOG | 76115 | UCB366 | OM00015120 |  | Basement Electrical Room | NA | NA | NA | NA | 480 | 600 | electric | 3 | NA | NA | \Classifications\Building System Class\D50-Electrical SYS\D5010 - Elec Service & Dist\Electical Service and Distribution - ESD | 1007867
19-W2 | 19-W2 Pomona Courthouse North | 19-W2-D1010-100-ELE01 | Elevator, Passenger Conveyance# 031796 | Watson Elevator Company | 20076 | OEN | OM00015129 | State ID# 031796 | Roof MECHANICAL ROOM | NA | NA | NA | 12.5 | 480 | 18.7 | Electric | 3 | NA | NA | \Classifications\Building System Class\D10-Conveyance Systems\D1010 - Elevator\Elevator,Electric,Pass/Freight - ELE | 1009946
19-W2 | 19-W2 Pomona Courthouse North | 19-W2-D5037-710-FAP02 | Fire Alarm Panel - FAP02 | FIRELISE | DNA | MS-9200 VDLS | OM00040340 | DNA | Basement BOILER ROOM | NA | NA | NA | NA | 24DC | NA | NA | NA | NA | NA | \Classifications\Building System Class\D50-Electrical SYS\D5030 - Comm & Security\Fire Alarm Panel - FAP | 1010980
19-W2 | 19-W2 Pomona Courthouse North | 19-W2-D1010-100-ELE02 | Elevator, lock-up, State ID# 100205 | AM Tech | 190087 | Omega 1000 | OM00015130 | State ID# 100205 | Floor 1 ENTRANCE OF THE BUILDING | 3VX-630 (6) | NA | NA | 125 | 480V | 18.7 | Electric | 3 | NA | NA | \Classifications\Building System Class\D10-Conveyance Systems\D1010 - Elevator\Elevator,Hydraulic,Pass/Freight - ELE | 1011555
19-W2 | 19-W2 Pomona Courthouse North | 19-W2-D1013-310-WCL01 | WHEEL CHAIR/HANDICAP LIFT WCL01 | JOHN BARNES | 2190312 | C6C17FZ29A | OM00015134 | PEND RISK RVW | INSIDE COURT ROOM | NA | NA | NA | 1/2 | 115 | 8.8 | Electric | 1 | NA | NA | \Classifications\Building System Class\D10-Conveyance Systems\D1010 - Elevator\Wheelchair Lift - WCL | 1014268
19-W2 | 19-W2 Pomona Courthouse North | 19-W2-D1013-310-WCL02 | WHEEL CHAIR /HANDICAP LIFT WCL02 | JOHN BARNES | NA | C6C17FZ29A | OM00015135 | PEND RISK RVW | INSIDE OF COURT ROOM | NA | NA | NA | 1/2 | 115 | 8.8 | Electric | 1 | NA | NA | \Classifications\Building System Class\D10-Conveyance Systems\D1010 - Elevator\Wheelchair Lift - WCL | 1014269
19-W2 | 19-W2 Pomona Courthouse North | 19-W2-D1013-310-WCL03 | WHEEL CHAIR / HANDICAP LIFT WCL03 | JOHN BARNES | NA | C6C17FZ29A | OM00015136 | PEND RISK RVW | COURT ROOM | NA | NA | NA | 1/2 | 115 | 8.8 | Electric | 1 | NA | NA | \Classifications\Building System Class\D10-Conveyance Systems\D1010 - Elevator\Wheelchair Lift - WCL | 1014270
19-W2 | 19-W2 Pomona Courthouse North | 19-W2-D2030-150-MWL01 | MAIN BRANCH WASTE SYSTEM | NA | NA | NA | OM00026617 |  | Tag located in engineer office. | NA | NA | NA | NA | NA | NA | NA | NA | NA | NA | \Classifications\Building System Class\D20-Plumbing\D2030 - Sani Waste\Main/Branch Waste System - MWL | 1014272
19-W2 | 19-W2 Pomona Courthouse North | 19-W2-D3050-210-PKU05 | PACKAGE UNIT PKU05 | CARRIER | 1189034295 | 506030540 | OM00033073 |  | NW SIDE LOWER FLOOR | DNA | 14X20X2 | R-22 | 1 | 208/230 | 8.1 | Electric | 3 | 100,000 | 82000 | \Classifications\Building System Class\D30-HVAC Systems\D3050 - Package SYS\Package Unit - PKU | 1014274
19-W2 | 19-W2 Pomona Courthouse North | 19-W2-D3090-114-CMP03 | CONTROL AIR COMPRESSOR 1 CMP03 | POWERREX | 35L405M49ZG1 | AS010142 | OM00030707 | State ID# A007275-94N ¦ B#/SER.#561956 | Penthouse AHU Room | 4L430 | NA | NA | 1 | 208-230/460 | 3.1-3.0/1.5 | Electric | 3 | NA | NA | \Classifications\Building System Class\D30-HVAC Systems\D3090 - Other HVAC Systems and Equipment\Air Compressor - CMP | 1014276
19-W2 | 19-W2 Pomona Courthouse North | 19-W2-D2023-100-BFP02 | COOLING TOWER MAKEUP FLOW-BFP | FEBCO | BB-8333 | 825-Y 3/4" | OM00033002 | OW0209916-FA0234853-BD0002098-MARCH | CHILLER ROOM. ATTIC, MECHANICAL ROOM - NORTH WALL - COOLING TOWER MAKE UP (LAPHD FORM REQUIRED) | NA | NA | NA | NA | NA | NA | NA | NA | NA | NA | \Classifications\Building System Class\D20-Plumbing\D2020 - Domestic Water\Backflow Preventer - BFP | 1014277
19-W2 | 19-W2 Pomona Courthouse North | 19-W2-D5011-240-TRN01 | TRANSFORMER | BURTON | 23047 | 3317 | OM00033007 |  | MECHANICAL ROOM. | NA | NA | NA | NA | 480 | DNA | Electric | 3 | NA | NA | \Classifications\Building System Class\D50-Electrical SYS\D5010 - Elec Service & Dist\Transformer - TRN | 1014278
19-W2 | 19-W2 Pomona Courthouse North | 19-W2-D5037-710-FAP03 | FIRE CONTROL FAP1 FAP03 | Radionics | DNA | 7412 | OM00033009 |  | Near security office chiller room | NA | NA | NA | NA | 110V | DNA | Electric | 1 | NA | NA | \Classifications\Building System Class\D50-Electrical SYS\D5030 - Comm & Security\Fire Alarm Panel - FAP | 1014279
19-W2 | 19-W2 Pomona Courthouse North | 19-W2-D5092-250-EML43 | EMERGENCY EXIT LIGHTS 43 | NA | NA | NA | OM00026616 |  | Tag located engineer office. | NA | NA | NA | NA | 110 | DNA | Electric | DNA | NA | NA | \Classifications\Building System Class\D50-Electrical SYS\D5090 - Elec SYS\Emergency And Exit Lighting - EML | 1014280
19-W2 | 19-W2 Pomona Courthouse North | 19-W2-G2050-200-LSC01 | LANDSCAPING | DNA | DNA | DNA | OM00026615 |  | Tag located engineer office. | NA | NA | NA | NA | NA | NA | NA | NA | NA | NA | \Classifications\Building System Class\G20-Other Systems\G2050 - Landscaping\Landscaping - LSC | 1014281
19-W2 | 19-W2 Pomona Courthouse North | 19-W2-G2049-300-HSC01 | HARDSCAPE | NA | NA | NA | OM00026614 |  | Tag located in engineer office. | NA | NA | NA | NA | NA | NA | NA | NA | NA | NA | \Classifications\Building System Class\G20-Other Systems\G2040 - Site Development\Hardscape - HSC | 1014282
19-W2 | 19-W2 Pomona Courthouse North | 19-W2-C1020-110-FRD03 | HOLDING CELL:FIRE DOOR #1, ROLL-UP | ATLAS DOOR | 502701 | 132310 | OM00026029 |  | HOLDING CELL: SHERRIFF'S LOCKUP AREA | NA | NA | NA | NA | NA | NA | NA | NA | NA | NA | \Classifications\Building System Class\C10-General Building Interior\C1020 - Fire Doors\Fire Doors - FRD | 1015512
19-W2 | 19-W2 Pomona Courthouse North | 19-W2-C1020-110-FRD02 | HOLDING CELL:FIRE DOOR #2, ROLL-UP | ATLAS DOOR | 502730 | 132310 | OM00028921 |  | HOLDING CELL: SHERRIFF'S LOCKUP AREA | NA | NA | NA | NA | NA | NA | NA | NA | NA | NA | \Classifications\Building System Class\C10-General Building Interior\C1020 - Fire Doors\Fire Doors - FRD | 1015513
19-W2 | 19-W2 Pomona Courthouse North | 19-W2-D5037-710-FAP04 | FIRE ALARM PANEL #1 | Simplex | J10892EN | 4602 | OM00036616 |  | SHERIFF'S OFFICE NEAR WESTSIDE/EXIT DOOR | NA | NA | NA | NA | 110 | 4.25 | Electric | DNA | NA | NA | \Classifications\Building System Class\D50-Electrical SYS\D5030 - Comm & Security\Fire Alarm Panel - FAP | 1015625
19-W2 | 19-W2 Pomona Courthouse North | 19-W2-D3031-180-RCM01 | REFRIGERATION COMPRESSOR #1 (A/C DX COOLING SYSTEM) | CARLYLE | 4709UA4068 | 5H80-A219 | OM00033011 |  | BASEMENT MECHANICAL ROOM | NA | NA | R-22 | 60 | 480 | DNA | Electric | 3 | NA | NA | \Classifications\Building System Class\D30-HVAC Systems\D3030 - Cooling SYS\Refrigeration Compressor - RCM | 1015728
19-W2 | 19-W2 Pomona Courthouse North | 19-W2-D3090-220-CMD01 | COMPRESSOR, AIR DRYER #1 (CMD01) | GREAT LAKES AIR | 37024 | ERF-10A-116 | OM00036624 |  | NORTH EAST SIDE MECHANICAL ROOM | NA | NA | R-134a | 1.6 HP | 120 | 3.3 | Electric | 1 | NA | NA | \Classifications\Building System Class\D30-HVAC Systems\D3090 - Other HVAC Systems and Equipment\Compressed Air Dryer - CMD | 1015730
19-W2 | 19-W2 Pomona Courthouse North | 19-W2-D3090-220-CMD02 | COMPRESSOR, AIR DRYER #2 (CMD02) | GREAT LAKES AIR | 37025 | ERF-10A-11 | OM00036623 |  | SOUTH SIDE MECHANICAL ROOM | NA | NA | R-134a | 1.6 HP | 120 | 15 | Electric | 1 | NA | NA | \Classifications\Building System Class\D30-HVAC Systems\D3090 - Other HVAC Systems and Equipment\Compressed Air Dryer - CMD | 1015731
19-W2 | 19-W2 Pomona Courthouse North | 19-W2-D2023-100-BFP05 | BACKFLOW PREVENTER #3 (NE CORNER) | FEBCO | H11294 | 855Y (1.25") | OM00036203 |  | GROUNDS (BACKFLOW #3), NE CORNER | NA | NA | NA | NA | NA | NA | NA | NA | NA | NA | \Classifications\Building System Class\D20-Plumbing\D2020 - Domestic Water\Backflow Preventer - BFP | 1016016
19-W2 | 19-W2 Pomona Courthouse North | 19-W2-G2023-150-PEG01 | GATE CONTROLLER, EXIT/ENTRY (SECURED PARKING E SIDE OF BUILDING) | CHAMBERLAIN | 2208N6009 | ELITE/CSW200UL1HP3 | OM00035630 | NA | OUTSIDE SECURED PARKING LOT. ON EAST SIDE OF BUILDING BETWEEN NORTH POMONA NORTH & POMONA SOUTH COURTHOUSES. | NA | NA | NA | 1 | 110 | 7.9 | Electric | 1 | NA | NA | \Classifications\Building System Class\G20-Other Systems\G2020 - Parking Lots\Secured Parking Gate - PEG | 1016266
19-W2 | 19-W2 Pomona Courthouse North | 19-W2-D3031-100-PCH02 | Compressor Motor #2 (Direct Drive) | LINCOLN | 3764072 | NA | OM00036195 | NA | SERVES COMPRESSOR #1 | NA | NA | NA | 60 | 230/460 | 150/75 | Electric | 3 | NA | NA | \Classifications\Building System Class\D30-HVAC Systems\D3030 - Cooling SYS\Chilled Water Pump - PCH | 1017122
19-W2 | 19-W2 Pomona Courthouse North | 19-W2-D3031-100-PCH03 | Compressor Motor #1 (Direct Drive) | LINCOLN | 3764073 | NA | OM00036193 | NA | SERVES COMPRESSOR #2 | NA | NA | NA | 60 | 230/460 | 150/75 | Electric | 3 | NA | NA | \Classifications\Building System Class\D30-HVAC Systems\D3030 - Cooling SYS\Chilled Water Pump - PCH | 1017121
19-W2 | 19-W2 Pomona Courthouse North | 19-W2-G2023-150-PEG02 | GATE CONTROLLER, EXIT/ENTRY (SECURED PARKING E SIDE OF BUILDING) | CHAMBERLAIN | 2208N6008 | ELITE/CSW200UL1HP3 | OM00037917 | OM00037917 | OUTSIDE SECURED PARKING LOT. ON EAST SIDE OF BUILDING BETWEEN NORTH POMONA NORTH & POMONA SOUTH COURTHOUSES. | NA | NA | NA | 1 | 110 | 7.9 | Electric | 1 | NA | NA | \Classifications\Building System Class\G20-Other Systems\G2020 - Parking Lots\Secured Parking Gate - PEG | 1017275
19-W2 | 19-W2 Pomona Courthouse North | 19-W2-D3042-220-EFN02 | Exhaust Fan (Roof) | Penn Ventilation Co | BH12-201 | NA | OM00033004 |  | Roof | 4L440 (1) | NA | NA | 3/4 | 208-230/460 | 2.5-2.6/1.3 | Electric | 3 | NA | NA | \Classifications\Building System Class\D30-HVAC Systems\D3040 - Distribution SYS\Supply/Exhaust/Return fans- FAN | 1017936
19-W2 | 19-W2 Pomona Courthouse North | 19-W2-D3042-220-EFN03 | Exhaust Fan (Roof) | Cookson | NA | 5QB48C17D2044J | OM00033003 |  | Roof | 4L390 (1) | NA | NA | 1/3 | 115-208/230 | 5.8-3.1/2.9 | Electric | 1 | NA | NA | \Classifications\Building System Class\D30-HVAC Systems\D3040 - Distribution SYS\Supply/Exhaust/Return fans- FAN | 1017937
19-W2 | 19-W2 Pomona Courthouse North | 19-W2-D3042-220-EFN07 | Exhaust Fan (Roof) | Penn Ventilation Co | NA | NA | OM00040453 |  | Roof | 4L210 (1) | NA | NA | 1/3 | 115/208-230 | 5.8/3.1-2.9 | Electric | 1 | NA | NA | \Classifications\Building System Class\D30-HVAC Systems\D3040 - Distribution SYS\Supply/Exhaust/Return fans- FAN | 1017941
19-W2 | 19-W2 Pomona Courthouse North | 19-W2-D2023-310-HWP02 | Domestic Hot Water Pump (Boiler Rm) | Grundfos | DNA | S-45BF | OM00040471 |  | Boiler Room | NA | NA | NA | 1/4 | 115 | 5 | Electric | 1 | NA | NA | \Classifications\Building System Class\D20-Plumbing\D2020 - Domestic Water\Domestic Hot Water Circulating Pump - HWP | 1017945
19-W2 | 19-W2 Pomona Courthouse North | 19-W2-D2023-310-HWP03 | Domestic Hot Water Pump (Boiler Rm) | ARMSTRONG | DNA | 81602MF-002 | OM00040470 |  | Boiler Room | NA | NA | NA | 1/4 | 115 | 5 | Electric | 1 | NA | NA | \Classifications\Building System Class\D20-Plumbing\D2020 - Domestic Water\Domestic Hot Water Circulating Pump - HWP | 1017946
19-W2 | 19-W2 Pomona Courthouse North | 19-W2-D5010-110-MCC01 | Motor Control Center (Mech Equip Rm) | Marathon | H607351 | 189105LF | OM00040468 |  | Mech Equip Room | NA | NA | NA | NA | 480 | 600 | Electric | DNA | NA | NA | \Classifications\Building System Class\D50-Electrical SYS\D5010 - Elec Service & Dist\Chiller Room Electrical Panel - MCC | 1017947
19-W2 | 19-W2 Pomona Courthouse North | 19-W2-D5010-200-ESD02 | Electrical Switchboard (Basement Electrical Rm) | Bull Dog Electric | 75731 | VB-306 | OM00040337 |  | Electrical Room | NA | NA | NA | NA | 120/208 | 600 | Electric | 3 | NA | NA | \Classifications\Building System Class\D50-Electrical SYS\D5010 - Elec Service & Dist\Electical Service and Distribution - ESD | 1017951
19-W2 | 19-W2 Pomona Courthouse North | 19-W2-D3042-220-EFN04 | Exhaust Fan (Roof) | Dayton | NA | 3ZP92K | OM00040450 |  | Roof | 4L210 (1) | NA | NA | 1/4 | 115/208-230 | 4.6/2.2-2.3 | Electric | 1 | NA | NA | \Classifications\Building System Class\D30-HVAC Systems\D3040 - Distribution SYS\Supply/Exhaust/Return fans- FAN | 1017938
19-W2 | 19-W2 Pomona Courthouse North | 19-W2-D3042-220-EFN05 | Exhaust Fan (Roof) | A.O. Smith | 325P164 | NA | OM00040451 |  | Roof | 4L210 | NA | NA | 1/3 | 115/230 | 6.0/3.0 | Electric | 1 | NA | NA | \Classifications\Building System Class\D30-HVAC Systems\D3040 - Distribution SYS\Supply/Exhaust/Return fans- FAN | 1017939
19-W2 | 19-W2 Pomona Courthouse North | 19-W2-D3042-220-EFN06 | Exhaust Fan (Roof) | Marathon | YYJ090267 | NA | OM00040452 |  | Roof | 4L210 | NA | NA | 1/6 | 115 | 3.6 | Electric | 1 | NA | NA | \Classifications\Building System Class\D30-HVAC Systems\D3040 - Distribution SYS\Supply/Exhaust/Return fans- FAN | 1017940
19-W2 | 19-W2 Pomona Courthouse North | 19-W2-D3042-220-EFN08 | Exhaust Fan (Roof) | Marathon | DNA | 52B48C17D2044JP | OM00040455 |  | Roof | 4L240 (1) | NA | NA | 1/3 | 115-208/230 | 5.8/3.1-2.9 | Electric | 1 | NA | NA | \Classifications\Building System Class\D30-HVAC Systems\D3040 - Distribution SYS\Supply/Exhaust/Return fans- FAN | 1017942
19-W2 | 19-W2 Pomona Courthouse North | 19-W2-C1020-110-FRD01 | Overhead Fire Door (Rm 108) | Overhead Doors | 733526 | 503183_1 | OM00040449 |  | Walkup Windows & Clerks Office | NA | NA | NA | NA | NA | DNA | NA | DNA | NA | NA | \Classifications\Building System Class\C10-General Building Interior\C1020 - Fire Doors\Fire Doors - FRD | 1017943
19-W2 | 19-W2 Pomona Courthouse North | 19-W2-D2023-310-HWP01 | Domestic Hot Water Pump (Boiler Rm) | Grundfos | 59896165P1 | UP15-42F | OM00040472 |  | Boiler Room | NA | NA | NA | one eighth HP | 115 | 10 | Electric | 1 | NA | NA | \Classifications\Building System Class\D20-Plumbing\D2020 - Domestic Water\Domestic Hot Water Circulating Pump - HWP | 1017944
19-W2 | 19-W2 Pomona Courthouse North | 19-W2-G3010-210-PWT01 | Potable Water Storage Tank (AHU Room) | Mobil Tank Inc | NA | NA | OM00030708 |  | Penthouse Air Handler Room | NA | NA | NA | NA | NA | NA | NA | NA | NA | NA | \Classifications\Building System Class\G30-Site Mechanical Utilities\G3010 - Water Supply\Potable Water Storage Tank - PWT | 1017948
19-W2 | 19-W2 Pomona Courthouse North | 19-W2-G3010-210-PWT02 | Potable Water Storage Tank (Eastside Roof) | Brunner Engineering | DNA | DNA | OM00033005 |  | Eastside of Roof | NA | NA | NA | NA | NA | NA | NA | NA | NA | NA | \Classifications\Building System Class\G30-Site Mechanical Utilities\G3010 - Water Supply\Potable Water Storage Tank - PWT | 1017949
19-W2 | 19-W2 Pomona Courthouse North | 19-W2-D5010-200-ESD04 | Electrical Switchboard (Basement Electrical Rm) | Bull Dog Electric | 75729 | VB-406 | OM00040335 |  | Electrical Room | NA | NA | NA | NA | 120/208 | 600 | Electric | 3 | NA | NA | \Classifications\Building System Class\D50-Electrical SYS\D5010 - Elec Service & Dist\Electical Service and Distribution - ESD | 1017950
19-W2 | 19-W2 Pomona Courthouse North | 19-W2-D5010-200-ESD03 | Electrical Switchboard (1st Floor Electrical Rm) | Power Master | C547316 | NEMA-1 | OM00040339 |  | Electrical Room | NA | NA | NA | NA | 480 | 800 | Electric | 3 | NA | NA | \Classifications\Building System Class\D50-Electrical SYS\D5010 - Elec Service & Dist\Electical Service and Distribution - ESD | 1017952
19-W2 | 19-W2 Pomona Courthouse North | 19-W2-D2022-260-HWG03 | Hot Water Heater (Basement Mech Rm) | Rheem Performance Platnium | M471403486 | XG410T12HN38U0 | OM00036929 | NA | Mech Room | NA | NA | NA | NA | 120 | DNA | Gas |  | 38,000 | NA | \Classifications\Building System Class\D20-Plumbing\D2020 - Domestic Water\Domestic Water Heater, Gas - HWG | 1018819
19-W3 | 19-W3 Parking Lot 78-Pomona Court Public Parking | 19-W3-D3055-260-WAC01 | AIR CONDITIONER, WINDOW (WAC01) | FRIEDRICH | ACAY01989 | SQ06N10-A | OM00036202 |  | PUBLIC PARKING LOT BOOTH | NA | NA | R-410A | NA | 110 | 4.9 | Electric | 1 | 5800 | NA | \Classifications\Building System Class\D30-HVAC Systems\D3050 - Package SYS\Window Air Conditioner- WAC | 1015809
19-W3 | 19-W3 Parking Lot 78-Pomona Court Public Parking | 19-W3-D2023-100-BFP03 | Backflow Preventer (Irrigation) (BFP03) | FEBCO | 12641 | 825Y | OM00036541 |  | Public/Staff S. Parking Lot | NA | NA | NA | NA | NA | NA | NA | NA | NA | NA | \Classifications\Building System Class\D20-Plumbing\D2020 - Domestic Water\Backflow Preventer - BFP | 1020499
19-X1 | 19-X1 West Covina Courthouse | 19-X1-D2018-100-DKF01 | Drinking Fountain DKF01 | NA | NA | NA | OM00015123 |  | Courts and offices | NA | NA | NA | NA | NA | NA | NA | NA | NA | NA | \Classifications\Building System Class\D20-Plumbing\D2010 - Plumb Fix\Drink Fountain (Refr Indvl Wtrcooler) - DKF | 1007869
19-X1 | 19-X1 West Covina Courthouse | 19-X1-D4010-150-CTY01 | System Extinguishing,Wet Pipe - SEW01, County maintained | DNA | DNA | DNA | OM00033304 | DNA | Courts and offices | NA | NA | NA | NA | NA | NA | NA | NA | NA | NA | \Classifications\Building System Class\D40-Fire Protection SYS\D4010 - Sprinkler SYS\Fire Systems, stand pipes - FMS | 1007870
19-X1 | 19-X1 West Covina Courthouse | 19-X1-D4031-100-FEX23 | FIRE EXTINGUISHERS (23) | NA | NA | NA | OM00033302 |  | Courts and offices | NA | NA | NA | NA | NA | NA | NA | NA | NA | NA | \Classifications\Building System Class\D40-Fire Protection SYS\D4030 - FIRE SPEC\Fire Extinguisher - FEX | 1007872
19-X1 | 19-X1 West Covina Courthouse | 19-X1-D5092-250-EML26 | EMERGENCY LIGHTING (26) | NA | NA | NA | OM00033301 |  | Courts and offices | NA | NA | NA | NA | 110 | DNA | electric | 1 | NA | NA | \Classifications\Building System Class\D50-Electrical SYS\D5090 - Elec SYS\Emergency And Exit Lighting - EML | 1007873
19-X1 | 19-X1 West Covina Courthouse | 19-X1-D4024-100-FHS12 | Fire Hose Systems (12) | NA | NA | NA | OM00033303 |  | Courts and offices | NA | NA | NA | NA | NA | NA | NA | NA | NA | NA | \Classifications\Building System Class\D40-Fire Protection SYS\D4020 - Stand Pipe\Other Stand Pipe Hose Systems - FHS | 1007942
19-X1 | 19-X1 West Covina Courthouse | 19-X1-B2034-400-DOH01 | HOLDING CELL:DOOR, OVERHEAD (ROLL UP, BUS) | Lift Master | 2934307347 | GH5023L (VER2) | OM00028924 |  | HOLDING CELL: SHERIFF'S BUS PORT, EASTSIDE/NORTH END OF BLDG | NA | NA | NA | 2-Jan | 240 | DNA | Electric | 3 | NA | NA | \Classifications\Building System Class\B20-General Building Exterior\B2030 - Exterior Doors\Door,Overhead-Shutter,Manual,Elec,Roll-up - DOH | 1015517
19-X1 | 19-X1 West Covina Courthouse | 19-X1-D1013-310-WCL01 | Wheelchair Lift (Dept 11) | Bishamon Industries | B8909002 | LX200WM | OM00036302 | PEND RISK RVW | HOLDING CELL: Special Access List | NA | NA | NA | 0.5 | 110 | 8.8 | Electric | 1 | NA | NA | \Classifications\Building System Class\D10-Conveyance Systems\D1010 - Elevator\Wheelchair Lift - WCL | 1015519
19-X1 | 19-X1 West Covina Courthouse | 19-X1-B2010-100-CTY01 | Building | NA | NA | NA | OM00037894 | [12 empty] | \Classifications\Building System Class\B20-General Building Exterior\B2010 - Exterior Walls\Building - BLD | 1016550
19-X1 | 19-X1 West Covina Courthouse | 19-X1-D2022-100-HWE01 | Domestic Water Heater, Electric (Cafeteria) | American Heaters | 12505709251 | 0807041 | OM00040978 |  | Cafeteria Kitchen | NA | NA | NA | NA | 208/230 | DNA | Electric | 1 | NA | NA | \Classifications\Building System Class\D20-Plumbing\D2020 - Domestic Water\Domestic Water Heater, Electric - HWE | 1017994
19-X1 | 19-X1 West Covina Courthouse | 19-X1-C1020-110-FRD01 | Fire Doors Sliding (Traffic Clerks' Office) | Cookson | 30849 | NA | OM00040977 |  | Traffic Clerks' Office | NA | NA | NA | NA | NA | NA | NA | NA | NA | NA | \Classifications\Building System Class\C10-General Building Interior\C1020 - Fire Doors\Fire Doors - FRD | 1017995
19-X1 | 19-X1 West Covina Courthouse | 19-X1-C1020-110-FRD02 | Fire Doors Sliding (Traffic Clerks' Office) | NA | NA | NA | OM00040975 |  | Traffic Clerks' Office | NA | NA | NA | NA | NA | NA | NA | NA | NA | NA | \Classifications\Building System Class\C10-General Building Interior\C1020 - Fire Doors\Fire Doors - FRD | 1017996
19-X1 | 19-X1 West Covina Courthouse | 19-X1-C1020-110-FRD03 | Fire Doors Sliding (Traffic Clerks' Office) | Cookson | 30350 | NA | OM00040976 |  | Traffic Clerks' Office | NA | NA | NA | NA | NA | NA | NA | NA | NA | NA | \Classifications\Building System Class\C10-General Building Interior\C1020 - Fire Doors\Fire Doors - FRD | 1017997
19-X1 | 19-X1 West Covina Courthouse | 19-X1-D1013-310-WCL02 | Wheelchair Lift (Dept 9) | NA | NA | NA | OM00026027 | PEND RISK RVW | Dept 9 | NA | NA | NA | DNA | DNA | DNA | Electric | DNA | NA | NA | \Classifications\Building System Class\D10-Conveyance Systems\D1010 - Elevator\Wheelchair Lift - WCL | 1018211
19-X1 | 19-X1 West Covina Courthouse | 19-X1-D1013-310-WCL03 | Wheelchair Lift (Dept 8) | NA | NA | NA | DNA | PEND RISK RVW | Dept 8 | NA | NA | NA | NA | NA | DNA | Electric | DNA | NA | NA | \Classifications\Building System Class\D10-Conveyance Systems\D1010 - Elevator\Wheelchair Lift - WCL | 1018210
19-Y2 | 19-Y2 Parking Structure Lot 67 Long Beach | 19-Y2-D2022-100-HWE01 | Hot Water Heater, Electric Maintained by Johnson Controls | AO SMITH WATER PRODUCTS CO | 1213R000030 | DSE10 | OM00038420 |  | Janitor Closet Parking | NA | NA | NA | NA | DNA | DNA | DNA | DNA | NA | NA | \Classifications\Building System Class\D20-Plumbing\D2020 - Domestic Water\Domestic Water Heater, Electric - HWE | 1013522
19-Y2 | 19-Y2 Parking Structure Lot 67 Long Beach | 19-Y2-D1010-100-ELE20 | Elevator #20 - Parking Garage - State ID #157982 | Kone | DNA | DNA | OM00038092 | State ID #157982 ¦Y2-ELEV20 | Elevator #20 - Parking Garage - State ID #157982 | NA | NA | NA | DNA | DNA | DNA | DNA | DNA | NA | NA | \Classifications\Building System Class\D10-Conveyance Systems\D1010 - Elevator\Elevator,Hydraulic,Pass/Freight - ELE | 1018455
19-Y2 | 19-Y2 Parking Structure Lot 67 Long Beach | 19-Y2-D1010-100-ELE21 | Elevator #21 - Parking Garage - State ID #157983 | Kone | DNA | DNA | OM00038093 | State ID #157983 ¦ Y2-ELEV21 | Elevator #21 - Parking Garage - State ID #157983 | NA | NA | NA | DNA | DNA | DNA | DNA | DNA | NA | NA | \Classifications\Building System Class\D10-Conveyance Systems\D1010 - Elevator\Elevator,Hydraulic,Pass/Freight - ELE | 1018456
19-Y2 | 19-Y2 Parking Structure Lot 67 Long Beach | 19-Y2-D4031-100-FEX37 | Please change Description to: Fire Extinguishers ALL - Parking Garage - 37 count | Various | Various | Various | OM00038329 | Y2-FEXT | Parking Structure - fire extinguishers | NA | NA | NA | NA | NA | NA | NA | NA | NA | NA | \Classifications\Building System Class\D40-Fire Protection SYS\D4030 - FIRE SPEC\Fire Extinguisher - FEX | 1018464
19-Y2 | 19-Y2 Parking Structure Lot 67 Long Beach | 19-Y2-G2023-150-PEG01 | Parking gate arm and equipment - Parking Garage | DNA | DNA | DNA | OM00038336 | Y2-PGATE | Parking Structure - gate arms | NA | NA | NA | DNA | DNA | DNA | DNA | DNA | NA | NA | \Classifications\Building System Class\G20-Other Systems\G2020 - Parking Lots\Secured Parking Gate - PEG | 1018465
19-Y2 | 19-Y2 Parking Structure Lot 67 Long Beach | 19-Y2-D3055-260-WAC01 | Parking Garage Window Unit A/C | DNA | DNA | DNA | OM00038096 | Y2-WU01 | PARKING GARAGE - Parking Garage Window Unit - [Y2-WU01] | NA | NA | DNA | NA | DNA | DNA | DNA | DNA | NA | NA | \Classifications\Building System Class\D30-HVAC Systems\D3050 - Package SYS\Window Air Conditioner- WAC | 1018658
19-Y2 | 19-Y2 Parking Structure Lot 67 Long Beach | 19-Y2-D2023-100-BFP07 | Backflow-Parking Garage - Size 1.5 | FEBCO | J020927 | 825Y 1.5" | OM00038196 | Y5-BFP/07 | PARKING GARAGE [Y5-BFP/07] - SN: J020927, TAG:OM00038196 MODEL: 8257, MFG: FEBCO 1.5" | NA | NA | NA | NA | NA | NA | NA | NA | NA | NA | \Classifications\Building System Class\D20-Plumbing\D2020 - Domestic Water\Backflow Preventer - BFP | 1018720
19-Y2 | 19-Y2 Parking Structure Lot 67 Long Beach | 19-Y2-D2023-100-BFP08 | Backflow-Parking Garage - Size 3" - BFP08 | WATTS | 00113 | LF007 3" | OM00038242 | Y5-BFP/08 | PARKING GARAGE - BFP [Y5-BFP/08] - SN: 00113, TAG: OM00038242, MODEL: LF007, MFG: WATTS 3" | NA | NA | NA | NA | NA | NA | NA | NA | NA | NA | \Classifications\Building System Class\D20-Plumbing\D2020 - Domestic Water\Backflow Preventer - BFP | 1018721
19-Y2 | 19-Y2 Parking Structure Lot 67 Long Beach | 19-Y2-B2034-400-DOH01 | Parking Garage rollup garage door |  |  |  | OM00038423 | Y2-GAR01 | [11 empty] | \Classifications\Building System Class\B20-General Building Exterior\B2030 - Exterior Doors\Door,Overhead-Shutter,Manual,Elec,Roll-up - DOH | 1018764
19-Y2 | 19-Y2 Parking Structure Lot 67 Long Beach | 19-Y2-B2034-400-DOH02 | Parking Garage rollup garage door DOH02 |  |  |  | OM00038424 | Y2-GAR02 | [11 empty] | \Classifications\Building System Class\B20-General Building Exterior\B2030 - Exterior Doors\Door,Overhead-Shutter,Manual,Elec,Roll-up - DOH | 1018765
19-Y2 | 19-Y2 Parking Structure Lot 67 Long Beach | 19-Y2-D5037-710-FAP01 | Fire Alarm System FAP01 |  |  |  | OM00038214 | Y2-FAS | [11 empty] | \Classifications\Building System Class\D50-Electrical SYS\D5030 - Comm & Security\Fire Alarm Panel - FAP | 1018771
19-Y2 | 19-Y2 Parking Structure Lot 67 Long Beach | 19-Y2-B3010-100-RUF02 | Parking Garage roof |  |  |  | OM00038399 | Y2-ROOF | PARKING GARAGE - Parking Garage roof - [Y2-ROOF] | [10 empty] | \Classifications\Building System Class\B30-Roofing\B3010 - Roof Types\Roof - RUF | 1018835
19-Y2 | 19-Y2 Parking Structure Lot 67 Long Beach | 19-Y2-D2023-100-BFP09 | BACKFLOW PREVENTER, BFP/09 | FEBCO | J020791 | 825Y | OM00038383 | Y2-BFP/09 | 2ND FLOOR PARKING STRUCTURE, BACKFLOW PREVENTOR, [Y2-BFP/09] TAG: 00038383, SN: J020791 | NA | NA | NA | NA | NA | NA | NA | NA | NA | NA | \Classifications\Building System Class\D20-Plumbing\D2020 - Domestic Water\Backflow Preventer - BFP | 1018880
19-Y2 | 19-Y2 Parking Structure Lot 67 Long Beach | 19-Y2-D2023-100-BFP10 | BACKFLOW PREVENTER, BFP/10, 3RD FLOOR PARKING STRUCTURE | FEBCO | J020788 | 825Y 1.5" | OM00038384 | Y2-BFP/10 | 3RD FLOOR PARKING STRUCTURE, BACKFLOW PREVENTOR, [Y2-BFP/10] TAG: 00038384, SN: J020788 | NA | NA | NA | NA | NA | NA | NA | NA | NA | NA | \Classifications\Building System Class\D20-Plumbing\D2020 - Domestic Water\Backflow Preventer - BFP | 1018881
19-Y2 | 19-Y5 Governor George Deukmejian Courthouse | 19-Y2-D4010-150-FMS04 | Fire Main System, Dry Pipes, Parking Lot | DNA | DNA | DNA | OM00038438 |  | 1ST Floor Parking Structure, Elevator Lobby | NA | NA | NA | NA | DNA | DNA | DNA | DNA | NA | NA | \Classifications\Building System Class\D40-Fire Protection SYS\D4010 - Sprinkler SYS\Fire Systems, stand pipes - FMS | 1022503
19-Y2 | 19-Y2 Parking Structure Lot 67 Long Beach | 19-Y2-D4024-100-FHS01 | Fire Hoses and Cabinet | DNA | DNA | DNA | OM00038439 |  | Ground Parking Structure | NA | NA | NA | NA | NA | NA | NA | NA | NA | NA | \Classifications\Building System Class\D40-Fire Protection SYS\D4020 - Stand Pipe\Other Stand Pipe Hose Systems - FHS | 1022557
19-Y5 | 19-Y5 Governor George Deukmejian Courthouse | 19-Y5-D3042-220-EFN02 | Exhaust fan Level 1 / Mail Room 1392 | GREENHECK | 12829290 1205 | QEI-15-1-30-X | OM00038091 | Y5-EF/01-02 | N1 - Exhaust fan Level 1 / Mail Room 1392 - [Y5-EF/01-02] | NA | NA | NA | NA | DNA | DNA | NA | DNA | NA | NA | \Classifications\Building System Class\D30-HVAC Systems\D3040 - Distribution SYS\Supply/Exhaust/Return fans- FAN | 1018326
19-Y5 | 19-Y5 Governor George Deukmejian Courthouse | 19-Y5-D3041-110-AHU16 | Air Handler North Mechanical Room 4288 07 | York | M383310 | YC | OM00038068 | Y5-AHU/07 | N4 - North Mechanical Room 4288 07 - [Y5-AHU/07] | NA | NA | NA | NA | DNA | DNA | NA | DNA | NA | NA | \Classifications\Building System Class\D30-HVAC Systems\D3040 - Distribution SYS\Air Handling Unit - AHU | 1018327
19-Y5 | 19-Y5 Governor George Deukmejian Courthouse | 19-Y5-D3041-110-AHU15 | Air Handler North Mechanical Room 4388 06 | York | M383300 | YC | OM00038067 | Y5-AHU/06 | N4 - North Mechanical Room 4388 06 - [Y5-AHU/06] | NA | DNA | DNA | NA | DNA | DNA | Electric | DNA | NA | NA | \Classifications\Building System Class\D30-HVAC Systems\D3040 - Distribution SYS\Air Handling Unit - AHU | 1018328
19-Y5 | 19-Y5 Governor George Deukmejian Courthouse | 19-Y5-D5092-210-GEN01 | Generator, bus driveway 0488 | Kohler | WA-580021-0412 | 7M4054 | OM00038027 | Y5-GEN01 | NB - Generator, bus driveway 0488 - [Y5-GEN01] | DNA | DNA | NA | DNA | DNA | DNA | Diesel | 3 | DNA | DNA | \Classifications\Building System Class\D50-Electrical SYS\D5090 - Elec SYS\Emergency Generator - GEN | 1018329
19-Y5 | 19-Y5 Governor George Deukmejian Courthouse | 19-Y5-G2023-150-PEG01 | Parking gate arm, driveway approach | DKS DOORKING | DNA | 1601-216 | OM00038028 | Y5-PGATE01 | NB - Parking gate arm, driveway approach - [Y5-PGATE01] | NA | NA | NA | NA | DNA | DNA | NA | DNA | NA | NA | \Classifications\Building System Class\G20-Other Systems\G2020 - Parking Lots\Secured Parking Gate - PEG | 1018330
19-Y5 | 19-Y5 Governor George Deukmejian Courthouse | 19-Y5-G2023-150-PEG02 | Parking gate arm, driveway approach | DKS DOORKING | DNA | 1601-216 | OM00038029 | Y5-PGATE02 | NB - Parking gate arm, driveway approach - [Y5-PGATE02] | NA | NA | NA | NA | DNA | DNA | NA | DNA | NA | NA | \Classifications\Building System Class\G20-Other Systems\G2020 - Parking Lots\Secured Parking Gate - PEG | 1018331
19-Y5 | 19-Y5 Governor George Deukmejian Courthouse | 19-Y5-D2090-650-WSR01 | Water softener boiler rm 0485 | Clack Corporation | DNA | M0706UE041 | OM00038025 | Y5-WSFT01 | NB - Water softener boiler rm 0485 - [Y5-WSFT01] | NA | NA | NA | NA | NA | NA | NA | NA | NA | NA | \Classifications\Building System Class\D20-Plumbing\D2090 - Other Plumbing SYS\Water Softener - WSR | 1018332
19-Y5 | 19-Y5 Governor George Deukmejian Courthouse | 19-Y5-D3030-110-CTW02 | Cooling Tower - Roof CTW02 | Evapco | 11465372 | USS 212 024 | OM00038089 | Y5-CT02 | NROOF - Cooling Tower - Roof - [Y5-CT02] | 6 groove B-136, PARABAND | NA | NA | NA | DNA | DNA | NA | DNA | NA | NA | \Classifications\Building System Class\D30-HVAC Systems\D3030 - Cooling SYS\Cooling Tower - CTW | 1018334
19-Y5 | 19-Y5 Governor George Deukmejian Courthouse | 19-Y5-D3030-110-CTW01 | Cooling Tower - Roof CTW01 | Evapco | 11465368 | USS 112 112 | OM00038088 | Y5-CT01 | NROOF - Cooling Tower - Roof - [Y5-CT01] | 6 groove B-136, PARABAND | DNA | NA | DNA | DNA | DNA | NA | DNA | NA | NA | \Classifications\Building System Class\D30-HVAC Systems\D3030 - Cooling SYS\Cooling Tower - CTW | 1018333
19-Y5 | 19-Y5 Governor George Deukmejian Courthouse | 19-Y5-D3030-110-CTW03 | Cooling Tower - Roof CTW03 | Evapco | 11465372 | USS 212 024 | OM00038090 | Y5-CT03 | NROOF - Cooling Tower - Roof - [Y5-CT03] | 6 groove B-136, PARABAND | NA | NA | NA | DNA | DNA | DNA | DNA | NA | NA | \Classifications\Building System Class\D30-HVAC Systems\D3030 - Cooling SYS\Cooling Tower - CTW | 1018335
19-Y5 | 19-Y5 Governor George Deukmejian Courthouse | 19-Y5-D3042-220-EFN10 | Exhaust fan Atrium Roof EFN10 | GREENHECK | 12834051 1205 | AX-160-400-0622-HTUL | OM00038075 | Y5-EF/06-01 | NROOF - Exhaust fan Atrium Roof - [Y5-EF/06-01] | NA | NA | NA | NA | DNA | DNA | NA | DNA | NA | NA | \Classifications\Building System Class\D30-HVAC Systems\D3040 - Distribution SYS\Supply/Exhaust/Return fans- FAN | 1018336
19-Y5 | 19-Y5 Governor George Deukmejian Courthouse | 19-Y5-D3042-220-EFN12 | Exhaust fan Atrium SOUTH ROOF EFN12 | GREENHECK | 12834053 1205 | AX-160-400-0622-HTHL | OM00038077 | Y5-EF/06-03 | SROOF - Exhaust fan Atrium Roof - [Y5-EF/06-03] TAG: 00038077, SN: 12834053 1205 | DD | NA | NA | NA | DNA | DNA | NA | DNA | NA | NA | \Classifications\Building System Class\D30-HVAC Systems\D3040 - Distribution SYS\Supply/Exhaust/Return fans- FAN | 1018338
19-Y5 | 19-Y5 Governor George Deukmejian Courthouse | 19-Y5-D3042-220-EFN11 | Exhaust fan Atrium SOUTH ROOF - EFN11 | GREENHECK | 12834052 1205 | AX-160-400-0622-HTHL | OM00038076 | Y5-EF/06-02 | NROOF - Exhaust fan Atrium Roof - [Y5-EF/06-02] - ASSET TAG: 00038076, SN: 12834052 1205, | NA | NA | NA | NA | DNA | DNA | NA | DNA | NA | NA | \Classifications\Building System Class\D30-HVAC Systems\D3040 - Distribution SYS\Supply/Exhaust/Return fans- FAN | 1018337
19-Y5 | 19-Y5 Governor George Deukmejian Courthouse | 19-Y5-D3042-220-EFN13 | Exhaust fan Atrium Roof EFN13 | GREENHECK | 12834054 1205 | AX-160-533-0815-HTUL | OM00038087 | Y5-EF/06-04 | NROOF - Exhaust fan Atrium Roof - [Y5-EF/06-04] | NA | NA | NA | NA | DNA | DNA | NA | DNA | NA | NA | \Classifications\Building System Class\D30-HVAC Systems\D3040 - Distribution SYS\Supply/Exhaust/Return fans- FAN | 1018339
19-Y5 | 19-Y5 Governor George Deukmejian Courthouse | 19-Y5-D3042-220-EFN14 | Exhaust fan North Building Roof EFN14 | GREENHECK | 12824652 1205 | SWB-336-200 | OM00038072 | Y5-EF/07-01 | NROOF - Exhaust fan North Building Roof - [Y5-EF/07-01] | 3-BP94 | NA | NA | NA | DNA | DNA | NA | DNA | NA | NA | \Classifications\Building System Class\D30-HVAC Systems\D3040 - Distribution SYS\Supply/Exhaust/Return fans- FAN | 1018340
19-Y5 | 19-Y5 Governor George Deukmejian Courthouse | 19-Y5-D3042-220-EFN15 | Exhaust fan North Building Roof EFN15 | GREENHECK | 12829291 1205 | QEI-33-1 | OM00038071 | Y5-EF/07-02 | NROOF - Exhaust fan North Building Roof - [Y5-EF/07-02] | 2-BX92 | NA | NA | NA | DNA | DNA | Electric | DNA | NA | NA | \Classifications\Building System Class\D30-HVAC Systems\D3040 - Distribution SYS\Supply/Exhaust/Return fans- FAN | 1018341
19-Y5 | 19-Y5 Governor George Deukmejian Courthouse | 19-Y5-D3042-220-EFN16 | Exhaust fan North Building Roof EFN16 | GREENHECK | 12824554 1205 | SWB-124-30 | OM00038073 | Y5-EF/07-03 | NROOF - Exhaust fan North Building Roof - [Y5-EF/07-03] | NA | NA | NA | NA | DNA | DNA | Electric | DNA | NA | NA | \Classifications\Building System Class\D30-HVAC Systems\D3040 - Distribution SYS\Supply/Exhaust/Return fans- FAN | 1018343
19-Y5 | 19-Y5 Governor George Deukmejian Courthouse | 19-Y5-D3041-110-AHU20 | Air Handling Unit B2 | York | AEYMXT0053 | XTI-054x054-SAKA046A | OM00038017 | Y5-AHU/B-2 | SB - Air Handling Unit B2 - [Y5-AHU/B-2] | NA | NA | NA | NA | DNA | DNA | Electric | DNA | NA | NA | \Classifications\Building System Class\D30-HVAC Systems\D3040 - Distribution SYS\Air Handling Unit - AHU | 1018344
19-Y5 | 19-Y5 Governor George Deukmejian Courthouse | 19-Y5-D3041-110-AHU19 | Air Handling Unit Room 0600 B1 | York | AEYMXT0076 | XTI-072x096-SANA046A | OM00038016 | Y5-AHU/B-1 | SB - Air Handling Unit Room 0600 B1 - [Y5-AHU/B-1] | NA | DNA | NA | NA | DNA | DNA | Electric | DNA | NA | NA | \Classifications\Building System Class\D30-HVAC Systems\D3040 - Distribution SYS\Air Handling Unit - AHU | 1018345
19-Y5 | 19-Y5 Governor George Deukmejian Courthouse | 19-Y5-D3050-250-ACU01 | Basement MDF Room 0476 (chw/hw) | LIEBERT | N12J140039 | CW041UCSA2A | OM00038014 | Y5-CRAC01 | SB - Basement MDF Room 0476 (chw/hw) - [Y5-CRAC01] | 2/GATES/B36 | DNA | Chilled water | NA | 480 | 6.5 | Electric | DNA | NA | NA | \Classifications\Building System Class\D30-HVAC Systems\D3050 - Package SYS\Air Conditioning,Split System - ACU | 1018346
19-Y5 | 19-Y5 Governor George Deukmejian Courthouse | 19-Y5-D3021-130-BLR01 | Boiler Room 0485 BLR01 | Hydrotherm | KN-20-M12NB-8433 | KN-20 | OM00038010 | Y5-BLR01 | SB - Boiler Room 0485 - [Y5-BLR01] | NA | NA | NA | NA | DNA | DNA | Natural gas | DNA | 1,999,000 | DNA | \Classifications\Building System Class\D30-HVAC Systems\D3020 - Heat SYS\Boiler,Hot Water,Oil/Gas/Comb. - BLR | 1018348
19-Y5 | 19-Y5 Governor George Deukmejian Courthouse | 19-Y5-D3050-250-ACU02 | Basement MDF Room 0476 (chw/hw) | LIEBERT | N12J140038 | CW041UCSA2A | OM00038015 | Y5-CRAC02 | SB - Basement MDF Room 0476 (chw/hw) - [Y5-CRAC02] | 2/GATES/B36 | DNA | Chilled water | DNA | 480 | 6.5 | Electric | DNA | NA | NA | \Classifications\Building System Class\D30-HVAC Systems\D3050 - Package SYS\Air Conditioning,Split System - ACU | 1018347
19-Y5 | 19-Y5 Governor George Deukmejian Courthouse | 19-Y5-D3021-130-BLR02 | Boiler Room 0485 BLR02 | Hydrotherm | KN-20-M12NB-8469 | KN-20 | OM00038011 | Y5-BLR02 | SB - Boiler Room 0485 - [Y5-BLR02] | NA | NA | NA | NA | DNA | DNA | Natural gas | DNA | 1,999,000 | DNA | \Classifications\Building System Class\D30-HVAC Systems\D3020 - Heat SYS\Boiler,Hot Water,Oil/Gas/Comb. - BLR | 1018349
19-Y5 | 19-Y5 Governor George Deukmejian Courthouse | 19-Y5-D3021-130-BLR03 | Boiler Room 0485 BLR03 | Hydrotherm | KN-20-M12NB-8470 | KN-20 | OM00038012 | Y5-BLR03 | SB - Boiler Room 0485 - [Y5-BLR03] | NA | NA | NA | NA | DNA | DNA | Natural gas | DNA | 1,999,000 | DNA | \Classifications\Building System Class\D30-HVAC Systems\D3020 - Heat SYS\Boiler,Hot Water,Oil/Gas/Comb. - BLR | 1018350
19-Y5 | 19-Y5 Governor George Deukmejian Courthouse | 19-Y5-D3021-130-BLR04 | Boiler Room 0485 BLR04 | Hydrotherm | KN-20-M12NB-8471 | KN-20 | OM00038013 | Y5-BLR04 | SB - Boiler Room 0485 - [Y5-BLR04] | NA | NA | NA | NA | DNA | DNA | Natural gas | DNA | 1,999,000 | DNA | \Classifications\Building System Class\D30-HVAC Systems\D3020 - Heat SYS\Boiler,Hot Water,Oil/Gas/Comb. - BLR | 1018351
19-Y5 | 19-Y5 Governor George Deukmejian Courthouse | 19-Y5-D3031-100-PCH04 | Chiller Room 0276 | ARMSTRONG | 709830 | 4030-8x6x13 | OM00038020 | Y5-CWP01 | SB - Chiller Room 0276 - [Y5-CWP01] | NA | NA | DNA | 60.HP | 460 | 69.9 | Electric | DNA | NA | NA | \Classifications\Building System Class\D30-HVAC Systems\D3030 - Cooling SYS\Chilled Water Pump - PCH | 1018352
19-Y5 | 19-Y5 Governor George Deukmejian Courthouse | 19-Y5-D3031-100-PCH05 | Pump Chilled Water, Chiller Room | ARMSTRONG | 709831 | 4030-8x6x13 | OM00038021 | Y5-CWP02 | SB - Chiller Room 0276 - [Y5-CWP02] -SN: 709831, MODEL: 4030-8X6X13, MFG: ARMSTRONG | NA | NA | NA | 60.HP | 460 | 69.9 | Electric | DNA | NA | NA | \Classifications\Building System Class\D30-HVAC Systems\D3030 - Cooling SYS\Chilled Water Pump - PCH | 1018353
19-Y5 | 19-Y5 Governor George Deukmejian Courthouse | 19-Y5-D2017-100-SHW01 | Eyewash station chiller rm 0276 | DNA | DNA | DNA | OM00038019 | Y5-SHWR01 | SB - Eyewash station chiller rm 0276 - [Y5-SHWR01] | NA | NA | NA | NA | NA | NA | NA | NA | NA | NA | \Classifications\Building System Class\D20-Plumbing\D2010 - Plumb Fix\Showers - SHW | 1018355
19-Y5 | 19-Y5 Governor George Deukmejian Courthouse | 19-Y5-D4022-210-FSG01 | Fire Pump rm 0270 | DNA | DNA | DNA | OM00038030 | Y5-FP01 | SB - Fire Pump rm 0270 - [Y5-FP01] | NA | NA | NA | NA | DNA | DNA | DNA | DNA | DNA | DNA | \Classifications\Building System Class\D40-Fire Protection SYS\D4020 - Stand Pipe\Pump,Fire,Electric Motor Driven - FSG | 1018356
19-Y5 | 19-Y5 Governor George Deukmejian Courthouse | 19-Y5-D3031-100-PCH06 | Chilled Water Pump | ARMSTRONG | C709832 | 4030-8x6x13 | OM00038022 | Y5-CWP03 | SB - Chiller Room 0276 - [Y5-CWP03] -SN: C709832, MODEL: 4030-8X6X13, MFG: ARMSTRONG | NA | NA | NA | 60.HP | 460 | 69.9 | Electric | DNA | NA | NA | \Classifications\Building System Class\D30-HVAC Systems\D3030 - Cooling SYS\Chilled Water Pump - PCH | 1018354
19-Y5 | 19-Y5 Governor George Deukmejian Courthouse | 19-Y5-D4022-210-JPM01 | Jockey Pump rm - JPM01 | DNA | DNA | DNA | OM00038031 | Y5-FP02 | SB - Jockey Pump rm - [Y5-FP02] | NA | NA | NA | DNA | DNA | DNA | DNA | DNA | NA | NA | \Classifications\Building System Class\D40-Fire Protection SYS\D4020 - Stand Pipe\Jockey Pump - JPM | 1018357
19-Y5 | 19-Y5 Governor George Deukmejian Courthouse | 19-Y5-D2030-410-PMS01 | Sewage Ejector #1 rm 0545 | DNA | DNA | DNA | OM00038024 | Y5-SE01 | SB - Sewage Ejector #1 rm 0545 - [Y5-SE01] | NA | NA | NA | NA | DNA | DNA | DNA | DNA | NA | NA | \Classifications\Building System Class\D20-Plumbing\D2030 - Sani Waste\Sewage Ejector Pump - PMS | 1018358
19-Y5 | 19-Y5 Governor George Deukmejian Courthouse | 19-Y5-D2030-410-PMS02 | Sewage Ejector #2 rm 0176 | DNA | DNA | DNA | OM00038018 | Y5-SE02 | SB - Sewage Ejector #2 rm 0176 - [Y5-SE02] | NA | NA | NA | NA | DNA | DNA | DNA | DNA | NA | NA | \Classifications\Building System Class\D20-Plumbing\D2030 - Sani Waste\Sewage Ejector Pump - PMS | 1018359
19-Y5 | 19-Y5 Governor George Deukmejian Courthouse | 19-Y5-D2040-100-PSU01 | Sump Pump rm 0545 | DNA | DNA | DNA | OM00038023 | Y5-SP01 | SB - Sump Pump rm 0545 - [Y5-SP01] | NA | NA | NA | NA | DNA | DNA | DNA | DNA | NA | NA | \Classifications\Building System Class\D20-Plumbing\D2040 - Rain Drain\Sump Pump - PSU | 1018360
19-Y5 | 19-Y5 Governor George Deukmejian Courthouse | 19-Y5-D3041-110-AHU01 | Air Handling Unit Penthouse 1-1 | York | TEYM383230 | YC-88X112 | OM00038001 | Y5-AHU/01-1 | SROOF - Air Handling Unit Penthouse 1-1 - [Y5-AHU/01-1] | NA | 15-20X20X2, 5-16X20X2, (MERV13) 12" deep/(MERV 8) 2" | DNA | 20 | 480 | 24 | Electric | 3 | NA | NA | \Classifications\Building System Class\D30-HVAC Systems\D3040 - Distribution SYS\Air Handling Unit - AHU | 1018361
19-Y5 | 19-Y5 Governor George Deukmejian Courthouse | 19-Y5-D3041-110-AHU03 | Air Handling Unit Penthouse 1-3 | York | TEYM383250 | YC-81X110 | OM00038003 | Y5-AHU/01-3 | SROOF - Air Handling Unit Penthouse 1-3 - [Y5-AHU/01-3] | NA | 7-24x20x2, 4-20x20x2 | Chilled water | NA | 480 | DNA | Electric | 15 | NA | NA | \Classifications\Building System Class\D30-HVAC Systems\D3040 - Distribution SYS\Air Handling Unit - AHU | 1018363
19-Y5 | 19-Y5 Governor George Deukmejian Courthouse | 19-Y5-D3041-110-AHU02 | Air Handling Unit Penthouse 1-2 | York | TEYM383240 | YC-82X95 | OM00038004 | Y5-AHU/01-2 | SROOF - Air Handling Unit Penthouse 1-2 - [Y5-AHU/01-2] | NA | 5-20x20x2, 10-24x20x2 | Chilled water | 15 | 480 | 18 | Electric | 3 | NA | NA | \Classifications\Building System Class\D30-HVAC Systems\D3040 - Distribution SYS\Air Handling Unit - AHU | 1018362
19-Y5 | 19-Y5 Governor George Deukmejian Courthouse | 19-Y5-D3041-110-AHU04 | Air Handling Unit Penthouse 2-1 | York | AEYMXT0054 | XTI-078X108-PANA046A | OM00038056 | Y5-AHU/02-1 | SROOF - Air Handling Unit Penthouse 2-1 - [Y5-AHU/02-1] | DNA | 8-24X24X2, 4-20X24 | DNA | NA | DNA | DNA | Electric | DNA | NA | NA | \Classifications\Building System Class\D30-HVAC Systems\D3040 - Distribution SYS\Air Handling Unit - AHU | 1018364
19-Y5 | 19-Y5 Governor George Deukmejian Courthouse | 19-Y5-D3041-110-AHU06 | Air Handling Unit Penthouse 2-3 | York | TEYM383260 | YC-88X120 | OM00038058 | Y5-AHU/02-3 | SROOF - Air Handling Unit Penthouse 2-3 - [Y5-AHU/02-3] | NA | 6-20X24, 9-24X24 | DNA | NA | DNA | DNA | Electric | DNA | NA | NA | \Classifications\Building System Class\D30-HVAC Systems\D3040 - Distribution SYS\Air Handling Unit - AHU | 1018366
19-Y5 | 19-Y5 Governor George Deukmejian Courthouse | 19-Y5-D3041-110-AHU11 | Air Handling Unit Penthouse 4-3 | York | M383280 | YC | OM00038063 | Y5-AHU/04-3 | SROOF - Air Handling Unit Penthouse 4-3 - [Y5-AHU/04-3] | NA | 4-24x24x2, 8-24x20x2 | NA | NA | DNA | DNA | Electric | DNA | NA | NA | \Classifications\Building System Class\D30-HVAC Systems\D3040 - Distribution SYS\Air Handling Unit - AHU | 1018371
19-Y5 | 19-Y5 Governor George Deukmejian Courthouse | 19-Y5-D3042-220-EFN18 | Exhaust fan Court Building Roof | GREENHECK | 12824221 1205 | GB-081-6-X | OM00038086 | Y5-EF/09 | SROOF - Exhaust fan Court Building Roof - [Y5-EF/09] | DNA | NA | NA | NA | DNA | DNA | DNA | DNA | NA | NA | \Classifications\Building System Class\D30-HVAC Systems\D3040 - Distribution SYS\Supply/Exhaust/Return fans- FAN | 1018375
19-Y5 | 19-Y5 Governor George Deukmejian Courthouse | 19-Y5-D3041-110-AHU05 | Air Handling Unit Penthouse 2-2 | York | AEYMXT0055 | XTI-078X090-PANA046A | OM00038057 | Y5-AHU/02-2 | SROOF - Air Handling Unit Penthouse 2-2 - [Y5-AHU/02-2] | NA | 1-12x20x2, 8-24x20x2, 2-24x12x2, 4-20x20x2 | DNA | NA | DNA | DNA | Electric | DNA | NA | NA | \Classifications\Building System Class\D30-HVAC Systems\D3040 - Distribution SYS\Air Handling Unit - AHU | 1018365
19-Y5 | 19-Y5 Governor George Deukmejian Courthouse | 19-Y5-D3041-110-AHU07 | Air Handling Unit Penthouse 3-2 | York | AEYMXT0064 | XTI-072X096-PANA046A | OM00038059 | Y5-AHU/03-2 | SROOF - Air Handling Unit Penthouse 3-2 - [Y5-AHU/03-2] | NA | 4-20x20x2, 1-24x12x2, 8-24x20x2, 2-24x12x2 | DNA | NA | DNA | DNA | Electric | DNA | NA | NA | \Classifications\Building System Class\D30-HVAC Systems\D3040 - Distribution SYS\Air Handling Unit - AHU | 1018367
19-Y5 | 19-Y5 Governor George Deukmejian Courthouse | 19-Y5-D3041-110-AHU08 | Air Handling Unit Penthouse 3-3 | York | TEYM383270 | YC67X121 | OM00038060 | Y5-AHU/03-3 | SROOF - Air Handling Unit Penthouse 3-3 - [Y5-AHU/03-3] | NA | 6-50X24, 9-24X24, (MERV 13) 12" deep/(MERV 8) 2" | NA | NA | DNA | DNA | Electric | DNA | NA | NA | \Classifications\Building System Class\D30-HVAC Systems\D3040 - Distribution SYS\Air Handling Unit - AHU | 1018368
19-Y5 | 19-Y5 Governor George Deukmejian Courthouse | 19-Y5-D3041-110-AHU09 | Air Handling Unit Penthouse 4-1 | York | AEYMXT0079 | XTI-084X102-PALA046A | OM00038061 | Y5-AHU/04-1 | SROOF - Air Handling Unit Penthouse 4-1 - [Y5-AHU/04-1] | NA | 15-20x20x2, 5-16x20x2 | NA | NA | DNA | DNA | Electric | DNA | NA | NA | \Classifications\Building System Class\D30-HVAC Systems\D3040 - Distribution SYS\Air Handling Unit - AHU | 1018369
19-Y5 | 19-Y5 Governor George Deukmejian Courthouse | 19-Y5-D3041-110-AHU10 | Air Handling Unit Penthouse 4-2 | York | AEYMXT0080 | XTI-090X102-PANA046A | OM00038062 | Y5-AHU/04-2 | SROOF - Air Handling Unit Penthouse 4-2 - [Y5-AHU/04-2] | NA | 4-20X20X2, 12-20X24X2 | NA | NA | DNA | DNA | Electric | DNA | NA | NA | \Classifications\Building System Class\D30-HVAC Systems\D3040 - Distribution SYS\Air Handling Unit - AHU | 1018370
19-Y5 | 19-Y5 Governor George Deukmejian Courthouse | 19-Y5-D3041-110-AHU12 | Air Handling Unit Penthouse 5-1 | York | AEYMXT0063 | XTI-084X120-SAQA046A | OM00038064 | Y5-AHU/05-1 | SROOF - Air Handling Unit Penthouse 5-1 - [Y5-AHU/05-1] | NA | 12- 24X24X2, 3- 24X12X2 | NA | NA | DNA | DNA | Electric | DNA | NA | NA | \Classifications\Building System Class\D30-HVAC Systems\D3040 - Distribution SYS\Air Handling Unit - AHU | 1018372
19-Y5 | 19-Y5 Governor George Deukmejian Courthouse | 19-Y5-D3041-110-AHU13 | Air Handling Unit Penthouse 5-2 | York | AEYMXT0081 | XTI-072X060 | OM00038065 | Y5-AHU/05-2 | SROOF - Air Handling Unit Penthouse 5-2 - [Y5-AHU/05-2] | NA | 6- 20X24X2 | NA | NA | DNA | DNA | Electric | DNA | NA | NA | \Classifications\Building System Class\D30-HVAC Systems\D3040 - Distribution SYS\Air Handling Unit - AHU | 1018373
19-Y5 | 19-Y5 Governor George Deukmejian Courthouse | 19-Y5-D3041-110-AHU14 | Air Handling Unit Penthouse 5-3 | York | M383290 | YC | OM00038066 | Y5-AHU/05-3 | SROOF - Air Handling Unit Penthouse 5-3 - [Y5-AHU/05-3] | NA | 8-24x20x2, 4-24x24x2 | NA | NA | DNA | DNA | Electric | DNA | NA | NA | \Classifications\Building System Class\D30-HVAC Systems\D3040 - Distribution SYS\Air Handling Unit - AHU | 1018374
19-Y5 | 19-Y5 Governor George Deukmejian Courthouse | 19-Y5-D3042-220-EFN05 | Exhaust fan Penthouse 3 | DNA | 12824541 1205 | SWB-120-30 | OM00038083 | Y5-EF/03-01 | SROOF - Exhaust fan Penthouse 3 - [Y5-EF/03-01] | 2/BROWNING/AX44 | NA | NA | NA | DNA | DNA | DNA | DNA | NA | NA | \Classifications\Building System Class\D30-HVAC Systems\D3040 - Distribution SYS\Supply/Exhaust/Return fans- FAN | 1018377
19-Y5 | 19-Y5 Governor George Deukmejian Courthouse | 19-Y5-D3042-220-EFN06 | Exhaust fan Penthouse 4 | DNA | 12824544 1205 | SWB-120-30 | OM00038079 | Y5-EF/04-01 | SROOF - Exhaust fan Penthouse 4 - [Y5-EF/04-01] | 2/CARLISE/AP42 | NA | NA | NA | DNA | DNA | DNA | DNA | NA | NA | \Classifications\Building System Class\D30-HVAC Systems\D3040 - Distribution SYS\Supply/Exhaust/Return fans- FAN | 1018378
19-Y5 | 19-Y5 Governor George Deukmejian Courthouse | 19-Y5-D3042-220-EFN08 | Exhaust fan Penthouse 5 | DNA | 12824550 1205 | SWB-115 | OM00038080 | Y5-EF/05-01 | SROOF - Exhaust fan Penthouse 5 - [Y5-EF/05-01] | 2/CARLISE/AP33 | NA | NA | NA | DNA | DNA | DNA | DNA | NA | NA | \Classifications\Building System Class\D30-HVAC Systems\D3040 - Distribution SYS\Supply/Exhaust/Return fans- FAN | 1018379
19-Y5 | 19-Y5 Governor George Deukmejian Courthouse | 19-Y5-D3042-220-EFN01 | Exhaust fan Penthouse 1 | GREENHECK | 12824531 1205 | SWB-120-30-CCW-TH-X | OM00038007 | Y5-EF/01-01 | SROOF - Exhaust fan Penthouse 1 - [Y5-EF/01-01] | 2/ BROWNING/A40 | NA | NA | 3 | 480 | 5 | Electric | 3 | NA | NA | \Classifications\Building System Class\D30-HVAC Systems\D3040 - Distribution SYS\Supply/Exhaust/Return fans- FAN | 1018376
19-Y5 | 19-Y5 Governor George Deukmejian Courthouse | 19-Y5-D3042-220-EFN09 | Exhaust fan South Building Roof | DNA | 12824220 1205 | CB-260-30-X | OM00038078 | Y5-EF/05-02 | SROOF - Exhaust fan South Building Roof - [Y5-EF/05-02] - TAG:OM00038078 | 2-AP42 | NA | NA | NA | DNA | DNA | DNA | DNA | NA | NA | \Classifications\Building System Class\D30-HVAC Systems\D3040 - Distribution SYS\Supply/Exhaust/Return fans- FAN | 1018382
19-Y5 | 19-Y5 Governor George Deukmejian Courthouse | 19-Y5-D3042-220-EFN03 | Exhaust fan South Penthouse 2 | GREENHECK | 12824534 1205 | SWB-120-30-CCW-TH-X | OM00038084 | Y5-EF/02-01 | SROOF - Exhaust fan South Penthouse 2 - [Y5-EF/02-01] | 2) AP42 | NA | NA | NA | DNA | DNA | DNA | DNA | NA | NA | \Classifications\Building System Class\D30-HVAC Systems\D3040 - Distribution SYS\Supply/Exhaust/Return fans- FAN | 1018383
19-Y5 | 19-Y5 Governor George Deukmejian Courthouse | 19-Y5-D3041-230-RFN02 | Return fan North Mechanical PH1, | GREENHECK | 12829295 1205 | QEI-33-I-150-X | OM00038005 | Y5-RF/01-02 | SROOF - Return fan North Mechanical PH1 - [Y5-RF/01-02] SN 12829295 1205, MODEL: QEI-33I-150-X, MFG: GREENHECK | BP95 | NA | NA | 15 | 480 | 18 | Electric | 3 | NA | NA | \Classifications\Building System Class\D30-HVAC Systems\D3040 - Distribution SYS\Supply/Exhaust/Return fans- FAN | 1018384
19-Y5 | 19-Y5 Governor George Deukmejian Courthouse | 19-Y5-D3041-230-RFN01 | Return fan South Mechanical PH1 | GREENHECK | 12829294 1205 | QEI-33-I-150-X | OM00038002 | Y5-RF/01-01 | SROOF - Return fan South Mechanical PH1 - [Y5-RF/01-01] | BP81 | NA | NA | 15 | 480 | 18 | Electric | 3 | NA | NA | \Classifications\Building System Class\D30-HVAC Systems\D3040 - Distribution SYS\Supply/Exhaust/Return fans- FAN | 1018385
19-Y5 | 19-Y5 Governor George Deukmejian Courthouse | 19-Y5-D3042-220-EFN04 | Exhaust fan South Building Roof | DNA | 12824534 1205 | SWB-120-30-CCW-TH-X | OM00028082 | Y5-EF/02-02 | SROOF - Exhaust fan South Building Roof - [Y5-EF/02-02] | 2-AP42 | NA | NA | NA | DNA | DNA | DNA | DNA | NA | NA | \Classifications\Building System Class\D30-HVAC Systems\D3040 - Distribution SYS\Supply/Exhaust/Return fans- FAN | 1018380
19-Y5 | 19-Y5 Governor George Deukmejian Courthouse | 19-Y5-D3042-220-EFN07 | Exhaust fan South Building Roof | DNA | 12824547 1205 | SFB-18-50-CW-TH-X | OM00038081 | Y5-EF/04-02 | SROOF - Exhaust fan South Building Roof - [Y5-EF/04-02] | 2- AX46 | NA | NA | NA | DNA | DNA | DNA | DNA | NA | NA | \Classifications\Building System Class\D30-HVAC Systems\D3040 - Distribution SYS\Supply/Exhaust/Return fans- FAN | 1018381
19-Y5 | 19-Y5 Governor George Deukmejian Courthouse | 19-Y5-D3042-220-EFN17 | Exhaust fan West Building Roof | GREENHECK | 6536120-34064249 | 6-HB120 | OM00038085 | Y5-EF/08 | WPH - Exhaust fan West Building Roof - [Y5-EF/08] - SN 6536120-34064249, TAG:OM00038085 | 2-AP29 | NA | NA | NA | DNA | DNA | DNA | DNA | NA | NA | \Classifications\Building System Class\D30-HVAC Systems\D3040 - Distribution SYS\Supply/Exhaust/Return fans- FAN | 1018386
19-Y5 | 19-Y5 Governor George Deukmejian Courthouse | 19-Y5-D3041-110-AHU18 | West Penthouse 3950 8-02 | York | M38330 | YC | OM00038070 | Y5-AHU/08-2 | WPH - West Penthouse 3950 8-02 - [Y5-AHU/08-2] | 6-20x20x2, 2-12x20x2 | NA | NA | NA | DNA | DNA | Electric | DNA | NA | NA | \Classifications\Building System Class\D30-HVAC Systems\D3040 - Distribution SYS\Air Handling Unit - AHU | 1018387
19-Y5 | 19-Y5 Governor George Deukmejian Courthouse | 19-Y5-D3041-110-AHU17 | West Penthouse 3950 8-1 | York | M383320 | YC | OM00038069 | Y5-AHU/08-1 | WPH - West Penthouse 3950 8-1 - [Y5-AHU/08-1] | 6-20x20x2, 2-20x12x2 | NA | NA | NA | DNA | DNA | Electric | DNA | NA | NA | \Classifications\Building System Class\D30-HVAC Systems\D3040 - Distribution SYS\Air Handling Unit - AHU | 1018388
19-Y5 | 19-Y5 Governor George Deukmejian Courthouse | 19-Y5-D1020-100-ESC02 | Escalator 2-1 down - State ID #163225 | Kone | DNA | DNA | OM00038032 | State ID #163225 ¦ Y5-ESC02 - | Escalator 2-1 down - State ID #163225 | [10 empty] | \Classifications\Building System Class\D10-Conveyance Systems\D1020 - Escalator\Escalator,Electric - ESC | 1018418
19-Y5 | 19-Y5 Governor George Deukmejian Courthouse | 19-Y5-D5092-250-EML01 | Emergency Lighting system ALL | NA | NA | NA | OM00038313 | Y5-EMLTG | COURTHOUSE - Emergency Lighting system ALL - [Y5-EMLTG] | NA | NA | NA | NA | DNA | DNA | DNA | DNA | NA | NA | \Classifications\Building System Class\D50-Electrical SYS\D5090 - Elec SYS\Emergency And Exit Lighting - EML | 1018419
19-Y5 | 19-Y5 Governor George Deukmejian Courthouse | 19-Y5-D5092-250-EXT01 | Exit signs ALL | NA | NA | NA | OM00038327 | Y5-EXIT | COURTHOUSE - Exit signs ALL - [Y5-EXIT] | NA | NA | NA | NA | DNA | DNA | DNA | DNA | NA | NA | \Classifications\Building System Class\D50-Electrical SYS\D5090 - Elec SYS\Emergency And Exit Lighting - EML | 1018420
19-Y5 | 19-Y5 Governor George Deukmejian Courthouse | 19-Y5-D4031-100-FEX108 | Fire Extinguishers ALL - 108 Count | AED | NA | NA | OM00038314 | Y5-FEXT | COURTHOUSE - Fire Extinguishers ALL - [Y5-FEXT] | NA | NA | NA | NA | DNA | DNA | DNA | DNA | NA | NA | \Classifications\Building System Class\D40-Fire Protection SYS\D4030 - FIRE SPEC\Fire Extinguisher - FEX | 1018421
19-Y5 | 19-Y5 Governor George Deukmejian Courthouse | 19-Y5-C1025-110-FRB01 | Fire/Smoke Barriers ALL | Smoke Guard California | NA | NA | OM00038328 | Y5-FBARR | COURTHOUSE - Fire/Smoke Barriers ALL - [Y5-FBARR] | NA | NA | NA | NA | NA | NA | NA | NA | NA | NA | \Classifications\Building System Class\C10-General Building Interior\C1020 - Fire Doors\Fire and Smoke Barriers - FRB | 1018422
19-Y5 | 19-Y5 Governor George Deukmejian Courthouse | 19-Y5-C1030-100-RRI01 | Public/Judge/Jury Restrooms ALL | NA | NA | NA | OM00038318 | Y5-RR901 | COURTHOUSE - Public/Judge/Jury Restrooms ALL - [Y5-RR901] | NA | NA | NA | NA | NA | NA | NA | NA |  | NA | \Classifications\Building System Class\C10-General Building Interior\C1030 - Fittings\Restroom Inspection - RRI | 1018423
19-Y5 | 19-Y5 Governor George Deukmejian Courthouse | 19-Y5-D2090-670-WLR01 | Water Treatment, Chiller Rm - Vendor | DNA | DNA | DNA | OM00038325 | Y5-WTRT | NB - Water Treatment, Chiller Rm - [Y5-WTRT] | NA | NA | NA | NA | NA | NA | NA | NA | NA | NA | \Classifications\Building System Class\D20-Plumbing\D2090 - Other Plumbing SYS\Water Treatment,Chlorine - WLR | 1018424
19-Y5 | 19-Y5 Governor George Deukmejian Courthouse | 19-Y5-B3010-100-RUF01 | Courthouse Roof | NA | NA | NA | OM00038317 | Y5-ROOF | ROOF - Courthouse roof inspection - [Y5-ROOF] | NA | NA | NA | NA | NA | NA | NA | NA | NA | NA | \Classifications\Building System Class\B30-Roofing\B3010 - Roof Types\Roof - RUF | 1018426
19-Y5 | 19-Y5 Governor George Deukmejian Courthouse | 19-Y5-D2040-100-RDN01 | Roof drains | NA | NA | NA | OM00038316 | Y5-RFDRN | ROOF - Roof drains - [Y5-RFDRN] | NA | NA | NA | NA | NA | NA | NA | NA | NA | NA | \Classifications\Building System Class\D20-Plumbing\D2040 - Rain Drain\Roof Drains - RDN | 1018427
19-Y5 | 19-Y5 Governor George Deukmejian Courthouse | 19-Y5-C1030-100-RRI03 | Hcell Restrooms Flr 1 | NA | NA | NA | OM00038320 | Y5-RR903 | S1 - Hcell Restrooms Flr 1 - [Y5-RR903] | NA | NA | NA | NA | NA | NA | NA | NA | NA | NA | \Classifications\Building System Class\C10-General Building Interior\C1030 - Fittings\Restroom Inspection - RRI | 1018428
19-Y5 | 19-Y5 Governor George Deukmejian Courthouse | 19-Y5-C1030-100-RRI04 | Hcell Restrooms Flr 2 | NA | NA | NA | OM00038321 | Y5-RR904 | S2 - Hcell Restrooms Flr 2 - [Y5-RR904] | NA | NA | NA | NA | NA | NA | NA | NA | NA | NA | \Classifications\Building System Class\C10-General Building Interior\C1030 - Fittings\Restroom Inspection - RRI | 1018429
19-Y5 | 19-Y5 Governor George Deukmejian Courthouse | 19-Y5-C1030-100-RRI05 | Hcell Restrooms Flr 3 | NA | NA | NA | OM00038322 | Y5-RR905 | S3 - Hcell Restrooms Flr 3 - [Y5-RR905] | NA | NA | NA | NA | NA | NA | NA | NA | NA | NA | \Classifications\Building System Class\C10-General Building Interior\C1030 - Fittings\Restroom Inspection - RRI | 1018430
19-Y5 | 19-Y5 Governor George Deukmejian Courthouse | 19-Y5-D2033-100-DRN01 | Floor Drains Detention Cells | DNA | DNA | DNA | OM00038315 | Y5-FLDRN | SB - Floor Drains Detention Cells - [Y5-FLDRN] | NA | NA | NA | NA | NA | NA | NA | NA | NA | NA | \Classifications\Building System Class\D20-Plumbing\D2030 - Sani Waste\Floor Drain - DRN | 1018434
19-Y5 | 19-Y5 Governor George Deukmejian Courthouse | 19-Y5-C1030-100-RRI06 | Hcell Restrooms Flr 4 | NA | NA | NA | OM00038323 | Y5-RR906 | S4 - Hcell Restrooms Flr 4 - [Y5-RR906] | NA | NA | NA | NA | NA | NA | NA | NA | NA | NA | \Classifications\Building System Class\C10-General Building Interior\C1030 - Fittings\Restroom Inspection - RRI | 1018431
19-Y5 | 19-Y5 Governor George Deukmejian Courthouse | 19-Y5-C1030-100-RRI07 | Hcell Restrooms Flr 5 | NA | NA | NA | OM00038324 | Y5-RR907 | S5 - Hcell Restrooms Flr 5 - [Y5-RR907] | NA | NA | NA | NA | NA | NA | NA | NA | NA | NA | \Classifications\Building System Class\C10-General Building Interior\C1030 - Fittings\Restroom Inspection - RRI | 1018432
19-Y5 | 19-Y5 Governor George Deukmejian Courthouse | 19-Y5-G2023-100-GTD01 | 4-fold doors in bsmt ramp security | Electric Power Door | DNA | DNA | OM00038326 | Y5-GAR02 | SB - 4-fold doors in bsmt ramp security - [Y5-GAR02] | NA | NA | NA | NA | NA | NA | NA | NA | NA | NA | \Classifications\Building System Class\G20-Other Systems\G2020 - Parking Lots\Gate, Folding - GTD | 1018433
19-Y5 | 19-Y5 Governor George Deukmejian Courthouse | 19-Y5-C1030-100-RRI02 | Restrooms Bsmt Dcell | NA | NA | NA | OM00038319 | Y5-RR902 | SB - Restrooms Bsmt Dcell - [Y5-RR902] | NA | NA | NA | NA | NA | NA | NA | NA | NA | NA | \Classifications\Building System Class\C10-General Building Interior\C1030 - Fittings\Restroom Inspection - RRI | 1018435
19-Y5 | 19-Y5 Governor George Deukmejian Courthouse | 19-Y5-D1010-100-ELE01 | Elevator #1 - Lobby 0175 - State ID #163188 | Canton Elevators, Inc. | DNA | DNA | OM00038040 | State ID #163188 ¦ Y5-ELEV01 | Elevator #1 - Lobby 0175 - State ID #163188 | NA | NA | NA | DNA | DNA | DNA | DNA | DNA | NA | NA | \Classifications\Building System Class\D10-Conveyance Systems\D1010 - Elevator\Elevator,Hydraulic,Pass/Freight - ELE | 1018436
19-Y5 | 19-Y5 Governor George Deukmejian Courthouse | 19-Y5-D1010-100-ELE02 | Elevator #2 - Lobby 0175 - State ID #163189 | Canton Elevators, Inc. | DNA | DNA | OM00038041 | State ID #163189 ¦ Y5-ELEV02 | Elevator #2 - Lobby 0175 - State ID #163189 | NA | NA | NA | NA | NA | NA | NA | NA | NA | NA | \Classifications\Building System Class\D10-Conveyance Systems\D1010 - Elevator\Elevator,Hydraulic,Pass/Freight - ELE | 1018437
19-Y5 | 19-Y5 Governor George Deukmejian Courthouse | 19-Y5-D1010-100-ELE03 | Elevator #3 - Lobby 0175 - State ID #163190 | Canton Elevators, Inc. | DNA | DNA | OM00038042 | State ID #163190 ¦ Y5-ELEV03 | Elevator #3 - Lobby 0175 - State ID #163190 | NA | NA | NA | DNA | DNA | DNA | DNA | DNA | NA | NA | \Classifications\Building System Class\D10-Conveyance Systems\D1010 - Elevator\Elevator,Hydraulic,Pass/Freight - ELE | 1018438
19-Y5 | 19-Y5 Governor George Deukmejian Courthouse | 19-Y5-D1010-100-ELE04 | Elevator #4 - Lobby 0175 - State ID #163211 | Canton Elevators, Inc. | DNA | DNA | OM00038043 | State ID #163211 ¦ Y5-ELEV04 | Elevator #4 - Lobby 0175 - State ID #163211 | NA | NA | NA |  | DNA | DNA | DNA | DNA | NA | NA | \Classifications\Building System Class\D10-Conveyance Systems\D1010 - Elevator\Elevator,Hydraulic,Pass/Freight - ELE | 1018439
19-Y5 | 19-Y5 Governor George Deukmejian Courthouse | 19-Y5-D1010-100-ELE05 | Elevator #5 - Lobby 0175 - State ID #163212 | Canton Elevators, Inc. | DNA | DNA | OM00038044 | State ID #163212 ¦ Y5-ELEV05 | Elevator #5 - Lobby 0175 - State ID #163212 | NA | NA | NA | DNA | DNA | DNA | DNA | DNA | NA | NA | \Classifications\Building System Class\D10-Conveyance Systems\D1010 - Elevator\Elevator,Hydraulic,Pass/Freight - ELE | 1018440
19-Y5 | 19-Y5 Governor George Deukmejian Courthouse | 19-Y5-D1010-100-ELE06 | Elevator #6 - Lobby 0175 - State ID #163213 | Canton Elevators, Inc. | DNA | DNA | OM00038045 | State ID #163213 ¦ Y5-ELEV06 | Elevator #6 - Lobby 0175 - State ID #163213 | NA | NA | NA | DNA | DNA | DNA | DNA | DNA | NA | NA | \Classifications\Building System Class\D10-Conveyance Systems\D1010 - Elevator\Elevator,Hydraulic,Pass/Freight - ELE | 1018441
19-Y5 | 19-Y5 Governor George Deukmejian Courthouse | 19-Y5-D1010-100-ELE07 | Elevator #7 - Lobby 1131 - State ID #163214 | Canton Elevators, Inc. | DNA | DNA | OM00038053 | State ID #163214 ¦Y5-ELEV07 | Elevator #7 - Lobby 1131 - State ID #163214 | NA | NA | NA | DNA | DNA | DNA | DNA | DNA | NA | NA | \Classifications\Building System Class\D10-Conveyance Systems\D1010 - Elevator\Elevator,Hydraulic,Pass/Freight - ELE | 1018442
19-Y5 | 19-Y5 Governor George Deukmejian Courthouse | 19-Y5-D1010-100-ELE08 | Elevator #8 - Lobby 1131 - State ID #163215 | Canton Elevators, Inc. | DNA | DNA | OM00038054 | State ID #163215 ¦ Y5-ELEV08 | Elevator #8 - Lobby 1131 - State ID #163215 | NA | NA | NA | DNA | DNA | DNA | DNA | DNA | NA | NA | \Classifications\Building System Class\D10-Conveyance Systems\D1010 - Elevator\Elevator,Hydraulic,Pass/Freight - ELE | 1018443
19-Y5 | 19-Y5 Governor George Deukmejian Courthouse | 19-Y5-D1010-100-ELE09 | Elevator #9 - Lobby 1131 - State ID #163094 | Canton Elevators, Inc. | DNA | DNA | OM00038055 | State ID #163094 ¦ Y5-ELEV09 | Elevator #9 - Lobby 1131 - State ID #163094 | NA | NA | NA | DNA | DNA | DNA | DNA | DNA | NA | NA | \Classifications\Building System Class\D10-Conveyance Systems\D1010 - Elevator\Elevator,Hydraulic,Pass/Freight - ELE | 1018444
19-Y5 | 19-Y5 Governor George Deukmejian Courthouse | 19-Y5-D1010-100-ELE10 | Elevator #10 - Stair 1, RM 0291/RM 0290 - State ID #163093 | Canton Elevators, Inc. | DNA | DNA | OM00038051 | State ID #163093 ¦ Y5-ELEV10 | Elevator #10 - Stair 1, RM 0291/RM 0290 - State ID #163093 | NA | NA | NA | DNA | DNA | DNA | DNA | DNA | NA | NA | \Classifications\Building System Class\D10-Conveyance Systems\D1010 - Elevator\Elevator,Hydraulic,Pass/Freight - ELE | 1018445
19-Y5 | 19-Y5 Governor George Deukmejian Courthouse | 19-Y5-D1010-100-ELE12 | Elevator #12 - Sallyport 0053 - State ID #163216 | Canton Elevators, Inc. | DNA | DNA | OM00038046 | State ID #163216 ¦ Y5-ELEV12 | Elevator #12 - Sallyport 0053 - State ID #163216 | NA | NA | NA | DNA | DNA | DNA | DNA | DNA | NA | NA | \Classifications\Building System Class\D10-Conveyance Systems\D1010 - Elevator\Elevator,Hydraulic,Pass/Freight - ELE | 1018447
19-Y5 | 19-Y5 Governor George Deukmejian Courthouse | 19-Y5-D1010-100-ELE11 | Elevator #11 - Vestibule 0476 - State ID #163050 | Canton Elevators, Inc. | DNA | DNA | OM00038052 | State ID #163050 ¦ Y5-ELEV11 | Elevator #11 - Vestibule 0476 - State ID #163050 | NA | NA | NA | DNA | DNA | DNA | DNA | DNA | NA | NA | \Classifications\Building System Class\D10-Conveyance Systems\D1010 - Elevator\Elevator,Hydraulic,Pass/Freight - ELE | 1018446
19-Y5 | 19-Y5 Governor George Deukmejian Courthouse | 19-Y5-D1010-100-ELE14 | Elevator #14 - Booking/Live Scan 0466 - State ID #163218 | Canton Elevators, Inc. | DNA | DNA | OM00038048 | State ID #163218 ¦ Y5-ELEV14 | Elevator #14 - Booking/Live Scan 0466 - State ID #163218 | NA | NA | NA | DNA | DNA | DNA | DNA | DNA | NA | NA | \Classifications\Building System Class\D10-Conveyance Systems\D1010 - Elevator\Elevator,Hydraulic,Pass/Freight - ELE | 1018449
19-Y5 | 19-Y5 Governor George Deukmejian Courthouse | 19-Y5-D1010-100-ELE13 | Elevator #13 - Staff Circulation 0330 - State ID #163217 | Canton Elevators, Inc. | DNA | DNA | OM00038047 | State ID #163217 ¦ ELEV13 | Elevator #13 - Staff Circulation 0330 - State ID #163217 | NA | NA | NA | DNA | DNA | DNA | DNA | DNA | NA | NA | \Classifications\Building System Class\D10-Conveyance Systems\D1010 - Elevator\Elevator,Hydraulic,Pass/Freight - ELE | 1018448
19-Y5 | 19-Y5 Governor George Deukmejian Courthouse | 19-Y5-D1010-100-ELE15 | Elevator #15 - Stair 12, RM 0665 - State ID #163219 | Canton Elevators, Inc. | DNA | DNA | OM00038049 | State ID #163219¦Y5-ELEV15 | State ID #163219 ¦ Elevator #15 - Stair 12, RM 0665 | NA | NA | NA | DNA | DNA | DNA | DNA | DNA | NA | NA | \Classifications\Building System Class\D10-Conveyance Systems\D1010 - Elevator\Elevator,Hydraulic,Pass/Freight - ELE | 1018450
19-Y5 | 19-Y5 Governor George Deukmejian Courthouse | 19-Y5-D1010-100-ELE16 | Elevator #16 - Stair 13, RM 0865 - State ID #163220 | Canton Elevators, Inc. | DNA | DNA | OM00038050 | State ID #163220 ¦ Y5-ELEV16 | Elevator #16 - Stair 13, RM 0865 - State ID #163220 | NA | NA | NA | DNA | DNA | DNA | DNA | DNA | NA | NA | \Classifications\Building System Class\D10-Conveyance Systems\D1010 - Elevator\Elevator,Hydraulic,Pass/Freight - ELE | 1018451
19-Y5 | 19-Y5 Governor George Deukmejian Courthouse | 19-Y5-D1010-100-ELE17 | Elevator #17 - Stair 14, RM 0950 - State ID #163221 | Canton Elevators, Inc. | DNA | DNA | OM00038120 | State ID #163221 ¦ Y5-ELEV17 | Elevator #17 - Stair 14, RM 0950 - State ID #163221 | NA | NA | NA | DNA | DNA | DNA | DNA | DNA | NA | NA | \Classifications\Building System Class\D10-Conveyance Systems\D1010 - Elevator\Elevator,Hydraulic,Pass/Freight - ELE | 1018452
19-Y5 | 19-Y5 Governor George Deukmejian Courthouse | 19-Y5-D1010-100-ELE18 | Elevator #18 - Machine Room 0701 - State ID #163222 | Canton Elevators, Inc. | DNA | DNA | OM00038094 | State ID #163222 ¦ Y5-ELEV18 | Elevator #18 - Machine Room 0701 - State ID #163222 | NA | NA | NA | DNA | DNA | DNA | DNA | DNA | NA | NA | \Classifications\Building System Class\D10-Conveyance Systems\D1010 - Elevator\Elevator,Hydraulic,Pass/Freight - ELE | 1018453
19-Y5 | 19-Y5 Governor George Deukmejian Courthouse | 19-Y5-D1010-100-ELE19 | Elevator #19 - Machine Room 0701 - State ID #163223 | Canton Elevators, Inc. | DNA | DNA | OM00038095 | State ID #163223 ¦ Y5-ELEV19 | Elevator #19 - Machine Room 0701 - State ID #163223 | NA | NA | NA | DNA | DNA | DNA | DNA | DNA | NA | NA | \Classifications\Building System Class\D10-Conveyance Systems\D1010 - Elevator\Elevator,Hydraulic,Pass/Freight - ELE | 1018454
19-Y5 | 19-Y5 Governor George Deukmejian Courthouse | 19-Y5-D1020-100-ESC01 | Escalator 1-2 up - State ID #163224 | Kone | DNA | DNA | OM00038032 | State ID #163224 ¦ Y5-ESC01 | Escalator 1-2 up - State ID #163224 | NA | NA | NA | DNA | DNA | DNA | DNA | DNA | NA | NA | \Classifications\Building System Class\D10-Conveyance Systems\D1020 - Escalator\Escalator,Electric - ESC | 1018457
19-Y5 | 19-Y5 Governor George Deukmejian Courthouse | 19-Y5-D1020-100-ESC03 | Escalator 2-3 up - State ID #163226 | Kone |  |  | OM00038033 | State ID #163226 ¦ Y5-ESC03 | Escalator 2-3 up - State ID #163226 | NA | NA | NA |  | DNA | DNA | DNA | DNA | NA | NA | \Classifications\Building System Class\D10-Conveyance Systems\D1020 - Escalator\Escalator,Electric - ESC | 1018458
19-Y5 | 19-Y5 Governor George Deukmejian Courthouse | 19-Y5-D1020-100-ESC04 | Escalator 3-2 down - State ID #163227 | Kone | DNA | DNA | OM00038038 | State ID #163227 ¦ Y5-ESC04 | Escalator 3-2 down - State ID #163227 | NA | NA | NA | DNA | DNA | DNA | DNA | DNA | NA | NA | \Classifications\Building System Class\D10-Conveyance Systems\D1020 - Escalator\Escalator,Electric - ESC | 1018459
19-Y5 | 19-Y5 Governor George Deukmejian Courthouse | 19-Y5-D1020-100-ESC05 | Escalator 3-4 up - State ID #163228 | Kone | DNA | DNA | OM00038034 | State ID #163228 ¦ Y5-ESC05 | Escalator 3-4 up - State ID #163228 | NA | NA | NA | DNA | DNA | DNA | DNA | DNA | NA | NA | \Classifications\Building System Class\D10-Conveyance Systems\D1020 - Escalator\Escalator,Electric - ESC | 1018460
19-Y5 | 19-Y5 Governor George Deukmejian Courthouse | 19-Y5-D1020-100-ESC06 | Escalator 4-3 down - State ID #163229 | Kone | DNA | DNA | OM00038037 | State ID #163229 ¦ Y5-ESC06 | Escalator 4-3 down - State ID #163229 | NA | NA | NA | DNA | DNA | DNA | DNA | DNA | NA | NA | \Classifications\Building System Class\D10-Conveyance Systems\D1020 - Escalator\Escalator,Electric - ESC | 1018461
19-Y5 | 19-Y5 Governor George Deukmejian Courthouse | 19-Y5-D1020-100-ESC07 | Escalator 4-5 up - State ID #163301 | Kone | DNA | DNA | OM00038035 | State ID# 163301 ¦ Y5-ESC07 | Escalator 4-5 up - State ID #163301 | NA | NA | NA | DNA | DNA | DNA | DNA | DNA | NA | NA | \Classifications\Building System Class\D10-Conveyance Systems\D1020 - Escalator\Escalator,Electric - ESC | 1018462
19-Y5 | 19-Y5 Governor George Deukmejian Courthouse | 19-Y5-D1020-100-ESC08 | Escalator 5-4 down - State ID #163230 | Kone | DNA | DNA | OM00038036 | State ID #163230 ¦ Y5-ESC08 | Escalator 5-4 down - State ID #163230 | NA | NA | NA | DNA | DNA | DNA | DNA | DNA | NA | NA | \Classifications\Building System Class\D10-Conveyance Systems\D1020 - Escalator\Escalator,Electric - ESC | 1018463
19-Y5 | 19-Y5 Governor George Deukmejian Courthouse | 19-Y5-D3040-120-FCU01 | Fan Coil Unit, First Floor Mail Room |  |  |  | OM00038129 | Y5-FCU/1-1 | N1 - First Floor Mail Room - [Y5-FCU/1-1] | DNA | DNA | NA | NA | DNA | DNA | DNA | DNA | NA | NA | \Classifications\Building System Class\D30-HVAC Systems\D3040 - Distribution SYS\Fan Coil Unit - FCU | 1018508
19-Y5 | 19-Y5 Governor George Deukmejian Courthouse | 19-Y5-D5022-250-INT01 | Lighting North Bldg | DNA | Multiple | Multiple | OM00038334 | Y5-LTG901 | N1 - Lighting North Bldg - [Y5-LTG901] | NA | NA | NA | NA | DNA | DNA | DNA | DNA | NA | NA | \Classifications\Building System Class\D50-Electrical SYS\D5020 - Lighting & Branch Wiring\Interior Lighting - INT | 1018509
19-Y5 | 19-Y5 Governor George Deukmejian Courthouse | 19-Y5-D5038-100-CTV01 | SECURITY CAMERAS, ALL | DNA | DNA | DNA | OM00038399 | Y5-CAM901 | SECURITY CAMERAS, ALL - [Y5-CAM901] | NA | NA | NA | NA | DNA | DNA | DNA | DNA | NA | NA | \Classifications\Building System Class\D50-Electrical SYS\D5030 - Comm & Security\Security Camera - CTV | 1018510
19-Y5 | 19-Y5 Governor George Deukmejian Courthouse | 19-Y5-D3044-125-PHW01 | Boiler circulating pump #1 Room 0485 | DNA | DNA | DNA | OM00038101 | Y5-BCP01 | NB - Boiler circulating pump #1 Room 0485 - [Y5-BCP01] | NA | NA | NA | DNA | DNA | DNA | DNA | DNA | NA | NA | \Classifications\Building System Class\D30-HVAC Systems\D3040 - Distribution SYS\Hot Water Pump - PHW | 1018511
19-Y5 | 19-Y5 Governor George Deukmejian Courthouse | 19-Y5-D3044-125-PHW02 | Boiler circulating pump #2 Room 0485 | DNA | DNA | DNA | OM00038100 | Y5-BCP02 | NB - Boiler circulating pump #2 Room 0485 - [Y5-BCP02] | NA | NA | NA | DNA | DNA | DNA | DNA | DNA | NA | NA | \Classifications\Building System Class\D30-HVAC Systems\D3040 - Distribution SYS\Hot Water Pump - PHW | 1018512
19-Y5 | 19-Y5 Governor George Deukmejian Courthouse | 19-Y5-D3044-125-PHW03 | Boiler circulating pump #3 Room 0485 | DNA | DNA | DNA | OM00038099 | Y5-BCP03 | NB - Boiler circulating pump #3 Room 0485 - [Y5-BCP03] | NA | NA | NA | DNA | DNA | DNA | DNA | DNA | NA | NA | \Classifications\Building System Class\D30-HVAC Systems\D3040 - Distribution SYS\Hot Water Pump - PHW | 1018513
19-Y5 | 19-Y5 Governor George Deukmejian Courthouse | 19-Y5-D3044-125-PHW04 | Boiler circulating pump #4 Room 0485 | DNA | DNA | DNA | OM00038102 | Y5-BCP04 | NB - Boiler circulating pump #4 Room 0485 - [Y5-BCP04] | NA | NA | NA | DNA | DNA | DNA | DNA | DNA | NA | NA | \Classifications\Building System Class\D30-HVAC Systems\D3040 - Distribution SYS\Hot Water Pump - PHW | 1018515
19-Y5 | 19-Y5 Governor George Deukmejian Courthouse | 19-Y5-D3044-125-PHW05 | Hot Water Pump Boiler Room O485 | DNA | DNA | DNA | OM00038098 | Y5-HWP01 | NB - Boiler Room O485 - [Y5-HWP01] | NA | NA | NA | DNA | DNA | DNA | DNA | DNA | NA | NA | \Classifications\Building System Class\D30-HVAC Systems\D3040 - Distribution SYS\Hot Water Pump - PHW | 1018516
19-Y5 | 19-Y5 Governor George Deukmejian Courthouse | 19-Y5-D3044-125-PHW06 | Hot Water Pump Boiler Room O485 | DNA | DNA | DNA | OM00038097 | Y5-HWP02 | NB - Boiler Room O485 - [Y5-HWP02] | NA | NA | NA | DNA | DNA | DNA | DNA | DNA | NA | NA | \Classifications\Building System Class\D30-HVAC Systems\D3040 - Distribution SYS\Hot Water Pump - PHW | 1018517
19-Y5 | 19-Y5 Governor George Deukmejian Courthouse | 19-Y5-D2023-310-WBS02 | Booster Pump #2 | DNA | DNA | DNA | OM00038406 | Y5-BP02 | SB, Room #0150, Booster Pump 2 - [Y5-BP02] | NA | NA | NA | DNA | DNA | DNA | DNA | DNA | NA | NA | \Classifications\Building System Class\D20-Plumbing\D2020 - Domestic Water\Domestic Water Booster System - WBS | 1018519
19-Y5 | 19-Y5 Governor George Deukmejian Courthouse | 19-Y5-D3042-220-EFN27 | Exhaust fan Main Electrical Room |  |  |  | OM00038112 | Y5-EF/B-09 | NROOF - Exhaust fan Main Electrical Room - [Y5-EF/B-09] | DNA | NA | NA | NA | DNA | DNA | DNA | DNA | NA | NA | \Classifications\Building System Class\D30-HVAC Systems\D3040 - Distribution SYS\Supply/Exhaust/Return fans- FAN | 1018520
19-Y5 | 19-Y5 Governor George Deukmejian Courthouse | 19-Y5-D5022-250-INT02 | Lighting South Bldg | DNA | Multiple | Multiple | OM00038397 | Y5-LTG902 | S1 - Lighting South Bldg - [Y5-LTG902] | NA | NA | NA | NA | DNA | DNA | DNA | DNA | NA | NA | \Classifications\Building System Class\D50-Electrical SYS\D5020 - Lighting & Branch Wiring\Interior Lighting - INT | 1018521
19-Y5 | 19-Y5 Governor George Deukmejian Courthouse | 19-Y5-D3040-120-FCU02 | Fan Coil Unit Chiller Room 0276 | DNA | DNA | DNA | OM00038109 | Y5-FCU/B-1A | SB - Chiller Room 0276 - [Y5-FCU/B-1A] | NA | NA | NA | NA | DNA | DNA | DNA | DNA | NA | NA | \Classifications\Building System Class\D30-HVAC Systems\D3040 - Distribution SYS\Fan Coil Unit - FCU | 1018523
19-Y5 | 19-Y5 Governor George Deukmejian Courthouse | 19-Y5-D5092-100-UPS01 | UPS system rm 0449 |  |  |  | OM00038110 | Y5-UPS01 | SB - UPS system rm 0449 - [Y5-UPS01] | NA | NA | NA | DNA | DNA | DNA | Electric and lead-sulfuric acid | DNA | NA | NA | \Classifications\Building System Class\D50-Electrical SYS\D5090 - Elec SYS\Uninterruptible Power System - UPS | 1018525
19-Y5 | 19-Y5 Governor George Deukmejian Courthouse | 19-Y5-D3040-120-FCU04 | Fan Coil Unit -Basement Electrical Rooms 0667/0121 | MULTIAQUA | DNA | MHWW-36-H1 | OM00038122 | Y5-FCU/E-2 | SB - Basement Electrical Rooms 0667/0121 - [Y5-FCU/E-2] | NA | NA | NA | NA | DNA | DNA | DNA | DNA | NA | NA | \Classifications\Building System Class\D30-HVAC Systems\D3040 - Distribution SYS\Fan Coil Unit - FCU | 1018522
19-Y5 | 19-Y5 Governor George Deukmejian Courthouse | 19-Y5-D3040-120-FCU03 | Fan Coil Unit, Chiller Room 0276 | DNA | DNA | DNA | OM00038108 | Y5-FCU/B-1B | SB - Chiller Room 0276 - [Y5-FCU/B-1B] | NA | NA | NA | NA | DNA | DNA | DNA | DNA | NA | NA | \Classifications\Building System Class\D30-HVAC Systems\D3040 - Distribution SYS\Fan Coil Unit - FCU | 1018524
19-Y5 | 19-Y5 Governor George Deukmejian Courthouse | 19-Y5-D3042-220-EFN19 | Exhaust fan Basement Holding Area EFN19 |  |  |  | OM00038119 | Y5-EF/B-01 | SROOF - Exhaust fan Basement Holding Area - [Y5-EF/B-01] TAG:OM00038119 | NA | NA | NA | NA | DNA | DNA | DNA | DNA | NA | NA | \Classifications\Building System Class\D30-HVAC Systems\D3040 - Distribution SYS\Supply/Exhaust/Return fans- FAN | 1018526
19-Y5 | 19-Y5 Governor George Deukmejian Courthouse | 19-Y5-D3042-220-EFN20 | Exhaust fan Basement JV Holding Area | DNA | DNA | DNA | OM00038118 | Y5-EF/B-02 | SROOF - Exhaust fan Basement JV Holding Area - [Y5-EF/B-02] - TAG:OM00038118 | NA | NA | NA | DNA | DNA | DNA | DNA | DNA | NA | NA | \Classifications\Building System Class\D30-HVAC Systems\D3040 - Distribution SYS\Supply/Exhaust/Return fans- FAN | 1018527
19-Y5 | 19-Y5 Governor George Deukmejian Courthouse | 19-Y5-D3042-220-EFN22 | Exhaust fan Chiller Room 0276 | DNA | DNA | DNA | OM00038116 | Y5-EF/B-04 | SROOF - Exhaust fan Chiller Room 0276 - [Y5-EF/B-04] | NA | NA | NA | DNA | DNA | DNA | DNA | DNA | NA | NA | \Classifications\Building System Class\D30-HVAC Systems\D3040 - Distribution SYS\Supply/Exhaust/Return fans- FAN | 1018530
19-Y5 | 19-Y5 Governor George Deukmejian Courthouse | 19-Y5-D3042-220-EFN29 | Exhaust fan Booster Pump Room 0179 | DNA | DNA | DNA | OM00038123 | Y5-EF/B-11 | SROOF - Exhaust fan Booster Pump Room 0179 - [Y5-EF/B-11] | NA | NA | NA | DNA | DNA | DNA | DNA | DNA | NA | NA | \Classifications\Building System Class\D30-HVAC Systems\D3040 - Distribution SYS\Supply/Exhaust/Return fans- FAN | 1018528
19-Y5 | 19-Y5 Governor George Deukmejian Courthouse | 19-Y5-D3042-220-EFN28 | Exhaust fan BSMT MPOE Room 0285 | DNA | DNA | DNA | OM00038124 | Y5-EF/B-10 | SROOF - Exhaust fan BSMT MPOE Room 0285 - [Y5-EF/B-10] | NA | NA | NA | DNA | DNA | DNA | DNA | DNA | NA | NA | \Classifications\Building System Class\D30-HVAC Systems\D3040 - Distribution SYS\Supply/Exhaust/Return fans- FAN | 1018529
19-Y5 | 19-Y5 Governor George Deukmejian Courthouse | 19-Y5-D3042-220-EFN26 | Exhaust fan Emergency Electrical Room | DNA | DNA | DNA | OM00038115 | Y5-EF/B-08 | SROOF - Exhaust fan Emergency Electrical Room - [Y5-EF/B-08] | NA | NA | NA | DNA | DNA | DNA | DNA | DNA | NA | NA | \Classifications\Building System Class\D30-HVAC Systems\D3040 - Distribution SYS\Supply/Exhaust/Return fans- FAN | 1018531
19-Y5 | 19-Y5 Governor George Deukmejian Courthouse | 19-Y5-D3042-220-EFN24 | Exhaust fan Fire Pump Room 0270 | DNA | DNA | DNA | OM00038114 | Y5-EF/B-06 | SROOF - Exhaust fan Fire Pump Room 0270 - [Y5-EF/B-06] | NA | NA | NA | DNA | DNA | DNA | DNA | DNA | NA | NA | \Classifications\Building System Class\D30-HVAC Systems\D3040 - Distribution SYS\Supply/Exhaust/Return fans- FAN | 1018532
19-Y5 | 19-Y5 Governor George Deukmejian Courthouse | 19-Y5-D3042-220-EFN21 | Exhaust fan Garage Sally Port | DNA | DNA | DNA | OM00038117 | Y5-EF/B-03 | SROOF - Exhaust fan Garage Sally Port - [Y5-EF/B-03] | NA | NA | NA | DNA | DNA | DNA | DNA | DNA | NA | NA | \Classifications\Building System Class\D30-HVAC Systems\D3040 - Distribution SYS\Supply/Exhaust/Return fans- FAN | 1018533
19-Y5 | 19-Y5 Governor George Deukmejian Courthouse | 19-Y5-D3042-220-EFN30 | Exhaust fan UPS Room 0449 | DNA | DNA | DNA | OM00038111 | Y5-EF/B-12 | SROOF - Exhaust fan UPS Room 0449 - [Y5-EF/B-12] | NA | NA | NA | DNA | DNA | DNA | DNA | DNA | NA | NA | \Classifications\Building System Class\D30-HVAC Systems\D3040 - Distribution SYS\Supply/Exhaust/Return fans- FAN | 1018535
19-Y5 | 19-Y5 Governor George Deukmejian Courthouse | 19-Y5-D3042-220-EFN23 | Exhaust fan Sump Pump Room 0176 | DNA |  | DNA | OM00038113 | Y5-EF/B-05 | SROOF - Exhaust fan Sump Pump Room 0176 - [Y5-EF/B-05] | NA | NA | NA | DNA | DNA | DNA | DNA | DNA | NA | NA | \Classifications\Building System Class\D30-HVAC Systems\D3040 - Distribution SYS\Supply/Exhaust/Return fans- FAN | 1018534
19-Y5 | 19-Y5 Governor George Deukmejian Courthouse | 19-Y5-D5022-250-INT03 | Lighting West Bldg | DNA | Multiple | Multiple | OM00038398 | Y5-LTG903 | W1 - Lighting West Bldg - [Y5-LTG903] | NA | NA | NA | DNA | DNA | DNA | DNA | DNA | NA | NA | \Classifications\Building System Class\D50-Electrical SYS\D5020 - Lighting & Branch Wiring\Interior Lighting - INT | 1018538
19-Y5 | 19-Y5 Governor George Deukmejian Courthouse | 19-Y5-D3042-220-EFN25 | Exhaust fan 3rd Floor Penthouse | DNA | DNA | DNA | OM00038126 | Y5-EF/B-07 | WEST 3RD FLOOR - PENTHOUSE 8 - [Y5-EF/B-07], TAG: OM00038126 | NA | NA | NA | DNA | DNA | DNA | DNA | DNA | NA | NA | \Classifications\Building System Class\D30-HVAC Systems\D3040 - Distribution SYS\Supply/Exhaust/Return fans- FAN | 1018539
19-Y5 | 19-Y5 Governor George Deukmejian Courthouse | 19-Y5-D3042-220-EFN31 | Exhaust fan 3rd Floor Penthouse | DNA | DNA | DNA | OM00038125 | Y5-EF/B-13 | WPH - Exhaust fan 3rd Floor Penthouse - [Y5-EF/B-13] | NA | NA | NA | DNA | DNA | DNA | DNA | DNA | NA | NA | \Classifications\Building System Class\D30-HVAC Systems\D3040 - Distribution SYS\Supply/Exhaust/Return fans- FAN | 1018540
19-Y5 | 19-Y5 Governor George Deukmejian Courthouse | 19-Y5-D3031-100-PCH10 | Heat recovery pump #1 Chiller Room 0276 | DNA | DNA | DNA | OM00038106 | Y5-HRP01 | SB - Heat recovery pump #1 Chiller Room 0276 - [Y5-HRP01] | NA | NA | NA | DNA | DNA | DNA | DNA | DNA | NA | NA | \Classifications\Building System Class\D30-HVAC Systems\D3030 - Cooling SYS\Chilled Water Pump - PCH | 1018542
19-Y5 | 19-Y5 Governor George Deukmejian Courthouse | 19-Y5-D3031-100-PCH11 | Heat recovery pump #2 Chiller Room 0276 | DNA | DNA | DNA | OM00038107 | Y5-HRP02 | SB - Heat recovery pump #2 Chiller Room 0276 - [Y5-HRP02] | NA | NA | NA | DNA | DNA | DNA | DNA | DNA | NA | NA | \Classifications\Building System Class\D30-HVAC Systems\D3030 - Cooling SYS\Chilled Water Pump - PCH | 1018543
19-Y5 | 19-Y5 Governor George Deukmejian Courthouse | 19-Y5-D3042-100-CDX01 | Carbon Monoxide monitoring system, | JOHNSON CONTROLS, INC. | 12112C000219 | DGC05-48-04 | OM00038234 | Y5-COMON | SB - Carbon Monoxide monitoring system - [Y5-COMON]-ASSET TAG: 00038234, SN: 12112C00219, MODEL: DGC05-48-04 | NA | NA | NA | NA | NA | NA | NA | NA | NA | NA | \Classifications\Building System Class\D30-HVAC Systems\D3040 - Distribution SYS\Carbon Monoxide Detector - CDX | 1018544
19-Y5 | 19-Y5 Governor George Deukmejian Courthouse | 19-Y5-D2090-100-PKF02 | Flogard Perk Flt - 3rd St & Main | DNA | DNA | DNA | OM00038335 | Y5-FGPF02 | EXTERIOR - Flogard Perk Flt - 3rd St & Main - [Y5-FGPF02] Tag:OM00038335 | NA | NA | NA | NA | NA | NA | NA | NA | NA | NA | \Classifications\Building System Class\D20-Plumbing\D2090 - Other Plumbing SYS\Perk Filter - PKF | 1018545
19-Y5 | 19-Y5 Governor George Deukmejian Courthouse | 19-Y5-D2090-100-PKF04 | Flogard Perk Flt - Broadway & Main | DNA | DNA | DNA | OM00038410 | Y5-FGPF04 | EXTERIOR - Flogard Perk Flt - Broadway & Main - [Y5-FGPF04] - Tag:OM00038410 | [10 empty] | \Classifications\Building System Class\D20-Plumbing\D2090 - Other Plumbing SYS\Perk Filter - PKF | 1018546
19-Y5 | 19-Y5 Governor George Deukmejian Courthouse | 19-Y5-D2090-100-PKF05 | Flogard Perk Flt - Broadway & WTC | DNA | DNA | DNA | OM00038411 | Y5-FGPF05 | EXTERIOR - Flogard Perk Flt - Broadway & WTC - [Y5-FGPF05] TagOM00038411 | NA | NA | NA | NA | NA | NA | NA | NA | NA | NA | \Classifications\Building System Class\D20-Plumbing\D2090 - Other Plumbing SYS\Perk Filter - PKF | 1018549
19-Y5 | 19-Y5 Governor George Deukmejian Courthouse | 19-Y5-D2090-100-PKF01 | Flogard Perk Flt - Loading Dock entrance | DNA | DNA | DNA | OM00038333 | Y5-FGPF01 | EXTERIOR - Flogard Perk Flt - Loading Dock entrance - [Y5-FGPF01] Tag:OM00038333 | NA | NA | NA | NA | NA | NA | NA | NA | NA | NA | \Classifications\Building System Class\D20-Plumbing\D2090 - Other Plumbing SYS\Perk Filter - PKF | 1018550
19-Y5 | 19-Y5 Governor George Deukmejian Courthouse | 19-Y5-D2090-100-PKF06 | Flogard Perk Flt - Magnolia & Broadway | DNA | DNA | DNA | OM00038412 | Y5-FGPF06 | EXTERIOR - Flogard Perk Flt - Magnolia & Broadway - [Y5-FGPF06] Tag:OM00038412 | NA | NA | NA | NA | NA | NA | NA | NA | NA | NA | \Classifications\Building System Class\D20-Plumbing\D2090 - Other Plumbing SYS\Perk Filter - PKF | 1018551
19-Y5 | 19-Y5 Governor George Deukmejian Courthouse | 19-Y5-D2090-100-PKF03 | Flogard Perk Flt - Main & 3rd St | DNA | DNA | DNA | OM00038409 | Y5-FGPF03 | EXTERIOR - Flogard Perk Flt - Main & 3rd St - [Y5-FGPF03] Tag:OM00038409 | NA | NA | NA | NA | NA | NA | NA | NA | NA | NA | \Classifications\Building System Class\D20-Plumbing\D2090 - Other Plumbing SYS\Perk Filter - PKF | 1018552
19-Y5 | 19-Y5 Governor George Deukmejian Courthouse | 19-Y5-B2020-100-WND01 | Exterior Windows | NA | NA | NA | OM00038332 | Y5-WIN | EXTERIOR - Exterior Windows - [Y5-WIN] | NA | NA | NA | NA | NA | NA | NA | NA | NA | NA | \Classifications\Building System Class\B20-General Building Exterior\B2020 - Exterior Windows\Exterior Windows - WND | 1018564
19-Y5 | 19-Y5 Governor George Deukmejian Courthouse | 19-Y5-E1033-200-DKG01 | Loading dock gate DKG01 | HY Security | 132910-1321-883 | 222 X1 ST | OM00038388 | Y5-DGATE01 | N1 - Loading dock gate - [Y5-DGATE01] SN: 132910-1321-883, MODEL: 222 X1 ST, MFG: HY Security, Tag:OM00038388 | NA | NA | NA | NA | 208/230/460 | 60 | NA | 3 | NA | NA | \Classifications\Building System Class\E10-Equipment\E1030 - Vehicular Equipment\Loading Dock Gate - DKG | 1018565
19-Y5 | 19-Y5 Governor George Deukmejian Courthouse | 19-Y5-D5090-100-VFD02 | VARIABLE FREQUENCY DRIVE, SF/4-1, SROOF VFD02 | JCI | 2121802515 | AYK550-UH-02A-4+K465 | OM00038278 | Y5-VFD-SF/4-1 | NB - Variable Freq Drives - [Y5-VFD-SF/4-1] TAG: 00038278, SN: 2121802515 | NA | NA | NA | NA | NA | NA | NA | NA | NA | NA | \Classifications\Building System Class\D50-Electrical SYS\D5090 - Elec SYS\Variable Frequency Drive - VFD | 1018567
19-Y5 | 19-Y5 Governor George Deukmejian Courthouse | 19-Y5-D5090-100-VFD01 | Variable Freq Drives VFD01 | ABB | 2122200375 | ACH550-BCR-08A8-4+B058 | OM00038277 | Y5-VFD-EF/4-2 | N4 - Variable Freq Drives rms 4288,4388 - [Y5-VFD-EF/4-2] TAG:OM00038277 SN:2122200375 | NA | NA | NA | NA | NA | NA | NA | NA | NA | NA | \Classifications\Building System Class\D50-Electrical SYS\D5090 - Elec SYS\Variable Frequency Drive - VFD | 1018566
19-Y5 | 19-Y5 Governor George Deukmejian Courthouse | 19-Y5-D3045-120-SDX16 | Fan Coil, Basement Elevator Machine Room 0066 SDX16 | DNA | DNA | DNA | OM00038394 | Y5-SDX/EL02A | NROOF - SDX - Basement Elevator Machine Room 0066 - [Y5-SDX/EL02A] - TAG:OM00038394 | NA | NA | NA | NA | DNA | DNA | DNA | DNA | NA | NA | \Classifications\Building System Class\D30-HVAC Systems\D3040 - Distribution SYS\SDX Fan Coil - SDX | 1018568
19-Y5 | 19-Y5 Governor George Deukmejian Courthouse | 19-Y5-D3042-220-EFN35 | Exhaust fan 1st floor EFN35 | GREENHECK | 12824466 | CSP-A1410 | OM00038215 | Y5-EF/E04 | S1, EXHAUST FAN 1ST FLOOR ELEC RM, ROOM 1267, ASSET TAG: 00038215, SN: 12824466, [Y5-EF/E04] | NA | NA | NA | NA | 115 | 7.8 | DNA | DNA | NA | NA | \Classifications\Building System Class\D30-HVAC Systems\D3040 - Distribution SYS\Supply/Exhaust/Return fans- FAN | 1018570
19-Y5 | 19-Y5 Governor George Deukmejian Courthouse | 19-Y5-D3042-220-EFN37 | Exhaust fan 2nd floor EFN37 | GREENHECK | 12824468 | CSP-A1410 | OM00038218 | Y5-EF/E06 | S2, EXHAUST FAN 2ND FLOOR ELEC RM, ROOM 2267, TAG: 00038218, SN: 12824468, [Y5-EF/E06] | NA | NA | NA | NA | 115 | 7.8 | NA | DNA | NA | NA | \Classifications\Building System Class\D30-HVAC Systems\D3040 - Distribution SYS\Supply/Exhaust/Return fans- FAN | 1018572
19-Y5 | 19-Y5 Governor George Deukmejian Courthouse | 19-Y5-D3042-220-EFN39 | Exhaust fan 3rd floor | GREENHECK | 12824470 | CSP-A1410 | OM00038220 | Y5-EF/E08 | S3, EXHAUST FAN 3RD FLOOR ELEC RM, ROOM 3667, ASSET TAG: 00038220, SN: 12824470, [Y5-EF/E08] | NA | NA | NA | NA | 115 | 7.8 | DNA | DNA | NA | NA | \Classifications\Building System Class\D30-HVAC Systems\D3040 - Distribution SYS\Supply/Exhaust/Return fans- FAN | 1018574
19-Y5 | 19-Y5 Governor George Deukmejian Courthouse | 19-Y5-D3042-220-EFN34 | Exhaust fan 1st floor EFN34 | GREENHECK | 12824465 | CSP-A1410 | OM00038216 | Y5-EF/E03 | S1, EXHAUST FAN 1ST FLOOR ELEC RM ROOM 1667, ASSET TAG: 00038216, SN: 12824465, [Y5-EF/E03] | NA | NA | NA | DNA | 115 | 7.8 | DNA | DNA | NA | NA | \Classifications\Building System Class\D30-HVAC Systems\D3040 - Distribution SYS\Supply/Exhaust/Return fans- FAN | 1018569
19-Y5 | 19-Y5 Governor George Deukmejian Courthouse | 19-Y5-D3042-220-EFN36 | Exhaust fan 2nd floor EFN36 | GREENHECK | 12824467 | CSP-A1410 | OM00038217 | Y5-EF/E05 | S2, EXHAUST FAN 2ND FLOOR ELEC RM, ROOM 2667, TAG: 00038217, SN: 12824467, [Y5-EF/E05] | NA | NA | NA | NA | 115 | 7.8 | DNA | DNA | NA | NA | \Classifications\Building System Class\D30-HVAC Systems\D3040 - Distribution SYS\Supply/Exhaust/Return fans- FAN | 1018571
19-Y5 | 19-Y5 Governor George Deukmejian Courthouse | 19-Y5-D3042-220-EFN38 | Exhaust fan 2nd floor, Room 238 - EFN38 | GREENHECK | 12824469 | CSP-A1410 | OM00038226 | Y5-EF/E07 | N2, EXHAUST FAN 2ND FLOOR ELEC RM, ROOM 2387, TAG: 00038226, SN: 12824469, [Y5-EF/E07] | DNA |  | NA |  | 115 | 7.8 | Electric | DNA |  |  | \Classifications\Building System Class\D30-HVAC Systems\D3040 - Distribution SYS\Supply/Exhaust/Return fans- FAN | 1018573
19-Y5 | 19-Y5 Governor George Deukmejian Courthouse | 19-Y5-D3042-220-EFN40 | Exhaust fan 3rd floor EFN40 | GREENHECK | 12824471 | CSP-A1410 | OM00038219 | Y5-EF/E09 | S3, EXHAUST FAN 3RD FLOOR ELEC RM, ROOM 3267, TAG: 00038219, SN: 12824461, [Y5-EF/E09] | NA | NA | NA | NA | 115 | 7.8 | DNA | DNA | NA | NA | \Classifications\Building System Class\D30-HVAC Systems\D3040 - Distribution SYS\Supply/Exhaust/Return fans- FAN | 1018575
19-Y5 | 19-Y5 Governor George Deukmejian Courthouse | 19-Y5-D3042-220-EFN41 | Exhaust fan 3rd floor EFN41 | GREENHECK | 12824464 | CSP-A1410 | OM00038225 | Y5-EF/E10 | N3, EXHAUST FAN 3RD FLOOR ELEC RM, ROOM 3387, TAG: 00038225, SN: 12824464, [Y5-EF/E10] | NA | NA | NA | NA | 115 | 7.8 | DNA | DNA | NA | NA | \Classifications\Building System Class\D30-HVAC Systems\D3040 - Distribution SYS\Supply/Exhaust/Return fans- FAN | 1018576
19-Y5 | 19-Y5 Governor George Deukmejian Courthouse | 19-Y5-D3042-220-EFN43 | Exhaust fan 4th floor EFN43 | GREENHECK | 12824474 | CSP-A1410 | OM00038222 | Y5-EF/E12 | S4, EXHAUST FAN 4TH FLOOR ELEC RM, ROOM 4267, ASSET TAG: 00038222, SN: 12824474, [Y5-EF/E12] | NA | NA | NA | NA | 115 | 7.8 | DNA | DNA | NA | NA | \Classifications\Building System Class\D30-HVAC Systems\D3040 - Distribution SYS\Supply/Exhaust/Return fans- FAN | 1018578
19-Y5 | 19-Y5 Governor George Deukmejian Courthouse | 19-Y5-D3042-220-EFN42 | Exhaust fan 4th Floor EFN42 | GREENHECK | 12824463 | CSP-A1410 | OM00038221 | Y5-EF/E11 | S4, EXHAUST FAN 4TH FLOOR ELEC RM, ROOM 4667, TAG: 00038221, SN: 12824463, [Y5-EF/E11] | NA | NA | NA | NA | 115 | 7.8 | DNA | DNA | NA | NA | \Classifications\Building System Class\D30-HVAC Systems\D3040 - Distribution SYS\Supply/Exhaust/Return fans- FAN | 1018577
19-Y5 | 19-Y5 Governor George Deukmejian Courthouse | 19-Y5-D3041-170-SPF08 | Stairwell pressuration fan Atrium roof | GREENHECK | 12834055 1205 | AX1034000622HTUL | OM00038252 | Y5-SPF/06-08 | SROOF - Stairwell pressuration fan Atrium roof - [Y5-SPF/06-08] - ASSET TAG: 00038252, SN: 128340551205, MODEL:AX1064000622HTUL, MFG: GREENHECK | [10 empty] | \Classifications\Building System Class\D30-HVAC Systems\D3040 - Distribution SYS\Stairwell Pressurization Fan - SPF | 1018579
19-Y5 | 19-Y5 Governor George Deukmejian Courthouse | 19-Y5-D5090-100-VFD03 | VARIABLE FREQUENCY DRIVE, SF/4-2, SROOF, PENTHOUSE 4, ROOM 6201 VFD03 | JCI | 2121802536 | AYK550-UH-03A-4+K465 | OM00038279 | Y5-VFD-SF/4-2 | PENTHOUSE 4, ROOM 6201, VARIABLE FREQUENCY DRIVE, [Y5-VFD-SF/4-2]- TAG: 00038279, SN: 2121802536 | NA | NA | NA | NA | DNA | DNA | DNA | DNA | NA | NA | \Classifications\Building System Class\D50-Electrical SYS\D5090 - Elec SYS\Variable Frequency Drive - VFD | 1018580
19-Y5 | 19-Y5 Governor George Deukmejian Courthouse | 19-Y5-E1026-100-DLK02 | Detention Hardware & Locks South Flr 1 | DNA | DNA | DNA | OM00038414 | Y5-DET902 | S1 - Detention Hardware & Locks South Flr 1 - [Y5-DET902] | NA | NA | NA | NA | NA | NA | NA | NA | NA | NA | \Classifications\Building System Class\E10-Equipment\E1020 - Institutional Equipment\Detention Hardware and Locks - DLK | 1018581
19-Y5 | 19-Y5 Governor George Deukmejian Courthouse | 19-Y5-D3040-120-FCU09 | Fan Coil - First Floor IT Room | MULTIAQUA | CFFWJ1200027 | CFFWA-20-01-U | OM00038137 | Y5-FCU03C | S1 - First Floor IT Room - [Y5-FCU03C] | NA | NA | NA | NA | DNA | DNA | DNA | DNA | NA | NA | \Classifications\Building System Class\D30-HVAC Systems\D3040 - Distribution SYS\Fan Coil Unit - FCU | 1018583
19-Y5 | 19-Y5 Governor George Deukmejian Courthouse | 19-Y5-D3040-120-FCU14 | Fan Coil Unit, First Floor IT Room | MULTIAQUA | CFFW126200110 | CFFWA-20-01-U | OM00038138 | Y5-FCU03A | S1 - First Fllor IT Room - [Y5-FCU03A] | NA | NA | NA | NA | NA | NA | NA | NA | NA | NA | \Classifications\Building System Class\D30-HVAC Systems\D3040 - Distribution SYS\Fan Coil Unit - FCU | 1018582
19-Y5 | 19-Y5 Governor George Deukmejian Courthouse | 19-Y5-D3040-120-FCU10 | Fan Coil Unit - First Floor IT Room | MULTIAQUA | CFFW12B200018 | CFFWA-20-01-U | OM00038139 | Y5-FCU03B | S1 - First Floor IT Room - [Y5-FCU03B] | NA | NA | NA | NA | DNA | DNA | DNA | DNA | NA | NA | \Classifications\Building System Class\D30-HVAC Systems\D3040 - Distribution SYS\Fan Coil Unit - FCU | 1018584
19-Y5 | 19-Y5 Governor George Deukmejian Courthouse | 19-Y5-D3040-120-FCU11 | Fan Coil Unit- First Floor IT Room FCU11 | MULTIAQUA | CFFW12B200017 | CFFWA-20-01-U | OM00038134 | Y5-FCU04C | S1 - First Floor IT Room - [Y5-FCU04C] - TAG: 00038134, SN:CFFW12B200017 | [10 empty] | \Classifications\Building System Class\D30-HVAC Systems\D3040 - Distribution SYS\Fan Coil Unit - FCU | 1018585
19-Y5 | 19-Y5 Governor George Deukmejian Courthouse | 19-Y5-D3040-120-FCU12 | Fan Coil Unit -First Floor IT Room | MULTIAQUA | CFW11J200026 | CFFWA-20-01-U | OM00038135 | Y5-FCU04A | S1 - First Floor IT Room - [Y5-FCU04A] | NA | NA | NA | NA | DNA | DNA | DNA | DNA | NA | NA | \Classifications\Building System Class\D30-HVAC Systems\D3040 - Distribution SYS\Fan Coil Unit - FCU | 1018586
19-Y5 | 19-Y5 Governor George Deukmejian Courthouse | 19-Y5-D3040-120-FCU13 | Fan Coil Unit - First Floor IT Room | MULTIAQUA | CFFW11J200051 | CFFWA-20-01-U | OM00038136 | Y5-FCU04B | S1 - First Floor IT Room - [Y5-FCU04B] | NA | NA | NA | NA | DNA | DNA | DNA | DNA | NA | NA | \Classifications\Building System Class\D30-HVAC Systems\D3040 - Distribution SYS\Fan Coil Unit - FCU | 1018588
19-Y5 | 19-Y5 Governor George Deukmejian Courthouse | 19-Y5-D3040-120-FCU15 | Fan Coil Unit, Second Floor IT Room | MULTIAQUA | CFFW11J200029 | CFFWA-20-01-U | OM00038140 | Y5-FCU06A | S2 - Second Floor IT Room - [Y5-FCU06A] | NA | NA | NA | NA | DNA | DNA | DNA | DNA | NA | NA | \Classifications\Building System Class\D30-HVAC Systems\D3040 - Distribution SYS\Fan Coil Unit - FCU | 1018605
19-Y5 | 19-Y5 Governor George Deukmejian Courthouse | 19-Y5-D3040-120-FCU16 | Fan Coil Unit -Second Floor IT Room | MULTIAQUA | CFFW11J200033 | CFFWA-20-01-U | OM00038141 | Y5-FCU06B | S2 - Second Floor IT Room - [Y5-FCU06B] | NA | NA | NA | NA | DNA | DNA | DNA | DNA | NA | NA | \Classifications\Building System Class\D30-HVAC Systems\D3040 - Distribution SYS\Fan Coil Unit - FCU | 1018606
19-Y5 | 19-Y5 Governor George Deukmejian Courthouse | 19-Y5-D3040-120-FCU17 | Fan Coil Unit - Second Floor IT Room | MULTIAQUA | CFFW11J200031 | CFFWA-20-01-U | OM00038142 | Y5-FCU06C | S2 - Second Floor IT Room - [Y5-FCU06C] | NA | NA | NA | NA | DNA | DNA | DNA | DNA | NA | NA | \Classifications\Building System Class\D30-HVAC Systems\D3040 - Distribution SYS\Fan Coil Unit - FCU | 1018607
19-Y5 | 19-Y5 Governor George Deukmejian Courthouse | 19-Y5-D3040-120-FCU18 | Second Floor IT Room | MULTIAQUA | CFFW11J200035 | CFFWA-20-01-U | OM00038143 | Y5-FCU07A | S2 - Second Floor IT Room - [Y5-FCU07A] | NA | NA | NA | NA | DNA | DNA | DNA | DNA | NA | NA | \Classifications\Building System Class\D30-HVAC Systems\D3040 - Distribution SYS\Fan Coil Unit - FCU | 1018608
19-Y5 | 19-Y5 Governor George Deukmejian Courthouse | 19-Y5-D3040-120-FCU19 | Fan Coil Unit - Second Floor IT Room | MULTIAQUA | CFFW11J200032 | CFFWA-20-01-U | OM00038144 | Y5-FCU07B | S2 - Second Floor IT Room - [Y5-FCU07B] | NA | NA | NA | NA | DNA | DNA | DNA | DNA | NA | NA | \Classifications\Building System Class\D30-HVAC Systems\D3040 - Distribution SYS\Fan Coil Unit - FCU | 1018609
19-Y5 | 19-Y5 Governor George Deukmejian Courthouse | 19-Y5-D3040-120-FCU21 | Fan Coil Unit - Third Floor IT Room | MULTIAQUA | CFFW11J200038 | CFFWA-20-01-U | OM00038146 | Y5-FCU09A | S3 - Third Floor IT Room - [Y5-FCU09A] | NA | NA | NA | NA | DNA | DNA | DNA | DNA | NA | NA | \Classifications\Building System Class\D30-HVAC Systems\D3040 - Distribution SYS\Fan Coil Unit - FCU | 1018611
19-Y5 | 19-Y5 Governor George Deukmejian Courthouse | 19-Y5-D3040-120-FCU20 | Fan Coil Unit - Second Floor IT Room | MULTIAQUA | CFFW11J200034 | CFFWA-20-01-U | OM00038145 | Y5-FCU07C | S2 - Second Floor IT Room - [Y5-FCU07C] | NA | NA | NA | NA | DNA | DNA | DNA | DNA | NA | NA | \Classifications\Building System Class\D30-HVAC Systems\D3040 - Distribution SYS\Fan Coil Unit - FCU | 1018610
19-Y5 | 19-Y5 Governor George Deukmejian Courthouse | 19-Y5-D3040-120-FCU22 | Fan Coil Unit - Third Floor IT Room | MULTIAQUA | CFFW11J200042 | CFFWA-20-01-U | OM00038147 | Y5-FCU09B | S3 - Third Floor IT Room - [Y5-FCU09B] | NA | NA | NA | NA | DNA | DNA | DNA | DNA | NA | NA | \Classifications\Building System Class\D30-HVAC Systems\D3040 - Distribution SYS\Fan Coil Unit - FCU | 1018612
19-Y5 | 19-Y5 Governor George Deukmejian Courthouse | 19-Y5-D3040-120-FCU25 | Fan Coil Unit - Third Floor IT Room FCU25 | MULTIAQUA | CFFW11J200021 | CFFWA-20-01-U | OM00038157 | Y5-FCU10B | S3 - Third Floor IT Room - [Y5-FCU10B] | [10 empty] | \Classifications\Building System Class\D30-HVAC Systems\D3040 - Distribution SYS\Fan Coil Unit - FCU | 1018615
19-Y5 | 19-Y5 Governor George Deukmejian Courthouse | 19-Y5-D3040-120-FCU23 | Fan Coil Unit - Third Floor IT Room | MULTIAQUA | CFFW11J200039 | CFFWA-20-01-U | OM00038148 | Y5-FCU09C | S3 - Third Floor IT Room - [Y5-FCU09C] | NA | NA | NA | NA | DNA | DNA | DNA | DNA | NA | NA | \Classifications\Building System Class\D30-HVAC Systems\D3040 - Distribution SYS\Fan Coil Unit - FCU | 1018613
19-Y5 | 19-Y5 Governor George Deukmejian Courthouse | 19-Y5-D3040-120-FCU24 | Fan Coil Unit - Third Floor IT Room | MULTIAQUA | CFFW11J200048 | CFFWA-20-01-U | OM00038158 | Y5-FCU10A | S3 - Third Floor IT Room - [Y5-FCU10A] | NA | NA | NA | NA | DNA | DNA | DNA | DNA | NA | NA | \Classifications\Building System Class\D30-HVAC Systems\D3040 - Distribution SYS\Fan Coil Unit - FCU | 1018614
19-Y5 | 19-Y5 Governor George Deukmejian Courthouse | 19-Y5-D3040-120-FCU27 | Fan Coil Unit - Fourth Floor IT Room | MULTIAQUA | CFFW11J200056 | CFFWA-20-01-U | OM00038170 | Y5-FCU12A | S4 - Fourth Floor IT Room - [Y5-FCU12A] | NA | NA | NA | NA | DNA | DNA | DNA | DNA | NA | NA | \Classifications\Building System Class\D30-HVAC Systems\D3040 - Distribution SYS\Fan Coil Unit - FCU | 1018617
19-Y5 | 19-Y5 Governor George Deukmejian Courthouse | 19-Y5-D3040-120-FCU26 | Fan Coil Unit - Third Floor IT Room | MULTIAQUA | CFFW11J200030 | CFFWA-20-01-U | OM00038159 | Y5-FCU10C | S3 - Third Floor IT Room - [Y5-FCU10C] | NA | NA | NA | NA | DNA | DNA | DNA | DNA | NA | NA | \Classifications\Building System Class\D30-HVAC Systems\D3040 - Distribution SYS\Fan Coil Unit - FCU | 1018616
19-Y5 | 19-Y5 Governor George Deukmejian Courthouse | 19-Y5-D3040-120-FCU28 | Fan Coil Unit - Fourth Floor IT Room | MULTIAQUA | CFFW11J200058 | CFFWA-20-01-U | OM00038163 | Y5-FCU12B | S4 - Fourth Floor IT Room - [Y5-FCU12B] | NA | NA | NA | NA | DNA | DNA | DNA | DNA | NA | NA | \Classifications\Building System Class\D30-HVAC Systems\D3040 - Distribution SYS\Fan Coil Unit - FCU | 1018618
19-Y5 | 19-Y5 Governor George Deukmejian Courthouse | 19-Y5-D3040-120-FCU29 | Fan Coil Unit - Fourth Floor IT Room | MULTIAQUA | CFFW11J200052 | CFFWA-20-01-U | OM00038171 | Y5-FCU12C | S4 - Fourth Floor IT Room - [Y5-FCU12C] | NA | NA | NA | NA | DNA | DNA | DNA | DNA | NA | NA | \Classifications\Building System Class\D30-HVAC Systems\D3040 - Distribution SYS\Fan Coil Unit - FCU | 1018619
19-Y5 | 19-Y5 Governor George Deukmejian Courthouse | 19-Y5-D3040-120-FCU30 | Fan Coil Unit - Fourth Floor IT Room | MULTIAQUA | CFFW11J200053 | CFFWA-20-01-U | OM00038161 | Y5-FCU13A | S4 - Fourth Floor IT Room - [Y5-FCU13A] | NA | NA | NA | NA | DNA | DNA | DNA | DNA | NA | NA | \Classifications\Building System Class\D30-HVAC Systems\D3040 - Distribution SYS\Fan Coil Unit - FCU | 1018620
19-Y5 | 19-Y5 Governor George Deukmejian Courthouse | 19-Y5-D3040-120-FCU31 | Fan Coil Unit - Fourth Floor IT Room | MULTIAQUA | CFFW11J200036 | CFFWA-20-01-U | OM00038160 | Y5-FCU13B | S4 - Fourth Floor IT Room - [Y5-FCU13B] | NA | NA | NA | NA | DNA | DNA | DNA | DNA | NA | NA | \Classifications\Building System Class\D30-HVAC Systems\D3040 - Distribution SYS\Fan Coil Unit - FCU | 1018621
19-Y5 | 19-Y5 Governor George Deukmejian Courthouse | 19-Y5-D3040-120-FCU32 | Fan Coil Unit - Fourth Floor IT Room | MULTIAQUA | CFFW11J200055 | CFFWA-20-01-U | OM00038162 | Y5-FCU13C | S4 - Fourth Floor IT Room - [Y5-FCU13C] | NA | NA | NA | NA | DNA | DNA | DNA | DNA | NA | NA | \Classifications\Building System Class\D30-HVAC Systems\D3040 - Distribution SYS\Fan Coil Unit - FCU | 1018622
19-Y5 | 19-Y5 Governor George Deukmejian Courthouse | 19-Y5-D3040-120-FCU33 | Fan Coil Unit - Fifth Floor IT Room | MULTIAQUA | CFFW11J200054 | CFFWA-20-01-U | OM00038167 | Y5-FCU15A | S5 - Fifth Floor IT Room - [Y5-FCU15A] | NA | NA | NA | NA | DNA | DNA | DNA | DNA | NA | NA | \Classifications\Building System Class\D30-HVAC Systems\D3040 - Distribution SYS\Fan Coil Unit - FCU | 1018623
19-Y5 | 19-Y5 Governor George Deukmejian Courthouse | 19-Y5-D3040-120-FCU35 | Fan Coil Unit -Fifth Floor IT Room | MULTIAQUA | CFFW11J200050 | CFFWA-20-01-U | OM00038169 | Y5-FCU15C | S5 - Fifth Floor IT Room - [Y5-FCU15C] | NA | NA | NA | NA | DNA | DNA | DNA | DNA | NA | NA | \Classifications\Building System Class\D30-HVAC Systems\D3040 - Distribution SYS\Fan Coil Unit - FCU | 1018625
19-Y5 | 19-Y5 Governor George Deukmejian Courthouse | 19-Y5-D3040-120-FCU34 | Fan Coil Unit - Fifth Floor IT Room | MULTIAQUA | CFFW11J200028 | CFFWA-20-01-U | OM00038168 | Y5-FCU15B | S5 - Fifth Floor IT Room - [Y5-FCU15B] | NA | NA | NA | NA | DNA | DNA | DNA | DNA | NA | NA | \Classifications\Building System Class\D30-HVAC Systems\D3040 - Distribution SYS\Fan Coil Unit - FCU | 1018624
19-Y5 | 19-Y5 Governor George Deukmejian Courthouse | 19-Y5-D3040-120-FCU36 | Fan Coil Unit - Fifth Floor IT Room | MULTIAQUA | CFFW11J200037 | CFFWA-20-01-U | OM00038164 | Y5-FCU16A | S5 - Fifth Floor IT Room - [Y5-FCU16A] | NA | NA | NA | NA | DNA | DNA | DNA | DNA | NA | NA | \Classifications\Building System Class\D30-HVAC Systems\D3040 - Distribution SYS\Fan Coil Unit - FCU | 1018626
19-Y5 | 19-Y5 Governor George Deukmejian Courthouse | 19-Y5-D3040-120-FCU37 | Fan Coil Unit - Fifth Floor IT Room | MULTIAQUA | CFFW11J200046 | CFFWA-20-01-U | OM00038165 | Y5-FCU16B | S5 - Fifth Floor IT Room - [Y5-FCU16B] | NA | NA | NA | NA | DNA | DNA | DNA | DNA | NA | NA | \Classifications\Building System Class\D30-HVAC Systems\D3040 - Distribution SYS\Fan Coil Unit - FCU | 1018627
19-Y5 | 19-Y5 Governor George Deukmejian Courthouse | 19-Y5-D3040-120-FCU38 | Fan Coil Unit - Fifth Floor IT Room | MULTIAQUA | CFFW11J200045 | CFFWA-20-01-U | OM00038166 | Y5-FCU16C | S5 - Fifth Floor IT Room - [Y5-FCU16C] | NA | NA | NA | NA | DNA | DNA | DNA | DNA | NA | NA | \Classifications\Building System Class\D30-HVAC Systems\D3040 - Distribution SYS\Fan Coil Unit - FCU | 1018628
19-Y5 | 19-Y5 Governor George Deukmejian Courthouse | 19-Y5-D3045-120-SDX01 | Fan Coil Unit SDX01, Basement | CARRIER | 2312U24157 | 40RUAA12A2A6AOAOAO | OM00038211 | Y5-SDX/UPS1A | SOUTH BASEMENT - UPS ROOM 449, [Y5-SDX/UPS1A] TAG: OM00038211, MODEL: 40RUAA12A2A6AOAOAO, SN: 2312U24157 | NA | NA | NA | NA | DNA | DNA | DNA | DNA | NA | NA | \Classifications\Building System Class\D30-HVAC Systems\D3040 - Distribution SYS\SDX Fan Coil - SDX | 1018629
19-Y5 | 19-Y5 Governor George Deukmejian Courthouse | 19-Y5-D3050-260-WAL14 | Basement package unit feeding elev. | Basement package unit feeding elevator | DNA | DNA | OM00038230 | Y5-WALL/EL4 | SB - Basement package unit feeding elev. MR - [Y5-WALL/EL4] ASSET TAG: 00038230 | NA | NA | NA | NA | DNA | DNA | DNA | DNA | NA | NA | \Classifications\Building System Class\D30-HVAC Systems\D3050 - Package SYS\Wall Air Conditioner - WAL | 1018630
19-Y5 | 19-Y5 Governor George Deukmejian Courthouse | 19-Y5-D3045-120-SDX02 | Fan Coil Unit, Basement Pump Room 0700 SDX02 | CARRIER | 2212U22964 | 40RUAA25A4A6A0A0A0 | OM00038249 | Y5-SDX/EL11A | SB - Basement Pump Room 0700 - [Y5-SDX/EL11A] - TAG: 00038249, SN: 2212U22964 | [10 empty] | \Classifications\Building System Class\D30-HVAC Systems\D3040 - Distribution SYS\SDX Fan Coil - SDX | 1018631
19-Y5 | 19-Y5 Governor George Deukmejian Courthouse | 19-Y5-D3040-120-FCU05 | Basement Tele/data | MULTIAQUA | R0920120214 | 60-CWA2-00 | OM00038243 | Y5-FCU01A | SB - Basement Tele/data Room 0835 - [Y5-FCU01A] -ASSET TAG: 00038243, SN: R0920120214, MODEL: 60-CWA2-00, MFG: MULTIAQUA | NA | NA | NA | NA | DNA | DNA | DNA | DNA | NA | NA | \Classifications\Building System Class\D30-HVAC Systems\D3040 - Distribution SYS\Fan Coil Unit - FCU | 1018632
19-Y5 | 19-Y5 Governor George Deukmejian Courthouse | 19-Y5-D3040-120-FCU08 | Basement Tele/data Room 0212 FCU08 | MULTIAQUA | R0504120202 | 60-CWA2-00 | OM00038233 | Y5-FCU02B | SB - Basement Tele/data Room 0668/0212 - [Y5-FCU02B] - TAG: 00038233, SN: R054120202 | NA | NA | NA | NA | DNA | DNA | DNA | DNA | NA | NA | \Classifications\Building System Class\D30-HVAC Systems\D3040 - Distribution SYS\Fan Coil Unit - FCU | 1018635
19-Y5 | 19-Y5 Governor George Deukmejian Courthouse | 19-Y5-D3040-120-FCU06 | Fan Coil Unit -Basement Tele Data Room | MULTIAQUA | R0920120212 | 60-CWA2-00 | OM00038244 | Y5-FCU01B | SB - Basement Tele/data Room 0634- [Y5-FCU01B]ASSET TAG: 00038244, SN: R0920120212, MODEL: 60-CWA2-00, MFG: MULTIAQUA | NA | NA | NA | NA | DNA | DNA | DNA | DNA | NA | NA | \Classifications\Building System Class\D30-HVAC Systems\D3040 - Distribution SYS\Fan Coil Unit - FCU | 1018633
19-Y5 | 19-Y5 Governor George Deukmejian Courthouse | 19-Y5-D3040-120-FCU07 | Basement Tele/data Room 0212, | MULTIAQUA | R0504120238 | 60-CWA2-00 | OM00038232 | Y5-FCU02A | SB - Basement Tele/data Room 0668/0212 - [Y5-FCU02A] ASSET TAG: 00038232, SN: R054120238, MODEL: 60-CWA2-00, MFG: MULTIAQUA | NA | NA | NA | NA | DNA | DNA | DNA | DNA | NA | NA | \Classifications\Building System Class\D30-HVAC Systems\D3040 - Distribution SYS\Fan Coil Unit - FCU | 1018634
19-Y5 | 19-Y5 Governor George Deukmejian Courthouse | 19-Y5-D3031-130-CLR01 | Chiller, Centrifugal | York | SDYM292650 | YKGEEXP9-ESG | OM00038191 | Y5-CH01 | SB - Chiller Room 0276 - [Y5-CH01] - SN SDYM292650, MODEL: YKGEEXP9-ESG, MFG: YORK | NA | NA | R-134a | NA | DNA | DNA | DNA | DNA | NA | NA | \Classifications\Building System Class\D30-HVAC Systems\D3030 - Cooling SYS\Chiller,Centrif.,Water Cooled - CLR | 1018636
19-Y5 | 19-Y5 Governor George Deukmejian Courthouse | 19-Y5-D3031-130-CLR02 | Chiller - Centrifugal | York | SDYM292820 | YKGEEXP9-ESG | OM00038192 | Y5-CH02 | SB - Chiller Room 0276 - [Y5-CH02] - SN: SDYM292820, MODEL: YKGEEXP9-ESG, MFG: YORK | NA | NA | R-134a | NA | DNA | DNA | DNA | DNA | NA | NA | \Classifications\Building System Class\D30-HVAC Systems\D3030 - Cooling SYS\Chiller,Centrif.,Water Cooled - CLR | 1018637
19-Y5 | 19-Y5 Governor George Deukmejian Courthouse | 19-Y5-D3031-130-CLR03 | Chiller, Centrifugal | YORK | SFYM325990 | YSDACAS3-CMES | OM00038193 | Y5-CH03 | SB - Chiller Room 0276 - [Y5-CH03] -SN: SFYM-325990, MODEL: YSDACAS3-CMES, MFG: YORK | NA | NA | R-134a | NA | DNA | DNA | DNA | DNA | NA | NA | \Classifications\Building System Class\D30-HVAC Systems\D3030 - Cooling SYS\Chiller,Centrif.,Water Cooled - CLR | 1018638
19-Y5 | 19-Y5 Governor George Deukmejian Courthouse | 19-Y5-D3031-100-PCH02 | Chilled Water Pump, Chiller Room | ARMSTRONG | C702260 | 4030-6X5X10 | OM00038189 | Y5-CHP/1-2 | SB - Chiller Room 0276 - [Y5-CHP/1-2] - SN: C702260, MODEL: 4030 6X5X10, MFG: ARMSTRONG | [10 empty] | \Classifications\Building System Class\D30-HVAC Systems\D3030 - Cooling SYS\Chilled Water Pump - PCH | 1018640
19-Y5 | 19-Y5 Governor George Deukmejian Courthouse | 19-Y5-D3031-100-PCH03 | Chilled Water Pump, | ARMSTRONG | C702258 | 4030 5X4X8 | OM00038190 | Y5-CHP/1-3 | SB - Chiller Room 0276 - [Y5-CHP/1-3] - SN: C702258, MODEL 4030 5X4X8, MFG: ARMSTRONG | NA | NA | NA | NA | DNA | DNA | DNA | DNA | NA | NA | \Classifications\Building System Class\D30-HVAC Systems\D3030 - Cooling SYS\Chilled Water Pump - PCH | 1018641
19-Y5 | 19-Y5 Governor George Deukmejian Courthouse | 19-Y5-D3031-100-PCH01 | Chilled Water Pump | ARMSTRONG | C702259 | 4030-6X5X10 | OM00038105 | Y5-CHP/1-1 | SB - Chiller Room 0276 - [Y5-CHP/1-1] -SN: C702259, MODEL: 4030-6X5X10, MFG: ARMSTRONG | NA | NA | NA | NA | DNA | DNA | DNA | DNA | NA | NA | \Classifications\Building System Class\D30-HVAC Systems\D3030 - Cooling SYS\Chilled Water Pump - PCH | 1018639
19-Y5 | 19-Y5 Governor George Deukmejian Courthouse | 19-Y5-D3031-100-PCH07 | Chilled Water Pump - PCH07 | ARMSTRONG | 1015705000 | 030180T3E286TC | OM00038020 | Y5-SCHWP01 | SB - Chiller Room 0276 - [Y5-SCHWP01] -ASSET TAG: 00038020 SN: 1015705000, MODEL: 030180T3E286TC, MFG: ARMSTRONG | NA | NA | NA | NA | DNA | DNA | DNA | DNA | NA | NA | \Classifications\Building System Class\D30-HVAC Systems\D3030 - Cooling SYS\Chilled Water Pump - PCH | 1018644
19-Y5 | 19-Y5 Governor George Deukmejian Courthouse | 19-Y5-D3031-100-PCH08 | Pump Chilled Water PCH08 | ARMSTRONG | 1015705003 | 030180T3E286TC | OM00038021 | Y5-SCHWP02 | SB - Chiller Room 0276 - [Y5-SCHWP02] -ASSET TAG: 00038021, SN: 1015705003, MODEL 030180T3E286TC, MFG: ARMSTONG | NA | NA | NA | NA | DNA | DNA | DNA | DNA | NA | NA | \Classifications\Building System Class\D30-HVAC Systems\D3030 - Cooling SYS\Chilled Water Pump - PCH | 1018645
19-Y5 | 19-Y5 Governor George Deukmejian Courthouse | 19-Y5-E1026-100-DLK01 | Detention Hardware & Locks South Bsmt | DNA | DNA | DNA | OM00038415 | Y5-DET901 | SB - Detention Hardware & Locks South Bsmt - [Y5-DET901] | NA | NA | NA | NA |  |  |  |  | NA | NA | \Classifications\Building System Class\E10-Equipment\E1020 - Institutional Equipment\Detention Hardware and Locks - DLK | 1018647
19-Y5 | 19-Y5 Governor George Deukmejian Courthouse | 19-Y5-E1026-100-DLK04 | Detention Hardware & Locks South Flr 3 | DNA | DNA | DNA | OM00038416 | Y5-DET904 | S3 - Detention Hardware & Locks South Flr 3 - [Y5-DET904] | NA | NA | NA | NA | NA | NA | NA | NA | NA | NA | \Classifications\Building System Class\E10-Equipment\E1020 - Institutional Equipment\Detention Hardware and Locks - DLK | 1018649
19-Y5 | 19-Y5 Governor George Deukmejian Courthouse | 19-Y5-E1026-100-DLK03 | Detention Hardware & Locks South Flr 2 | DNA | DNA | DNA | OM00038421 | Y5-DET903 | S2 - Detention Hardware & Locks South Flr 2 - [Y5-DET903] | NA | NA | NA | NA | NA | NA | NA | NA | NA | NA | \Classifications\Building System Class\E10-Equipment\E1020 - Institutional Equipment\Detention Hardware and Locks - DLK | 1018648
19-Y5 | 19-Y5 Governor George Deukmejian Courthouse | 19-Y5-E1026-100-DLK05 | Detention Hardware & Locks South Flr 4 | DNA | DNA | DNA | OM00038422 | Y5-DET905 | S4 - Detention Hardware & Locks South Flr 4 - [Y5-DET905] | NA | NA | NA | NA | NA | NA |  | NA | NA | NA | \Classifications\Building System Class\E10-Equipment\E1020 - Institutional Equipment\Detention Hardware and Locks - DLK | 1018650
19-Y5 | 19-Y5 Governor George Deukmejian Courthouse | 19-Y5-D3045-120-SDX03 | Fan Coil Unit, Elevator Machine Room 0980- SDX03 | CARRIER | 4511X91134 | 38HDR048-3 | OM00038206 | Y5-SDX/EL10A | SB - Elevator Machine Room 0980 - [Y5-SDX/EL10A] - SN 4511X91134, TAG:OM00038206 | NA | NA | NA | NA |  |  |  |  | NA | NA | \Classifications\Building System Class\D30-HVAC Systems\D3040 - Distribution SYS\SDX Fan Coil - SDX | 1018651
19-Y5 | 19-Y5 Governor George Deukmejian Courthouse | 19-Y5-D3045-120-SDX05 | Fan coil unit IDF Room 2089 SDX05 | DNA | DNA | DNA | OM00038374 | Y5-SDX/B2-2A | SOUTH BASEMENT- IDF ROOM 2066 [Y5-SDX/B2-2A] TAG: OM00038374, SN: WIG2973495 | NA | NA | NA | NA | DNA | DNA | DNA | DNA | NA | NA | \Classifications\Building System Class\D30-HVAC Systems\D3040 - Distribution SYS\SDX Fan Coil - SDX | 1018653
19-Y5 | 19-Y5 Governor George Deukmejian Courthouse | 19-Y5-D3045-120-SDX06 | Fan coil unit IDF Room 2009 - SDX06 | DNA | WIG2973519 | MA20DN41H | OM00038379 | Y5-SDX/C2-1A | NORTH 2ND FLOOR - IDF ROOM 2086 [Y5-SDX/C2-1A] TAG: 00038379 SN: WIG2973519 | NA | NA | NA | NA | DNA | DNA | DNA | DNA | NA | NA | \Classifications\Building System Class\D30-HVAC Systems\D3040 - Distribution SYS\SDX Fan Coil - SDX | 1018654
19-Y5 | 19-Y5 Governor George Deukmejian Courthouse | 19-Y5-D3045-120-SDX04 | Fan coil unit IDF Room 2089 | DNA | DNA | DNA | OM00038373 | Y5-SDX/B2-1A | SOUTH BASEMENT- IDF ROOM 2066 [Y5-SDX/B2-1A] TAG: OM0003837 | NA | NA | NA | NA | DNA | DNA | DNA | DNA | NA | NA | \Classifications\Building System Class\D30-HVAC Systems\D3040 - Distribution SYS\SDX Fan Coil - SDX | 1018652
19-Y5 | 19-Y5 Governor George Deukmejian Courthouse | 19-Y5-D3045-120-SDX07 | Fan coil unit IDF Room 2nd Floor, OPEN SPACE IN FRONT OF ROOM 2032 SDX07 | DNA | WIG2973516 | MA20DN41H | OM00038380 | Y5-SDX/C2-2A | NORTH 2ND FLOOR - IDF ROOM 2086 [Y5-SDX/C2-2A] TAG: 00038380 SN: WIG2973516 | NA | NA | NA | NA | DNA | DNA | DNA | DNA | NA | NA | \Classifications\Building System Class\D30-HVAC Systems\D3040 - Distribution SYS\SDX Fan Coil - SDX | 1018655
19-Y5 | 19-Y5 Governor George Deukmejian Courthouse | 19-Y5-D3045-120-SDX08 | Fan coil unit WEST BUILDING 2ND FLOOR, CUBICLE 2-45 SDX08 | DNA | WIG2973493 | MA20DN41H | OM00038381 | Y5-SDX/D2-1A | WB - Fan coil unit IDF Room 2nd Floor - [Y5-SDX/D2-1A] - CUBICLE 2-45 TAG: 00038381, SN: WIG2973493 | NA | NA | NA | NA | DNA | DNA | DNA | DNA | NA | NA | \Classifications\Building System Class\D30-HVAC Systems\D3040 - Distribution SYS\SDX Fan Coil - SDX | 1018656
19-Y5 | 19-Y5 Governor George Deukmejian Courthouse | 19-Y5-D3045-120-SDX09 | Fan coil unit WEST BUILDING 2ND FLOOR, CUBICLE 2-45 - SDX09 | DNA | WIG2973496 | MA20DN41H | OM00038382 | Y5-SDX/D2-2A | WB - Fan coil unit IDF Room 2nd Floor, CUBICLE 2-45- [Y5-SDX/D2-2A] TAG: OM00038382, SN: WIG2973496 | NA | DNA | DNA | NA | DNA | DNA | DNA | DNA | NA | NA | \Classifications\Building System Class\D30-HVAC Systems\D3040 - Distribution SYS\SDX Fan Coil - SDX | 1018657
19-Y5 | 19-Y5 Governor George Deukmejian Courthouse | 19-Y5-D3045-120-SDX10 | Fan coil unit IDF NORTH BUILDING, Room 3090 - SDX10 | DNA | WIG2973492 | MA20DN41H | OM00038376 | Y5-SDX/C3-1A | NORTH 3RD FLOOR - FANCOIL UNIT IDF ROOM [Y5-SDX/C3-1A], TAG OM00038376, MFG: MA20DN41H, SN: WIG2973492 | NA | NA | NA | NA | DNA | DNA | DNA | DNA | NA | NA | \Classifications\Building System Class\D30-HVAC Systems\D3040 - Distribution SYS\SDX Fan Coil - SDX | 1018660
19-Y5 | 19-Y5 Governor George Deukmejian Courthouse | 19-Y5-D3045-120-SDX11 | Fan coil unit IDF NORTH BUILDING, Room 3498 - SDX11 | DNA | WIG2973489 | MA20DN41H | OM00038375 | Y5-SDX/C3-2A | NORTH 3RD FLOOR - FANCOIL UNIT IDF ROOM [Y5-SDX/C3-2A], TAG OM00038375, MFG: MA20DN41H, SN: WIG2973489 | NA | NA | NA | NA | DNA | DNA | DNA | DNA | NA | NA | \Classifications\Building System Class\D30-HVAC Systems\D3040 - Distribution SYS\SDX Fan Coil - SDX | 1018661
19-Y5 | 19-Y5 Governor George Deukmejian Courthouse | 19-Y5-D3045-120-SDX12 | Fan coil unit IDF SOUTH BUILDING Room 4000, 4th Floor SDX12 | DNA | WIG2973494 | MA20DN41H | OM00038377 | Y5-SDX/B4-1A | SB - Fan coil unit IDF Room 4th Floor - [Y5-SDX/B4-1A] - TAG: 00038377, SN: WIG2973494 | NA | NA | NA | NA | DNA | DNA | DNA | DNA | NA | NA | \Classifications\Building System Class\D30-HVAC Systems\D3040 - Distribution SYS\SDX Fan Coil - SDX | 1018662
19-Y5 | 19-Y5 Governor George Deukmejian Courthouse | 19-Y5-D3045-120-SDX13 | Fan coil unit IDF SOUTH BUILDING, Room 4000 - SDX13 | DNA | WIG2973497 | MA20DN41H | OM00038378 | Y5-SDX/B4-2A | SB - Fan coil unit IDF Room 4th Floor - [Y5-SDX/B4-2A] - TAG: 00038378, SN: WIG2973497 | NA | NA | NA | NA | DNA | DNA | DNA | DNA | NA | NA | \Classifications\Building System Class\D30-HVAC Systems\D3040 - Distribution SYS\SDX Fan Coil - SDX | 1018663
19-Y5 | 19-Y5 Governor George Deukmejian Courthouse | 19-Y5-D3045-120-SDX14 | Fan coil unit MDF Room Basement SDX14 | York | NIG2969886 | ND180C00D6AAA2A | OM00038199 | Y5-SDX/B1A | SB - Fan coil unit MDF Room Basement - [Y5-SDX/B1A] - TAG: OM00038199, SN: NIG2969886 | NA | NA | NA | NA | DNA | DNA | DNA | DNA | NA | NA | \Classifications\Building System Class\D30-HVAC Systems\D3040 - Distribution SYS\SDX Fan Coil - SDX | 1018664
19-Y5 | 19-Y5 Governor George Deukmejian Courthouse | 19-Y5-D3045-120-SDX15 | Fan coil unit MDF Room Basement SDX15 | York | NIG2969887 | ND180C00D6AAA2A | OM00038198 | Y5-SDX/B2A | SB - Fan coil unit MDF Room Basement - [Y5-SDX/B2A] - TAG: OM00038198, SN: NIG2969887 | NA | NA | NA | NA | DNA | DNA | DNA | DNA | NA | NA | \Classifications\Building System Class\D30-HVAC Systems\D3040 - Distribution SYS\SDX Fan Coil - SDX | 1018665
19-Y5 | 19-Y5 Governor George Deukmejian Courthouse | 19-Y5-D4010-150-FMS01 | Fire Riser system FMS01 | DNA | DNA | DNA | OM00038246 | Y5-FRSR | SB - Fire Riser system , FIRE PUMP ROOM 0270- [Y5-FRSR] | NA | NA | NA | NA | NA | NA | NA | NA | NA | NA | \Classifications\Building System Class\D40-Fire Protection SYS\D4010 - Sprinkler SYS\Fire Systems, stand pipes - FMS | 1018666
19-Y5 | 19-Y5 Governor George Deukmejian Courthouse | 19-Y5-D4010-150-FMS02 | Fire Sprinkler system, FIRE PUMP ROOM 0270 FMS02 | DNA |  | DNA | OM00038247 | Y5-FSPRK | SB - Fire Sprinkler system, FIRE PUMP ROOM 0270 - [Y5-FSPRK] - TAG: 00038247 | NA | NA | NA | NA | NA | NA | NA | NA | NA | NA | \Classifications\Building System Class\D40-Fire Protection SYS\D4010 - Sprinkler SYS\Fire Systems, stand pipes - FMS | 1018667
19-Y5 | 19-Y5 Governor George Deukmejian Courthouse | 19-Y5-D4010-150-FMS03 | Fire Standpipe system, Wet Pipes FIRE PUMP ROOM 0270 FMS03 | DNA | DNA | DNA | OM00038248 | Y5-FSTP | SB - Fire Standpipe system, FIRE PUMP ROOM 0270 - [Y5-FSTP] TAG:OM00038248 | NA | NA | NA | NA | NA | NA | NA | NA | NA | NA | \Classifications\Building System Class\D40-Fire Protection SYS\D4010 - Sprinkler SYS\Fire Systems, stand pipes - FMS | 1018668
19-Y5 | 19-Y5 Governor George Deukmejian Courthouse | 19-Y5-D3068-100-BAS01 | Metasys BAS System MDF ROOM 0476 BAS01 | DNA | DNA | DNA | OM00038228 | Y5-EMS | SB - Metasys BAS System MDF ROOM 0476 - [Y5-EMS] TAG: 00038228 | NA | NA | NA | NA | DNA | DNA | DNA | DNA | NA | NA | \Classifications\Building System Class\D30-HVAC Systems\D3060 - Control & Inst Air\Building Automation System - BAS | 1018669
19-Y5 | 19-Y5 Governor George Deukmejian Courthouse | 19-Y5-D3050-260-WAL01 | North Building Roof, Elevator Mach. Rm 5390 WAL01 | MARVAIR | GB-F128608-0-1 | ABPA30ACD000CKU-100 | OM00038227 | Y5-WALL/EL3 | SB - North Building Roof, Elevator Mach. Rm 5390 - [Y5-WALL/EL3, TAG: 00038227, SN: GB-F128608-0-1 | NA | NA | NA | NA | DNA | DNA | DNA | DNA | NA | NA | \Classifications\Building System Class\D30-HVAC Systems\D3050 - Package SYS\Wall Air Conditioner - WAL | 1018670
19-Y5 | 19-Y5 Governor George Deukmejian Courthouse | 19-Y5-D3042-220-EFN32 | Exhaust fan 5th Floor EFN32 | GREENHECK | 12824473 | CSP-A1410 | OM00038223 | Y5-EF/E01 | SROOF, EXHAUST FAN 5TH FLOOR ELEC RM, ROOM 5267, ASSET TAG: 00038223, SN: 12824473, [Y5-EF/E01] | NA | NA | NA | NA | DNA | DNA | DNA | DNA | NA | NA | \Classifications\Building System Class\D30-HVAC Systems\D3040 - Distribution SYS\Supply/Exhaust/Return fans- FAN | 1018671
19-Y5 | 19-Y5 Governor George Deukmejian Courthouse | 19-Y5-D3042-220-EFN33 | Exhaust fan 5th Floor - EFN33 | GREENHECK | 12824472 | CSP-A1410 | OM00038224 | Y5-EF/E02 | SROOF, EXHAUST FAN 5TH FLOOR ELEC RM, ROOM 5667, ASSET TAG: 00038224, SN: 12824472, [Y5-EF/E02] | NA | NA | NA | NA | DNA | DNA | DNA | DNA | NA | NA | \Classifications\Building System Class\D30-HVAC Systems\D3040 - Distribution SYS\Supply/Exhaust/Return fans- FAN | 1018672
19-Y5 | 19-Y5 Governor George Deukmejian Courthouse | 19-Y5-D3050-260-WAL02 | Penthouse 1 Elevator Machine Room - WAL02 | MARVAIR | EB-F1127998-5.0 | DNA | OM00038008 | Y5-WALL/01-1 | NORTH ROOF - PENTHOUSE 1 ELEVATOR MACHINE ROOM - [Y5-WALL/01-1] TAG: 00038008, SN: EB-F1127998-5.0 | NA | NA | NA | NA | DNA | DNA | DNA | DNA | NA | NA | \Classifications\Building System Class\D30-HVAC Systems\D3050 - Package SYS\Wall Air Conditioner - WAL | 1018673
19-Y5 | 19-Y5 Governor George Deukmejian Courthouse | 19-Y5-D3050-260-WAL03 | Penthouse 1 Elevator Machine Room WAL03 | MARVAIR | EB-F127998-0.1 | DNA | OM00038009 | Y5-WALL/01-2 | NORTH ROOF - PENTHOUSE 1 ELEVATOR MACHINE ROOM - [Y5-WALL/01-2] TAG: 00038009, SN: EB-F127998-0-1 | NA | NA | NA | NA | DNA | DNA | DNA | DNA | NA | NA | \Classifications\Building System Class\D30-HVAC Systems\D3050 - Package SYS\Wall Air Conditioner - WAL | 1018674
19-Y5 | 19-Y5 Governor George Deukmejian Courthouse | 19-Y5-D3050-260-WAL04 | Penthouse 2 Elevator Machine Room WAL04 | MARVAIR | DNA | DNA | OM00038149 | Y5-WALL/02-1 | SROOF - Penthouse 2 Elevator Machine Room 6602- [Y5-WALL/02-1] TAG:OM00038149 | NA | NA | NA | NA | DNA | DNA | DNA | DNA | NA | NA | \Classifications\Building System Class\D30-HVAC Systems\D3050 - Package SYS\Wall Air Conditioner - WAL | 1018675
19-Y5 | 19-Y5 Governor George Deukmejian Courthouse | 19-Y5-D3050-260-WAL05 | Penthouse 2 Elevator Machine Room WAL05 | MARVAIR |  |  | OM00038150 | Y5-WALL/02-2 | SROOF - Penthouse 2 Elevator Machine Room 6602- [Y5-WALL/02-1] | NA | NA | NA | NA | DNA | DNA | DNA | DNA | NA | NA | \Classifications\Building System Class\D30-HVAC Systems\D3050 - Package SYS\Wall Air Conditioner - WAL | 1018676
19-Y5 | 19-Y5 Governor George Deukmejian Courthouse | 19-Y5-D3050-260-WAL06 | Penthouse 3 Elevator Machine Room WAL06 | MARVAIR | DNA | DNA | OM00038151 | Y5-WALL/03-1 | NORTH ROOF - PENTHOUSE 3 ELEVATOR MACHINE ROOM6402 - [Y5-WALL/03-1] - TAG: OM00038151 | NA | NA | NA | NA | DNA | DNA | DNA | DNA | NA | NA | \Classifications\Building System Class\D30-HVAC Systems\D3050 - Package SYS\Wall Air Conditioner - WAL | 1018677
19-Y5 | 19-Y5 Governor George Deukmejian Courthouse | 19-Y5-D3050-260-WAL09 | Penthouse 4 Elevator Machine Room | MARVAIR | DNA | DNA | OM00038154 | Y5-WALL/04-2 | NORTH ROOF - PENTHOUSE 4 ELEVATOR MACHINE ROOM 6202-[Y5-WALL/04-02], TAG: OM00038154 | NA | NA | NA | NA | DNA | DNA | DNA | DNA | NA | NA | \Classifications\Building System Class\D30-HVAC Systems\D3050 - Package SYS\Wall Air Conditioner - WAL | 1018680
19-Y5 | 19-Y5 Governor George Deukmejian Courthouse | 19-Y5-D3050-260-WAL10 | Penthouse 5 Elevator Machine Room | MARVAIR |  |  | OM00038155 | Y5-WALL/05-1 | SROOF - Penthouse 5 Elevator Machine Room 6002 - [Y5-WALL/05-1] - TAG:OM00038155 | NA | NA | NA | NA | DNA | DNA | DNA | DNA | NA | NA | \Classifications\Building System Class\D30-HVAC Systems\D3050 - Package SYS\Wall Air Conditioner - WAL | 1018681
19-Y5 | 19-Y5 Governor George Deukmejian Courthouse | 19-Y5-D3050-260-WAL07 | Penthouse 3 Elevator Machine Room WAL07 | MARVAIR | DNA | DNA | OM00038152 | Y5-WALL/03-2 | NORTH ROOF - PENTHOUSE 3 ELEVATOR MACHINE ROOM6402 - [Y5-WALL/03-2] - TAG: 00038152 | NA | NA | NA | NA | DNA | DNA | DNA | DNA | NA | NA | \Classifications\Building System Class\D30-HVAC Systems\D3050 - Package SYS\Wall Air Conditioner - WAL | 1018678
19-Y5 | 19-Y5 Governor George Deukmejian Courthouse | 19-Y5-D3050-260-WAL08 | Penthouse 4 Elevator Machine Room | MARVAIR | DNA | DNA | OM00038153 | Y5-WALL/04-1 | SROOF - Penthouse 4 Elevator Machine Room 6202- [Y5-WALL/04-1] - TAG:OM00038153 | NA | NA | NA | NA | DNA | DNA | DNA | DNA | NA | NA | \Classifications\Building System Class\D30-HVAC Systems\D3050 - Package SYS\Wall Air Conditioner - WAL | 1018679
19-Y5 | 19-Y5 Governor George Deukmejian Courthouse | 19-Y5-D3050-260-WAL11 | Penthouse 5 Elevator Machine Room WAL11 | MARVAIR | DNA | DNA | OM00038156 | Y5-WALL/05-2 | SROOF - Penthouse 5 Elevator Machine Room 6002- [Y5-WALL/05-2] - TAG:OM00038156 | NA | NA | NA | NA | DNA | DNA | DNA | DNA | NA | NA | \Classifications\Building System Class\D30-HVAC Systems\D3050 - Package SYS\Wall Air Conditioner - WAL | 1018682
19-Y5 | 19-Y5 Governor George Deukmejian Courthouse | 19-Y5-D3041-230-RFN04 | Return fan North Mechanical PH2, Room 6601 RFN04 | GREENHECK | 12829297 1205 | QEI-33-1-150-x | OM00038173 | Y5-RF/02-02 | SROOF - Return fan North Mechanical PH2 - [Y5-RF/02-02] TAG: OM 00038173 SN 12829297 | NA | NA | NA | NA | DNA | DNA | DNA | DNA | NA | NA | \Classifications\Building System Class\D30-HVAC Systems\D3040 - Distribution SYS\Supply/Exhaust/Return fans- FAN | 1018684
19-Y5 | 19-Y5 Governor George Deukmejian Courthouse | 19-Y5-D3041-230-RFN07 | Return fan North Mechanical PH4, Room 6201 RFN07 | GREENHECK | 12829300 1205 | QEI-33-I-150-X | OM00038177 | Y5-RF/04-02 | SROOF - Return fan North Mechanical PH4 - [Y5-RF/04-02] TAG:OM00038177, SN:12829300 1205 | NA | NA | NA | NA | DNA | DNA | DNA | DNA | NA | NA | \Classifications\Building System Class\D30-HVAC Systems\D3040 - Distribution SYS\Supply/Exhaust/Return fans- FAN | 1018685
19-Y5 | 19-Y5 Governor George Deukmejian Courthouse | 19-Y5-D3041-230-RFN09 | Return fan North Mechanical PH5 (2 men req'd) | GREENHECK | 12829802 1205 | QEI-27-I-160-X | OM00038179 | Y5-RF/05-02 | SROOF - Return fan North Mechanical PH5 (2 men req'd) - [Y5-RF/05-02] | NA | NA | NA | NA | DNA | DNA | DNA | DNA | NA | NA | \Classifications\Building System Class\D30-HVAC Systems\D3040 - Distribution SYS\Supply/Exhaust/Return fans- FAN | 1018686
19-Y5 | 19-Y5 Governor George Deukmejian Courthouse | 19-Y5-D3041-230-RFN05 | Return fan South Mechanical PH3 RFN05 | GREENHECK | 12829298 1205 | QEI-27-I-100-X | OM00038172 | Y5-RF/03 | SROOF - Return fan South Mechanical PH3 - [Y5-RF/03] TAG:OM00038172, SN:12829298 1205 | NA | NA | NA | NA | DNA | DNA | DNA | DNA | NA | NA | \Classifications\Building System Class\D30-HVAC Systems\D3040 - Distribution SYS\Supply/Exhaust/Return fans- FAN | 1018688
19-Y5 | 19-Y5 Governor George Deukmejian Courthouse | 19-Y5-D3041-230-RFN03 | Return fan South Mechanical PH2, | GREENHECK | 12829296 1205 | QEI-27-1-100-x | OM00038174 | Y5-RF/02-01 | SROOF - Return fan South Mechanical PH2 - [Y5-RF/02-01] SN 12829296 1205, MODEL; QEI-27-1-100-X, MFG: GREENHECK | NA | NA | NA | NA | DNA | DNA | DNA | DNA | NA | NA | \Classifications\Building System Class\D30-HVAC Systems\D3040 - Distribution SYS\Supply/Exhaust/Return fans- FAN | 1018687
19-Y5 | 19-Y5 Governor George Deukmejian Courthouse | 19-Y5-D3041-230-RFN08 | Return fan South Mechanical PH5 RFN08 | GREENHECK | 12829301 1205 | QEI-27-I-100-X | OM00038178 | Y5-RF/05-01 | SROOF - Return fan South Mechanical PH5 - [Y5-RF/05-01] TAG:OM00038178, SN:12829301 1205 | NA | NA | NA | NA | DNA | DNA | DNA | DNA | NA | NA | \Classifications\Building System Class\D30-HVAC Systems\D3040 - Distribution SYS\Supply/Exhaust/Return fans- FAN | 1018690
19-Y5 | 19-Y5 Governor George Deukmejian Courthouse | 19-Y5-D3041-230-RFN06 | Return fan South Mechanical PH4 RFN06 | GREENHECK | 12829299 1205 | QEI-27-1-150-x | OM00038176 | Y5-RF/04-01 | SROOF - Return fan South Mechanical PH4 - [Y5-RF/04-01] TAG:OM00038176, SN:12829299 1205 | NA | NA | NA | NA | DNA | DNA | DNA | DNA | NA | NA | \Classifications\Building System Class\D30-HVAC Systems\D3040 - Distribution SYS\Supply/Exhaust/Return fans- FAN | 1018689
19-Y5 | 19-Y5 Governor George Deukmejian Courthouse | 19-Y5-D3050-260-WAL12 | South roof 6 pack elev. MR WAL12 | MARV AIR | EB-F127998-0-9 | AVPA48ACD000CKU-100 | OM00038235 | Y5-WALL/EL1A | SROOF - South roof 6 pack elev. MR - [Y5-WALL/EL1A] -SN: EB-F127998-0-9 | NA | NA | NA | NA | DNA | DNA | DNA | DNA | NA | NA | \Classifications\Building System Class\D30-HVAC Systems\D3050 - Package SYS\Wall Air Conditioner - WAL | 1018691
19-Y5 | 19-Y5 Governor George Deukmejian Courthouse | 19-Y5-D3041-170-SPF03 | Stairwell pressuration South roof SPF03 | GREENHECK | 12824560 1205 | SHB-218-60-CH-TH-F | OM00038180 | Y5-SPF/06-03 | SROOF - Stairwell pressuration South roof (By PH5) - [Y5-SPF/06-03]SN: 12824560 1205, MODEL: SHB-218-60-CH-TH-F, MFG: GREENHECK | NA | NA | NA | NA | DNA | DNA | DNA | DNA | NA | NA | \Classifications\Building System Class\D30-HVAC Systems\D3040 - Distribution SYS\Stairwell Pressurization Fan - SPF | 1018693
19-Y5 | 19-Y5 Governor George Deukmejian Courthouse | 19-Y5-D3050-260-WAL13 | South roof 6 pack elev. MR - WAL13 | MARV AIR | EB-F127998-0-9 | AVPA48ACD000CKU-100 | OM00038236 | Y5-WALL/EL1B | SROOF - South roof 6 pack elev. MR - [Y5-WALL/EL1B] -TAG: 00038236, SN: EB-F127998-0-3 | NA | NA | NA | NA | DNA | DNA | DNA | DNA | NA | NA | \Classifications\Building System Class\D30-HVAC Systems\D3050 - Package SYS\Wall Air Conditioner - WAL | 1018692
19-Y5 | 19-Y5 Governor George Deukmejian Courthouse | 19-Y5-D3041-170-SPF04 | Stairwell pressuration South roof | GREENHECK | 12824569 1205 | SWB-218-50-CW-TH-F | OM00038181 | Y5-SPF/06-04 | SROOF - Stairwell pressuration South roof - [Y5-SPF/06-04 ]SN: 12824569 1205, MODEL: SWB-218-50-CW-TH-F, MFG: GREENHECK | NA | NA | NA | NA | DNA | DNA | DNA | DNA | NA | NA | \Classifications\Building System Class\D30-HVAC Systems\D3040 - Distribution SYS\Stairwell Pressurization Fan - SPF | 1018694
19-Y5 | 19-Y5 Governor George Deukmejian Courthouse | 19-Y5-D3041-170-SPF05 | Stairwell pressuration South roof SPF05 | GREENHECK | 12824570 1205 | SWB-218-50-CW-TH-F | OM00038175 | Y5-SPF/06-05 | SROOF - Stairwell pressuration South roof - [Y5-SPF/06-05] TAG:OM00038175 SN: 12824570 1205 | NA | NA | NA | NA | DNA | DNA | DNA | DNA | NA | NA | \Classifications\Building System Class\D30-HVAC Systems\D3040 - Distribution SYS\Stairwell Pressurization Fan - SPF | 1018695
19-Y5 | 19-Y5 Governor George Deukmejian Courthouse | 19-Y5-D3041-170-SPF06 | Stairwell pressuration South roof, | GREENHECK | 12824653 1205 | SWB-327-75-CW-TH-F | OM00038006 | Y5-SPF/06-06 | SROOF - Stairwell pressuration South roof - [Y5-SPF/06-06] -SN 12824653 1205, MODEL: SWB-327-75-CW-TH-F, MFG: GREENHECK | DNA | NA | NA | NA | DNA | DNA | DNA | DNA | NA | NA | \Classifications\Building System Class\D30-HVAC Systems\D3040 - Distribution SYS\Stairwell Pressurization Fan - SPF | 1018711
19-Y5 | 19-Y5 Governor George Deukmejian Courthouse | 19-Y5-D3041-210-SFN02 | Supply fan Vestibule SFN | GREENHECK | 12824475 1205 | CSP-B150 | OM00038182 | Y5-SF/B-02 | SB - Supply fan Vestibule 0475 - [Y5-SF/B-02] -, SN: 12824475, MODEL: CSP-B150, MFG: GREENHECK | DNA | NA | NA | NA | DNA | DNA | DNA | DNA | NA | NA | \Classifications\Building System Class\D30-HVAC Systems\D3040 - Distribution SYS\Supply/Exhaust/Return fans- FAN | 1018712
19-Y5 | 19-Y5 Governor George Deukmejian Courthouse | 19-Y5-D3041-210-SFN01 | Supply fan, Chiller Room SFN01 | GREENHECK | 12829303 1205 | QEI-16-I-30-X | OM00038183 | Y5-SF/B-01 | SB - Supply fan, Chiller Room 0276 - [Y5-SF/B-01] -SN: 12829303 1205, MODEL: QEI-16-1-30-X, MFG: GREENHECK | DNA | NA | NA | NA | DNA | DNA | DNA | DNA | NA | NA | \Classifications\Building System Class\D30-HVAC Systems\D3040 - Distribution SYS\Supply/Exhaust/Return fans- FAN | 1018713
19-Y5 | 19-Y5 Governor George Deukmejian Courthouse | 19-Y5-D2023-100-BFP01 | Backflow-Exterior by Loading Doc- Size 1.5" BFP01 | FEBCO | J021713 | 825Y 1.5" | OM00038186 | Y5-BFP/01 | N1 - EXTERIOR BY LOADING DOC [Y5-BFP/01]- TAG: OM00038186, SN: J021713, MODEL: 825Y 1.5", MFG: FEBCO 1.5" | NA | NA | NA | NA | NA | NA | NA | NA | NA | NA | \Classifications\Building System Class\D20-Plumbing\D2020 - Domestic Water\Backflow Preventer - BFP | 1018714
19-Y5 | 19-Y5 Governor George Deukmejian Courthouse | 19-Y5-D2023-100-BFP02 | Backflow-Basement, Boiler Room - Size 2" BFP02 | WATTS | 005328 | LF009M2QT 2" | OM00038187 | Y5-BFP/02 | SB - BOILER ROOM # 485 - [Y5-BFP/02] -TAG: OM00038187, SN: 005328, MODEL: LF009M2QT, MFG: WATTS 2" | NA | NA | NA | NA | NA | NA | NA | NA | NA | NA | \Classifications\Building System Class\D20-Plumbing\D2020 - Domestic Water\Backflow Preventer - BFP | 1018715
19-Y5 | 19-Y5 Governor George Deukmejian Courthouse | 19-Y5-D2023-100-BFP03 | Backflow-Basement, Chiller Room Size 2" BFP03 | WATTS | 006436 | LF009M2QT 2" | OM00038188 | Y5-BFP/03 | SB - CHILLER ROOM # 276 [Y5-BFP/03] - TAG:OM00038188, SN:006436, WATTS 2" | NA | NA | NA | NA | NA | NA | NA | NA | NA | NA | \Classifications\Building System Class\D20-Plumbing\D2020 - Domestic Water\Backflow Preventer - BFP | 1018716
19-Y5 | 19-Y5 Governor George Deukmejian Courthouse | 19-Y5-D2023-100-BFP05 | Backflow-Roof Cooling Towers - Size 2" BFP05 | WATTS | 005335 | LF009M2QT | OM00038195 | Y5-BFP/05 | ROOF - COOLING TOWER -[Y5-BFP/05] - TAG:OM00038195, SN: 005335, MODEL: LF009M2QT, MFG: WATTS 2" | NA | NA | NA | NA | NA | NA |  | NA |  | NA | \Classifications\Building System Class\D20-Plumbing\D2020 - Domestic Water\Backflow Preventer - BFP | 1018718
19-Y5 | 19-Y5 Governor George Deukmejian Courthouse | 19-Y5-D2023-100-BFP04 | Backflow-5th Floor Judges Balcony (Planter) - Size 1" BFP04 | FEBCO | J077597 | 825Y 1" | OM00038194 | Y5-BFP/04 | S5 - JUDGES BALCONY (PLANTER) -[Y5-BFP/04 ] TAG:OM00038194 SN: J077597, MODEL: 825Y, MFG: FEBCO 1" | NA | NA | NA | NA | NA | NA | NA | NA | NA | NA | \Classifications\Building System Class\D20-Plumbing\D2020 - Domestic Water\Backflow Preventer - BFP | 1018717
19-Y5 | 19-Y5 Governor George Deukmejian Courthouse | 19-Y5-D2023-100-BFP06 | Backflow-Balcony Planter - BFP06 | FEBCO | J083777 | 825Y | OM00038196 | Y5-BFP/06 | N4 - JURY ASSEMBLY BALCONY (PLANTER)- [Y5-BFP/06] TAG:OM00038196 SN: J083777, MODEL: 825Y, MFG: FEBCO | NA | NA | NA | NA | NA | NA | NA | NA | NA | NA | \Classifications\Building System Class\D20-Plumbing\D2020 - Domestic Water\Backflow Preventer - BFP | 1018719
19-Y5 | 19-Y5 Governor George Deukmejian Courthouse | 19-Y5-B2034-400-DOH03 | Rollup door for Judges parking |  |  |  | OM00038130 | Y5-GAR01 | [11 empty] | \Classifications\Building System Class\B20-General Building Exterior\B2030 - Exterior Doors\Door,Overhead-Shutter,Manual,Elec,Roll-up - DOH | 1018766
19-Y5 | 19-Y5 Governor George Deukmejian Courthouse | 19-Y5-D3041-170-SPF01 | Stairwell pressuration North roof SPF01 | GREENHECK | 12824565 |  | OM00038184 | Y5-SPF/06-01 | [11 empty] | \Classifications\Building System Class\D30-HVAC Systems\D3040 - Distribution SYS\Stairwell Pressurization Fan - SPF | 1018767
19-Y5 | 19-Y5 Governor George Deukmejian Courthouse | 19-Y5-D3041-170-SPF07 | Stairwell pressuration fan Atrium Roof MER SPF07 | GREENHECK | 12834057 1205 | AX1605350818HTUL | OM00038241 | Y5-SPF/06-07 | SROOF - Stairwell pressuration fan Atrium Roof MER - [Y5-SPF/06-07] - TAG: 0038241, SN:12834057 1205 | [10 empty] | \Classifications\Building System Class\D30-HVAC Systems\D3040 - Distribution SYS\Stairwell Pressurization Fan - SPF | 1018769
19-Y5 | 19-Y5 Governor George Deukmejian Courthouse | 19-Y5-D3041-170-SPF02 | Stairwell pressuration North roof SPF02 | GREENHECK | 12824567 |  | OM00038185 | Y5-SPF/06-02 | [11 empty] | \Classifications\Building System Class\D30-HVAC Systems\D3040 - Distribution SYS\Stairwell Pressurization Fan - SPF | 1018768
19-Y5 | 19-Y5 Governor George Deukmejian Courthouse | 19-Y5-D3041-170-SPF09 | Stairwell pressuration fan Atrium roof SPF09 | GREENHECK | 12834056 1205 | AX1034000622HTUL | OM00038240 | Y5-SPF/06-09 | SROOF - Stairwell pressuration fan Atrium roof - [Y5-SPF/06-09] - TAG:00038240, SN 12834056 1205 | [10 empty] | \Classifications\Building System Class\D30-HVAC Systems\D3040 - Distribution SYS\Stairwell Pressurization Fan - SPF | 1018770
19-Y5 | 19-Y5 Governor George Deukmejian Courthouse | 19-Y5-D5037-710-FAP02 | Fire Alarm System FAP02 | DNA | DNA | DNA | OM00038133 | Y5-FAS | DNA | NA | NA | NA | NA | DNA | DNA | DNA | DNA | NA | NA | \Classifications\Building System Class\D50-Electrical SYS\D5030 - Comm & Security\Fire Alarm Panel - FAP | 1018772
19-Y5 | 19-Y5 Governor George Deukmejian Courthouse | 19-Y5-D3031-100-PCH09 | Pump Chiller Room PCH09 | DNA | DNA | DNA | OM00038427 | Y5-SCHWP03 | South Basement - 0276 Pump Chiller Room - Y5-SCHWP03 | [10 empty] | \Classifications\Building System Class\D30-HVAC Systems\D3030 - Cooling SYS\Chilled Water Pump - PCH | 1018773
19-Y5 | 19-Y5 Governor George Deukmejian Courthouse | 19-Y5-D3040-120-FCU39 | FAN COIL UNIT E-1 FCU39 | MULTIAQUA | WQWHC3612010370 | MHWW | OM00038365 | Y5-FCU/E-1 | BASEMENT ELEC. ROOM 665 [Y5-FCU/E-1] TAG:OM00038365 | NA | NA | NA | NA | DNA | DNA | DNA | DNA | NA | NA | \Classifications\Building System Class\D30-HVAC Systems\D3040 - Distribution SYS\Fan Coil Unit - FCU | 1018783
19-Y5 | 19-Y5 Governor George Deukmejian Courthouse | 19-Y5-D3040-120-FCU40 | FAN COIL UNIT E-3 FCU40 | MULTIAQUA | WQWHC3612010329 | MHWW | OM00038364 | Y5-FCU/E-3 | BASEMENT ELEC. ROOM 290 [Y5-FCU/E-3] - TAG:OM00038364 ,SN: WQWHC3612010329 | NA | NA | NA | NA | DNA | DNA | DNA | DNA | NA | NA | \Classifications\Building System Class\D30-HVAC Systems\D3040 - Distribution SYS\Fan Coil Unit - FCU | 1018784
19-Y5 | 19-Y5 Governor George Deukmejian Courthouse | 19-Y5-D3040-120-FCU41 | FAN COIL UNIT IT 5A, NORTH BUILDING 1ST FLOOR, IT ROOM FCU41 | MULTIAQUA | CFFW12G200126 | CFFWA-20-1-U | OM00038266 | Y5-FCU05A | NORTH BUILDING 1ST FLOOR, IT ROOM [Y5-FCU05A] -TAG: 00038266, SN: CFFW12G200126 | NA | NA | NA | NA | DNA | DNA | DNA | DNA | NA | NA | \Classifications\Building System Class\D30-HVAC Systems\D3040 - Distribution SYS\Fan Coil Unit - FCU | 1018785
19-Y5 | 19-Y5 Governor George Deukmejian Courthouse | 19-Y5-D3040-120-FCU42 | FAN COIL UNIT IT 5B, NORTH BUILDING 1ST FLOOR, IT Room FCU42 | MULTIAQUA | CFFW12F200066 | CFFWA-20-1-U | OM00038265 | Y5-FCU05B | NORTH BUILDING 1ST FLOOR, IT ROOM [Y5-FCU05B] - TAG: 00038265, SN: CFFW12F200066 | NA | NA | NA | NA | DNA | DNA | DNA | DNA | NA | NA | \Classifications\Building System Class\D30-HVAC Systems\D3040 - Distribution SYS\Fan Coil Unit - FCU | 1018786
19-Y5 | 19-Y5 Governor George Deukmejian Courthouse | 19-Y5-D3040-120-FCU43 | FAN COIL UNIT IT 14A, NORTH BUILDING 4TH FLOOR, IT ROOM 4086 FCU43, | MULTIAQUA | CFFW12G200127 | CFFWA-20-1-U | OM00038251 | Y5-FCU14A | SOUTH BUILDING 4TH FLOOR, IT ROOM 4086 [Y5-FCU14A] TAG: 00038251, SN: CFFW12G200127 | NA | NA | NA | NA | DNA | DNA | DNA | DNA | NA | NA | \Classifications\Building System Class\D30-HVAC Systems\D3040 - Distribution SYS\Fan Coil Unit - FCU | 1018787
19-Y5 | 19-Y5 Governor George Deukmejian Courthouse | 19-Y5-D3040-120-FCU44 | FAN COIL UNIT IT 14B, NORTH BUILDING 4TH FLOOR, IT ROOM FCU44 | MULTIAQUA | CFFW12F200052 | CFFWA-20-1-U | OM00038245 | Y5-FCU14B | SOUTH BUILDING 4TH FLOOR, IT ROOM 4086 [Y5-FCU14B] TAG: 00038245, SN: CFFW12F200052 | NA | NA | NA | NA | DNA | DNA | DNA | DNA | NA | NA | \Classifications\Building System Class\D30-HVAC Systems\D3040 - Distribution SYS\Fan Coil Unit - FCU | 1018788
19-Y5 | 19-Y5 Governor George Deukmejian Courthouse | 19-Y5-D3040-120-FCU45 | FAN COIL UNIT 1-2, NORTH BUILDING 1ST FLOOR, TENANT SPACE FCU45 | CARRIER | 804111-10-2 | 42BHE20 | OM00038267 | Y5-FCU/01-02 | NORTH BUILDING 1ST FLOOR, TENANT SPACE [Y5-FCU/1-2] TAG: 00038267, SN: 804111-10-2 | NA | NA | NA | NA | DNA | DNA | DNA | DNA | NA | NA | \Classifications\Building System Class\D30-HVAC Systems\D3040 - Distribution SYS\Fan Coil Unit - FCU | 1018789
19-Y5 | 19-Y5 Governor George Deukmejian Courthouse | 19-Y5-D3040-120-FCU46 | FAN COIL UNIT 1-3, NORTH BUILDING 1ST FLOOR, TENANT SPACE FCU46 | CARRIER | 804111-10-1 | 42BHE20 | OM00038268 | Y5-FCU/01-03 | NORTH BUILDING 1ST FLOOR, TENANT SPACE [Y5-FCU/13] TAG: 00038268, SN: 804111-10-1 | NA | NA | NA | NA | DNA | DNA | DNA | DNA | NA | NA | \Classifications\Building System Class\D30-HVAC Systems\D3040 - Distribution SYS\Fan Coil Unit - FCU | 1018790
19-Y5 | 19-Y5 Governor George Deukmejian Courthouse | 19-Y5-D3040-120-FCU47 | FAN COIL UNIT 1-4 FCU47 | CARRIER | 804111-10-1 | 42BHE20 | OM00038269 | Y5-FCU/01-04 | NORTH BUILDING 1ST FLOOR, TENANT SPACE [Y5-FCU/1-4] ASSET TAG: 00038269, SN: 804111-10-4, | NA | NA | NA | NA | DNA | DNA | DNA | DNA | NA | NA | \Classifications\Building System Class\D30-HVAC Systems\D3040 - Distribution SYS\Fan Coil Unit - FCU | 1018791
19-Y5 | 19-Y5 Governor George Deukmejian Courthouse | 19-Y5-D3040-120-FCU48 | FAN COIL UNIT 1-5, NORTH BUILDING 1ST FLOOR, TENANT SPACE FCU48 | CARRIER | 804111-10-3 | 42BHE20 | OM00038271 | Y5-FCU/01-05 | NORTH BUILDING 1ST FLOOR, TENANT SPACE [Y5-FCU/1-5] TAG: 00038271, SN: 804111-10-3 | NA | NA | NA | NA | DNA | DNA | DNA | DNA | NA | NA | \Classifications\Building System Class\D30-HVAC Systems\D3040 - Distribution SYS\Fan Coil Unit - FCU | 1018792
19-Y5 | 19-Y5 Governor George Deukmejian Courthouse | 19-Y5-D3040-120-FCU49 | FAN COIL UNIT 1-6, NORTH BUILDING 1ST FLOOR, FIRE CONTROL/SECURITY ROOM FCU49 | MULTIAQUA | R0320120064 | 18-CWA2 | OM00038270 | Y5-FCU/01-06 | NORTH BUILDING 1ST FLOOR, FIRE CONTROL/SECURITY ROOM [Y5-FCU/1-6] TAG: 00038270, SN: R0320120064 | NA | NA | NA | NA | DNA | DNA | DNA | DNA | NA | NA | \Classifications\Building System Class\D30-HVAC Systems\D3040 - Distribution SYS\Fan Coil Unit - FCU | 1018793
19-Y5 | 19-Y5 Governor George Deukmejian Courthouse | 19-Y5-D3040-120-FCU50 | FAN COIL UNIT 1-7, N 1ST FLOOR, FIRE CONTROL/SECURITY ROOM FCU50 | MULTIAQUA | R0320120091 | 18-CWA2 | OM00038275 | Y5-FCU/01-07 | SOUTH 1ST FLOOR - JCI OFFICE SPACE, ROOM 1954 - [Y5-FCU/1-7] TAG: 00038275 SN: R0320120091 | NA | NA | NA | NA | DNA | DNA | DNA | DNA | NA | NA | \Classifications\Building System Class\D30-HVAC Systems\D3040 - Distribution SYS\Fan Coil Unit - FCU | 1018794
19-Y5 | 19-Y5 Governor George Deukmejian Courthouse | 19-Y5-D3042-220-EFN44 | EXHAUST FAN 2B-1 EFN44 | GREENHECK | DNA | CSP-A710 | OM00038254 | Y5-EFN/2B-1 | NORTH BUILDING 2ND FLOOR, RESTROOM [Y5-EFN/2B-1] TAG:OM00038254 | NA | NA | NA | NA | DNA | DNA | DNA | DNA | NA | NA | \Classifications\Building System Class\D30-HVAC Systems\D3040 - Distribution SYS\Supply/Exhaust/Return fans- FAN | 1018795
19-Y5 | 19-Y5 Governor George Deukmejian Courthouse | 19-Y5-D3042-220-EFN45 | EXHAUST FAN 4B-1 EFN45 | GREENHECK | 13179928 | CSP-A710 | OM00038253 | Y5-EFN/4B-1 | SROOF, PENTHOUSE #5, TAG:OM00038253, SN:13179928, [Y5-EFN/4B-1] | NA | NA | NA | NA | DNA | DNA | DNA | DNA | NA | NA | \Classifications\Building System Class\D30-HVAC Systems\D3040 - Distribution SYS\Supply/Exhaust/Return fans- FAN | 1018796
19-Y5 | 19-Y5 Governor George Deukmejian Courthouse | 19-Y5-D3042-220-EFN46 | EXHAUST FAN 1-3- EFN46 | GREENHECK | DNA | BSQ-90-5 | OM00038250 | Y5-EFN/01-03 | NORTH BUILDING 1ST FLOOR, MAILROOM [Y5-EFN/01-03] Tag:OM00038250 | NA | NA | NA | NA | DNA | DNA | DNA | DNA | NA | NA | \Classifications\Building System Class\D30-HVAC Systems\D3040 - Distribution SYS\Supply/Exhaust/Return fans- FAN | 1018797
19-Y5 | 19-Y5 Governor George Deukmejian Courthouse | 19-Y5-D3042-220-EFN47 | EXHAUST FAN 1-4 EFN47 | GREENHECK | 13061680 | BSQ-140-5 | OM00038276 | Y5-EFN/01-04 | NORTH BUILDING 1ST FLOOR, ELECTRICAL ROOM 1962 [Y5-EFN/01/04] ASSET TAG: 00038276, SN: 13061680 | NA | NA | NA | NA | DNA | DNA | DNA | DNA | NA | NA | \Classifications\Building System Class\D30-HVAC Systems\D3040 - Distribution SYS\Supply/Exhaust/Return fans- FAN | 1018798
19-Y5 | 19-Y5 Governor George Deukmejian Courthouse | 19-Y5-D3042-220-EFN48 | EXHAUST FAN 6-5, ROOF EQUIP. WELL EFN48 | GREENHECK | 12850093 1205 | CWB-101-4 | OM00038272 | Y5-EFN/06-05 | ROOF EQUIPMENT WELL [Y5-EFN/06-05] TAG: 00038272, SN: 12850093-1205 | NA | NA | NA | NA | DNA | DNA | DNA | DNA | NA | NA | \Classifications\Building System Class\D30-HVAC Systems\D3040 - Distribution SYS\Supply/Exhaust/Return fans- FAN | 1018799
19-Y5 | 19-Y5 Governor George Deukmejian Courthouse | 19-Y5-D3042-220-EFN49 | EXHAUST FAN 6-6, ROOF EQUIP. WELL EFN 49 ASSET TAG: 00038273, SN: 12850094 1205, MODEL: CWB-101-4, MFG GREENHECK | GREENHECK | 12850094 1205 | CWB-101-4 | OM00038273 | Y5-EFN/06-06 | ROOF EQUIPMENT WELL [Y5-EFN/06-06] TAG: 00038273, SN: 12850094 1205 | NA | NA | NA | NA | DNA | DNA | DNA | DNA | NA | NA | \Classifications\Building System Class\D30-HVAC Systems\D3040 - Distribution SYS\Supply/Exhaust/Return fans- FAN | 1018800
19-Y5 | 19-Y5 Governor George Deukmejian Courthouse | 19-Y5-D3030-310-CTF01 | COOLING TOWER SEDEMENT FILTER, SOUTH ROOF CTF01 | LAKOS | P/N126229 | TCI-0400-SRV | OM00038274 | Y5-CTF01 | SOUTH ROOF, COOLING TOWER SEDEMENT FILTER [Y5-CTF01] TAG: 00038274, SN: P/N126229 | [10 empty] | \Classifications\Building System Class\D30-HVAC Systems\D3030 - Cooling SYS\Cooling Tower Filter - CTF | 1018801
19-Y5 | 19-Y5 Governor George Deukmejian Courthouse | 19-Y5-D3031-210-CDR01 | CONDENSING UNIT, CU B2-1 CDR01 | York | W1G2008204 | TCHD48S44S3A | OM00038207 | Y5-CU/B2-01 | SOUTH ROOF, CONDENSING UNIT SERVING IDF ROOM 2ND FLOOR ASSET TAG: 00038207, SN: W1G2008204 | [10 empty] | \Classifications\Building System Class\D30-HVAC Systems\D3030 - Cooling SYS\Condensing Unit, Air Cooled - CDR | 1018802
19-Y5 | 19-Y5 Governor George Deukmejian Courthouse | 19-Y5-D3031-210-CDR02 | CONDENSING UNIT, CU B2-2, SROOF CDR02 | York | W1G2008202 | TCHD48S44S3A | OM00038208 | Y5-CU/B2-02 | SOUTH ROOF, CONDENSING UNIT SERVING IDF ROOM 2ND FLOOR ASSET TAG: 00038208, SN: W1G2008202 | [10 empty] | \Classifications\Building System Class\D30-HVAC Systems\D3030 - Cooling SYS\Condensing Unit, Air Cooled - CDR | 1018803
19-Y5 | 19-Y5 Governor George Deukmejian Courthouse | 19-Y5-D3031-210-CDR03 | CONDENSING UNIT, CU B4-1, SROOF CDR03 | York | W1G2008203 | TCHD48S44S3A | OM00038209 | Y5-CU/B4-01 | SOUTH ROOF, CONDENSING UNIT SERVING IDF ROOM 4TH FLOOR [Y5-CU/B4-01] -TAG: 000389209, SN W1G2008203 | [10 empty] | \Classifications\Building System Class\D30-HVAC Systems\D3030 - Cooling SYS\Condensing Unit, Air Cooled - CDR | 1018804
19-Y5 | 19-Y5 Governor George Deukmejian Courthouse | 19-Y5-D3031-210-CDR04 | CONDENSING UNIT, CU B4-2 CDR04 | York | W1G2008209 | TCHD48S44S3A | OM00038210 | Y5-CU/B4-02 | SOUTH ROOF, CONDENSING UNIT SERVING IDF ROOM 4TH FLOOR ASSET TAG: 00038210, SN: W1G2008209 | [10 empty] | \Classifications\Building System Class\D30-HVAC Systems\D3030 - Cooling SYS\Condensing Unit, Air Cooled - CDR | 1018805
19-Y5 | 19-Y5 Governor George Deukmejian Courthouse | 19-Y5-D3031-210-CDR05 | CONDENSING UNIT, CU C2-1 CDR05 | York | W1G2008207 | TCHD48S44S3A | OM00038200 | Y5-CU/C2-01 | NORTH ROOF, CONDENSING UNIT SERVING IDF ROOM 3RD FLOOR ASSET TAG: 00038200, | [10 empty] | \Classifications\Building System Class\D30-HVAC Systems\D3030 - Cooling SYS\Condensing Unit, Air Cooled - CDR | 1018806
19-Y5 | 19-Y5 Governor George Deukmejian Courthouse | 19-Y5-D3031-210-CDR06 | CONDENSING UNIT, CU C2-2 CDR06 | York | W1G2008201 | TCHD48S44S3A | OM00038201 | Y5-CU/C2-02 | NORTH ROOF, CONDENSING UNIT SERVING IDF ROOM 3RD FLOOR ASSET TAG: 00038201, SN: W1G2008201 | [10 empty] | \Classifications\Building System Class\D30-HVAC Systems\D3030 - Cooling SYS\Condensing Unit, Air Cooled - CDR | 1018807
19-Y5 | 19-Y5 Governor George Deukmejian Courthouse | 19-Y5-D3031-210-CDR07 | CONDENSING UNIT, CU C3-1 CDR07 | York | W1G2008210 | TCHD48S44S3A | OM00038202 | Y5-CU/C3-01 | S ROOF, CONDENSING UNIT SERVING IDF ROOM 3495, 3RD FLOOR | [10 empty] | \Classifications\Building System Class\D30-HVAC Systems\D3030 - Cooling SYS\Condensing Unit, Air Cooled - CDR | 1018808
19-Y5 | 19-Y5 Governor George Deukmejian Courthouse | 19-Y5-D3031-210-CDR08 | CONDENSING UNIT, CU C3-2 CDR08 | York | W1G2008206 | TCHD48S44S3A | OM00038203 | Y5-CU/C3-02 | NORTH ROOF, CONDENSING UNIT SERVING IDF ROOM 2ND FLOOR ASSET TAG: 00038203, SN: W1G2008206 | [10 empty] | \Classifications\Building System Class\D30-HVAC Systems\D3030 - Cooling SYS\Condensing Unit, Air Cooled - CDR | 1018809
19-Y5 | 19-Y5 Governor George Deukmejian Courthouse | 19-Y5-D3031-210-CDR09 | CONDENSING UNIT, CU D2-1 CDR09 | York | W1G2008208 | TCHD48S44S3A | OM00038204 | Y5-CU/D2-01 | WEST ROOF, CONDENSING UNIT SERVING IDF ROOM 2ND FLOOR ASSET TAG: 00038204 SN: W1G2008208 | [10 empty] | \Classifications\Building System Class\D30-HVAC Systems\D3030 - Cooling SYS\Condensing Unit, Air Cooled - CDR | 1018810
19-Y5 | 19-Y5 Governor George Deukmejian Courthouse | 19-Y5-D3031-210-CDR10 | CONDENSING UNIT, CU D2-2 CDR10 | York | W1G2008205 | TCHD48S44S3A | OM00038205 | Y5-CU/D2-02 | SOUTH ROOF, CONDENSING UNIT SERVING IDF ROOM 2ND FLOOR ASSET TAG: 00038205, SN: W1G2008208 | [10 empty] | \Classifications\Building System Class\D30-HVAC Systems\D3030 - Cooling SYS\Condensing Unit, Air Cooled - CDR | 1018811
19-Y5 | 19-Y5 Governor George Deukmejian Courthouse | 19-Y5-D3031-210-CDR11 | CONDENSING UNIT, CU B1 CDR11 | York | N1G2037929 | YD180C00A4AAA2A | OM00038418 | Y5-CU/B1 | SOUTH ROOF, CONDENSING UNIT SERVING MDF ROOM BASEMENT | [10 empty] | \Classifications\Building System Class\D30-HVAC Systems\D3030 - Cooling SYS\Condensing Unit, Air Cooled - CDR | 1018812
19-Y5 | 19-Y5 Governor George Deukmejian Courthouse | 19-Y5-D3031-210-CDR12 | CONDENSING UNIT, CU B2 CDR12 | York | N1G2037930 | YD180C00A4AAA2A | OM00038419 | Y5-CU/B2 | SOUTH ROOF, CONDENSING UNIT SERVING MDF ROOM BASEMENT | [10 empty] | \Classifications\Building System Class\D30-HVAC Systems\D3030 - Cooling SYS\Condensing Unit, Air Cooled - CDR | 1018813
19-Y5 | 19-Y5 Governor George Deukmejian Courthouse | 19-Y5-D3041-160-FDP01 | Fire/Smoke Dampers ALL |  |  |  | OM00038330 | Y5-FDPR | COURTHOUSE - Fire/Smoke Dampers ALL - [Y5-FDPR] | [10 empty] | \Classifications\Building System Class\D30-HVAC Systems\D3040 - Distribution SYS\Fire Dampers - FDP | 1018829
19-Y5 | 19-Y5 Governor George Deukmejian Courthouse | 19-Y5-C1020-110-FRD01 | Fire/Smoke Doors (McKeon/Won) ALL | NA | NA | NA | OM00038331 | Y5-FDOOR | COURTHOUSE - Fire/Smoke Doors (McKeon/Won) ALL - [Y5-FDOOR] | [10 empty] | \Classifications\Building System Class\C10-General Building Interior\C1020 - Fire Doors\Fire Doors - FRD | 1018830
19-Y5 | 19-Y5 Governor George Deukmejian Courthouse | 19-Y5-E1033-310-DLR01 | Loading dock leveler DLR01 INHA CKT-17,19,21 | BLUE GIANT | 371995-01 | HU6006-30 | OM00038127 | Y5-DLEV01 | N1 - Loading dock leveler - [Y5-DLEV01] - TAG:OM00038127, SN: 371995-01, MODEL: HU6006-30, MFG: BLUE GIANT | [10 empty] | \Classifications\Building System Class\E10-Equipment\E1030 - Vehicular Equipment\Loading Dock Equipment - DLR | 1018831
19-Y5 | 19-Y5 Governor George Deukmejian Courthouse | 19-Y5-D5038-810-ITA01 | Security Sys Ctrl & Monitoring, | HP | 2M2247024E | HP380P | OM00038240 | Y5-SEC | SB - Security Sys Ctrl & Monitoring - [Y5-SEC] -TAG: 00038240, SN: 2M2247024E | [10 empty] | \Classifications\Building System Class\D50-Electrical SYS\D5030 - Comm & Security\Intrusion Alarm - ITA | 1018832
19-Y5 | 19-Y5 Governor George Deukmejian Courthouse | 19-Y5-D2022-260-HWG02 | Hot Water Heater, Gas Boiler Room 0485 - HWG02 |  |  |  | OM00038132 | Y5-DWH02 | NB - Boiler Room 0485 - [Y5-DWH02] - TAG:OM00038132 | [10 empty] | \Classifications\Building System Class\D20-Plumbing\D2020 - Domestic Water\Domestic Water Heater, Gas - HWG | 1018834
19-Y5 | 19-Y5 Governor George Deukmejian Courthouse | 19-Y5-D5038-100-ACC02 | Card Access Reader South Bldg, ASSET TAG: 00038237, SN: 2M222902YN, MODEL: HP380-P, MFG: HP | HP | 2M222902YN | HP380-P | OM00038237 | Y5-ACC902 | SB- Card Access Reader South Bldg - [Y5-ACC902] TAG:OM00038237 SN:2M222902YN | [10 empty] | \Classifications\Building System Class\D50-Electrical SYS\D5030 - Comm & Security\Access Card Reader - ACC | 1018836
19-Y5 | 19-Y5 Governor George Deukmejian Courthouse | 19-Y5-D3040-600-HES01 | Heat Exchanger Chiller Room 0276 HES01 | AIFA LAVAL | 30113-94384 | AQ4L-FG | OM00038231 | Y5-HEX01 | SB - Heat Exchanger Chiller Room 0276 - [Y5-HEX01] TAG:OM00038231 SN:30113-94384 | [10 empty] | \Classifications\Building System Class\D30-HVAC Systems\D3040 - Distribution SYS\Heat Exchanger,Steam - HES | 1018837
19-Y5 | 19-Y5 Governor George Deukmejian Courthouse | 19-Y5-D3060-100-RDS01 | Refrigerant Monitor for Chiller room 0276, ASSET TAG: 00038229, SN 121-404A-0047EV3.40, MODEL: GO-0155404ANALOG, MFG: SHERLOCK | SHERLOCK | 121-404A-0047EV3.40 | GO-0155404ANALOG | OM00038229 | Y5-RMON | SB - Refrigerant Monitor for Chiller room - [Y5-RMON] | [10 empty] | \Classifications\Building System Class\D30-HVAC Systems\D3060 - Control & Inst Air\Refrigerant Leak Detection System - RDS | 1018838
19-Y5 | 19-Y5 Governor George Deukmejian Courthouse | 19-Y5-D5038-100-ACC03 | Card Access Reader West Bldg MDF ROOM 375, ASSET TAG: 00038238 |  |  |  | OM00038238 | Y5-ACC903 | W1 - Card Access Reader West Bldg, MDF ROOM 375 - [Y5-ACC903] | [10 empty] | \Classifications\Building System Class\D50-Electrical SYS\D5030 - Comm & Security\Access Card Reader - ACC | 1018839
19-Y5 | 19-Y5 Governor George Deukmejian Courthouse | 19-Y5-D5090-100-VFD04 | VARIABLE FREQUENCY DRIVE, SF/4-1B, SROOF, PENTHOUSE 4 ROOM 6201 VFD04 | JOHNSON CONTROLS, INC. | 2124202193 | AYK550-UH-023A-4+K465 | OM00038281 | Y5-VFD-SF/4-1B | PENTHOUSE 4, ROOM 6201, VARIABLE FREQUENCY DRIVE, [Y5-VFD-SF/4-1B] -TAG: 00038281, SN: 2124202193 | [10 empty] | \Classifications\Building System Class\D50-Electrical SYS\D5090 - Elec SYS\Variable Frequency Drive - VFD | 1018840
19-Y5 | 19-Y5 Governor George Deukmejian Courthouse | 19-Y5-D5090-100-VFD05 | VARIABLE FREQUENCY DRIVE, EF/4-1, SROOF, PENTHOUSE 4, ROOM 6201 VFD05 | ABB | 2122200333 | ACH550-VCR-06A9-4 | OM00038280 | Y5-VFD-EF/4-1 | PENTHOUSE 4, ROOM 6201 VARIABLE FREQUENCY DRIVE, [Y5-VFD-EF/4-1] TAG: 00038280, SN: 212220033 | [10 empty] | \Classifications\Building System Class\D50-Electrical SYS\D5090 - Elec SYS\Variable Frequency Drive - VFD | 1018841
19-Y5 | 19-Y5 Governor George Deukmejian Courthouse | 19-Y5-D5090-100-VFD06 | VARIABLE FREQUENCY DRIVE, RF/4-1, SROOF, PENTHOUSE 4, ROOM 6201 VFD06 | ABB | 2122200506 | ACH550-VCR-023A-4 | OM00038282 | Y5-VFD-RF/4-1 | VARIABLE FREQUENCY DRIVE, SROOF, PENTHOUSE 4, ROOM 6201, ASSET TAG: 00038282, SN: 2122200506, [Y5-VFD-RF/4-1] | [10 empty] | \Classifications\Building System Class\D50-Electrical SYS\D5090 - Elec SYS\Variable Frequency Drive - VFD | 1018842
19-Y5 | 19-Y5 Governor George Deukmejian Courthouse | 19-Y5-D5090-100-VFD07 | VARIABLE FREQUENCY DRIVE, SF/4-3, SROOF, PENTHOUSE 4, ROOM 6201 VFD07 | JOHNSON CONTROLS, INC. | 2120802045 | AYK550-UH-045A-4+K465 | OM00038283 | Y5-VFD-SF/4-3 | PENTHOUSE 4, ROOM 6201, VARIABLE FREQUENCY DRIVE [Y5-VFD-SF/4-3] -TAG: 00038283, SN: 2120802045 | [10 empty] | \Classifications\Building System Class\D50-Electrical SYS\D5090 - Elec SYS\Variable Frequency Drive - VFD | 1018843
19-Y5 | 19-Y5 Governor George Deukmejian Courthouse | 19-Y5-D5090-100-VFD08 | VARIABLE FREQUENCY DRIVE, RF/4-2, SROOF, PENTHOUSE 4, ROOM 6201VFD08 | ABB | 2122200549 | ACH550-BCR-023A-4 | OM00038284 | Y5-VFD-RF/4-2 | PENTHOUSE 4, ROOM 6201, VARIABLE FREQUENCY DRIVE, [Y5-VFD-RF/4-2] TAG: 00038284, SN: 2122200549 | [10 empty] | \Classifications\Building System Class\D50-Electrical SYS\D5090 - Elec SYS\Variable Frequency Drive - VFD | 1018844
19-Y5 | 19-Y5 Governor George Deukmejian Courthouse | 19-Y5-D5090-100-VFD09 | VARIABLE FREQUENCY DRIVE, SPF/6-4, SROOF VFD09 | ABB | 2122200363 | ACH550-BCR-08A8-4+B058 | OM00038285 | Y5-VFD-SPF/6-4 | SOUTH ROOF, VARIABLE FREQUENCY DRIVE, [Y5-VFD-SPF/6-4] TAG: 00038285, SN: 2122200363 | [10 empty] | \Classifications\Building System Class\D50-Electrical SYS\D5090 - Elec SYS\Variable Frequency Drive - VFD | 1018845
19-Y5 | 19-Y5 Governor George Deukmejian Courthouse | 19-Y5-D5090-100-VFD10 | VARIABLE FREQUENCY DRIVE, EF/5-1, PENTHOUSE 5, ROOM 6001 VFD10 | ABB | 2122200291 | ACH550-BCR-04A1-4 | OM00038286 | Y5-VFD-EF/5-1 | PENTHOUSE 5, ROOM 6001, VARIABLE FREQUENCY DRIVE, [Y5-VFD-EF/5-1] TAG: 00038286, SN: 2122200291 | [10 empty] | \Classifications\Building System Class\D50-Electrical SYS\D5090 - Elec SYS\Variable Frequency Drive - VFD | 1018846
19-Y5 | 19-Y5 Governor George Deukmejian Courthouse | 19-Y5-D5090-100-VFD11 | VARIABLE FREQUENCY DRIVE, SPF/6-3, PENTHOUSE 5, ROOM 6001 VFD11 | ABB | 2122200351 | ACH550-BCR-08A8-4 | OM00038287 | Y5-VFD-SPF/6-3 | PENTHOUSE 5, ROOM 6001, VARIABLE FREQUENCY DRIVE, [Y5-VFD-SPF/6-3] TAG: 00038287, SN: 2122200351 | [10 empty] | \Classifications\Building System Class\D50-Electrical SYS\D5090 - Elec SYS\Variable Frequency Drive - VFD | 1018847
19-Y5 | 19-Y5 Governor George Deukmejian Courthouse | 19-Y5-D5090-100-VFD12 | VARIABLE FREQUENCY DRIVE, SF/5-2, PENTHOUSE 5, ROOM 6001 VFD12 | JOHNSON CONTROLS, INC. | 2120303185 | AYK550-UH-023A-4+K465 | OM00038288 | Y5-VFD-SF/5-2 | PENTHOUSE 5, ROOM 6001, VARIABLE FREQUENCY DRIVE [Y5-VFD-SF/5-2] TAG: 00038288, SN: 2120303185 | [10 empty] | \Classifications\Building System Class\D50-Electrical SYS\D5090 - Elec SYS\Variable Frequency Drive - VFD | 1018848
19-Y5 | 19-Y5 Governor George Deukmejian Courthouse | 19-Y5-D5090-100-VFD13 | VARIABLE FREQUENCY DRIVE, RF/5-2, PENTHOUSE 5, ROOM 6001 VFD13 | ABB | 212200525 | ACH550-VCR-023A-4 | OM00038308 | Y5-VFD-RF/5-2 | PENTHOUSE 5, ROOM 6001 VARIABLE FREQUENCY DRIVE, [Y5-VFD-RF/5-2] TAG: 00038308, SN: 212200525 | [10 empty] | \Classifications\Building System Class\D50-Electrical SYS\D5090 - Elec SYS\Variable Frequency Drive - VFD | 1018849
19-Y5 | 19-Y5 Governor George Deukmejian Courthouse | 19-Y5-D5090-100-VFD14 | VARIABLE FREQUENCY DRIVE, SF/5-3, PENTHOUSE 5, ROOM 6001 VFD14 | JOHNSON CONTROLS, INC. | 2121002682 | AYK550-UH-023A-4+K465 | OM00038309 | Y5-VFD-SF/5-3 | PENTHOUSE 5, ROOM 6001 VARIABLE FREQUENCY DRIVE, [Y5-VFD-SF/5-3] TAG: 00038309, SN: 2121002682 | [10 empty] | \Classifications\Building System Class\D50-Electrical SYS\D5090 - Elec SYS\Variable Frequency Drive - VFD | 1018850
19-Y5 | 19-Y5 Governor George Deukmejian Courthouse | 19-Y5-D5090-100-VFD15 | VARIABLE FREQUENCY DRIVE, RF/5-1, PENTHOUSE 5, ROOM 6001 VFD15 | ABB | 2122200522 | ACH550-VCR-015-A-4 | OM00038310 | Y5-VFD-RF/5-1 | PENTHOUSE 6, ROOM 6001 VARIABLE FREQUENCY DRIVE, [Y5-VFD-RF/5-1] - TAG: 00038310, SN: 2122200522 | [10 empty] | \Classifications\Building System Class\D50-Electrical SYS\D5090 - Elec SYS\Variable Frequency Drive - VFD | 1018851
19-Y5 | 19-Y5 Governor George Deukmejian Courthouse | 19-Y5-D5090-100-VFD16 | VARIABLE FREQUENCY DRIVE, SF/5-1, PENTHOUSE 5, ROOM 6001 VFD16 | JOHNSON CONTROLS, INC. | 2120303710 | AYK550-UH-059A-4+K465 | OM00038289 | Y5-VFD-SF/5-1 | PENTHOUSE 6, ROOM 6001 VARIABLE FREQUENCY DRIVE, [Y5-VFD-SF/5-1] TAG: 00038289, SN: 2120303710, | [10 empty] | \Classifications\Building System Class\D50-Electrical SYS\D5090 - Elec SYS\Variable Frequency Drive - VFD | 1018852
19-Y5 | 19-Y5 Governor George Deukmejian Courthouse | 19-Y5-D5090-100-VFD17 | VARIABLE FREQUENCY DRIVE, EF/6-1, ATRIUM ROOF FANS VFD17 | ABB | 2122200440 | ACH550-VCR-045-A-4 | OM00038311 | Y5-VFD-EF/6-1 | ATRIUM ROOF FAN, VARIABLE FREQUENCY DRIVE, [Y5-VFD-EF/6-1] TAG: 00038311, SN: 2122200440 | [10 empty] | \Classifications\Building System Class\D50-Electrical SYS\D5090 - Elec SYS\Variable Frequency Drive - VFD | 1018853
19-Y5 | 19-Y5 Governor George Deukmejian Courthouse | 19-Y5-D5090-100-VFD18 | VARIABLE FREQUENCY DRIVE, EF/6-2, ATRIUM ROOF FANS VFD18 | ABB | 2122200422 | ACH550-VCR-045-A-4 | OM00038312 | Y5-VFD-EF/6-2 | ATRIUM ROOF FAN, VARIABLE FREQUENCY DRIVE, [Y5-VFD-EF/6-2] TAG: 00038312, SN: 2122200422 | [10 empty] | \Classifications\Building System Class\D50-Electrical SYS\D5090 - Elec SYS\Variable Frequency Drive - VFD | 1018854
19-Y5 | 19-Y5 Governor George Deukmejian Courthouse | 19-Y5-D5090-100-VFD19 | VARIABLE FREQUENCY DRIVE, EF/6-3, ATRIUM ROOF FANS VFD19 | ABB | 2122200431 | ACH550-VCR-045-A-4 | OM00038290 | Y5-VFD-EF/6-3 | ATRIUM ROOF FAN, VARIABLE FREQUENCY DRIVE, [Y5-VFD-EF/6-3] TAG: 00038290, SN:2122200431 | [10 empty] | \Classifications\Building System Class\D50-Electrical SYS\D5090 - Elec SYS\Variable Frequency Drive - VFD | 1018855
19-Y5 | 19-Y5 Governor George Deukmejian Courthouse | 19-Y5-D5090-100-VFD20 | VARIABLE FREQUENCY DRIVE, SPF/6-9, SROOF, ROOM 6475 VFD20 | ABB | 2122200344 | ACH550-VCR-059A-4 | OM00038291 | Y5-VFD-SPF/6-9 | SOUTH ROOF, ROOM 6475, VARIABLE FREQUENCY DRIVE, [Y5-VFD-SPF/6-9] TAG: 00038291, SN: 2122200344 | [10 empty] | \Classifications\Building System Class\D50-Electrical SYS\D5090 - Elec SYS\Variable Frequency Drive - VFD | 1018856
19-Y5 | 19-Y5 Governor George Deukmejian Courthouse | 19-Y5-D5090-100-VFD21 | VARIABLE FREQUENCY DRIVE, SPF/6-8, SROOF, ROOM 6475 VFD21 | ABB | 2122200331 | ACH550-VCR-059A-4 | OM00038292 | Y5-VFD-SPF/6-8 | SOUTH ROOF, ROOM 6475, VARIABLE FREQUENCY DRIVE, [Y5-VFD-SPF/6-8] TAG: 00038292, SN: 2122200331 | [10 empty] | \Classifications\Building System Class\D50-Electrical SYS\D5090 - Elec SYS\Variable Frequency Drive - VFD | 1018857
19-Y5 | 19-Y5 Governor George Deukmejian Courthouse | 19-Y5-D5090-100-VFD22 | VARIABLE FREQUENCY DRIVE, EF/6-4, SROOF, ROOM 6477 VFD22 | ABB | 2122200319 | ACH550-VCR072A-4 | OM00038293 | Y5-VFD-EF/6-4 | SOUTH ROOF, ROOM 6477, VARIABLE FREQUENCY DRIVE, [Y5-VFD-EF/6-4] TAG: 00038293, SN: 2122200319 | [10 empty] | \Classifications\Building System Class\D50-Electrical SYS\D5090 - Elec SYS\Variable Frequency Drive - VFD | 1018858
19-Y5 | 19-Y5 Governor George Deukmejian Courthouse | 19-Y5-D5090-100-VFD23 | VARIABLE FREQUENCY DRIVE, COOLING TOWER, CT/03, SROOF VFD23 | ABB | 2122200272 | ACH550-BCR-031A-4+B058 | OM00038294 | Y5-VFD-CT/03 | SOUTH ROOF, VARIABLE FREQUENCY DRIVE, COOLING TOWER, [Y5-VFD-CT/03] TAG: 00038294, SN: 2122200272 | [10 empty] | \Classifications\Building System Class\D50-Electrical SYS\D5090 - Elec SYS\Variable Frequency Drive - VFD | 1018859
19-Y5 | 19-Y5 Governor George Deukmejian Courthouse | 19-Y5-D5090-100-VFD24 | VARIABLE FREQUENCY DRIVE, COOLING TOWER, CT/02, SROOF VFD24 | ABB | 2122200305 | ACH550-BCR-031A-4+B058 | OM00038295 | Y5-VFD-CT/02 | SOUTH ROOF, VARIABLE FREQUENCY DRIVE, COOLING TOWER, [Y5-VFD-CT/02] TAG: 00038295, SN: 2122200305 | [10 empty] | \Classifications\Building System Class\D50-Electrical SYS\D5090 - Elec SYS\Variable Frequency Drive - VFD | 1018860
19-Y5 | 19-Y5 Governor George Deukmejian Courthouse | 19-Y5-D5090-100-VFD25 | VARIABLE FREQUENCY DRIVE, SPF/6-7, SROOF, ROOM 6077 VFD25 | ABB | 2122103995 | ACH550-BCR-097A-4 | OM00038297 | Y5-VFD-SPF/6-7 | SOUTH ROOF, VARIABLE FREQUENCY DRIVE, [Y5-VFD-SPF/6-7] TAG: 00038297, SN: 2122103995 | [10 empty] | \Classifications\Building System Class\D50-Electrical SYS\D5090 - Elec SYS\Variable Frequency Drive - VFD | 1018861
19-Y5 | 19-Y5 Governor George Deukmejian Courthouse | 19-Y5-D5090-100-VFD26 | VARIABLE FREQUENCY DRIVE, VFD/8-02SA, S/E ROOF, ROOM 3950 VFD26 | JOHNSON CONTROLS, INC. | 2131602043 | AYK550-UH-023A-4+K465 | OM00038298 | Y5-VFD/8-02SA | SOUTH EAST ROOF, VARIABLE FREQUENCY DRIVE, [Y5-VFD/8-02SA] TAG: 00038298, SN: 2131602043 | [10 empty] | \Classifications\Building System Class\D50-Electrical SYS\D5090 - Elec SYS\Variable Frequency Drive - VFD | 1018862
19-Y5 | 19-Y5 Governor George Deukmejian Courthouse | 19-Y5-D5090-100-VFD27 | VARIABLE FREQUENCY DRIVE, VFD/8-01SA, S/E ROOF, ROOM 3950 VFD27 | JOHNSON CONTROLS, INC. | 2121400779 | AYK550-UH-023A-4+K465 | OM00038299 | Y5-VFD/8-01SA | SOUTH EAST ROOF, VARIABLE FREQUENCY DRIVE, [Y5-VFD/8-01SA] TAG: 00038299, SN: 2121400779 | [10 empty] | \Classifications\Building System Class\D50-Electrical SYS\D5090 - Elec SYS\Variable Frequency Drive - VFD | 1018863
19-Y5 | 19-Y5 Governor George Deukmejian Courthouse | 19-Y5-D5090-100-VFD28 | VARIABLE FREQUENCY DRIVE, VFD/8-02RA, S/E ROOF VFD28 | JOHNSON CONTROLS, INC. | 2120801606 | AYK550-UH-023A-4+K465 | OM00038300 | Y5-VFD/8-02RA | SOUTH EAST ROOF, VARIABLE FREQUENCY DRIVE, [Y5-VFD-8/02RA] TAG: 00038300, SN: 2120801606 | [10 empty] | \Classifications\Building System Class\D50-Electrical SYS\D5090 - Elec SYS\Variable Frequency Drive - VFD | 1018864
19-Y5 | 19-Y5 Governor George Deukmejian Courthouse | 19-Y5-D5090-100-VFD29 | VARIABLE FREQUENCY DRIVE, VFD-SF/1-2, PENTHOUSE 1 VFD29 | JOHNSON CONTROLS, INC. | 2120802051 | AYK550-UH-045A-4+K465 | OM00038257 | Y5-VFD-SF/1-2 | ROOF, PENTHOUSE 1, VARIABLE FREQUENCY DRIVE, [Y5-VFD-SF/1-2] TAG: 00038257, SN: 2120802051 | [10 empty] | \Classifications\Building System Class\D50-Electrical SYS\D5090 - Elec SYS\Variable Frequency Drive - VFD | 1018865
19-Y5 | 19-Y5 Governor George Deukmejian Courthouse | 19-Y5-D5090-100-VFD30 | VARIABLE FREQUENCY DRIVE, COOLING TOWER, CT/01, SROOF VFD30 | JOHNSON CONTROLS, INC. | 2122200328 | ACH550-BCR-031A-4+B058 | OM00038296 | Y5-VFD-CT/01 | SOUTH ROOF, VARIABLE FREQUENCY DRIVE, COOLING TOWER, [Y5-VFD-CT/01] TAG: 00038296, SN: 2122200328 | [10 empty] | \Classifications\Building System Class\D50-Electrical SYS\D5090 - Elec SYS\Variable Frequency Drive - VFD | 1018866
19-Y5 | 19-Y5 Governor George Deukmejian Courthouse | 19-Y5-D5090-100-VFD31 | VARIABLE FREQUENCY DRIVE, VFD-SF/6-6, PENTHOUSE 1 VFD31 | ABB | 2122200404 | ACH550-VCR-012A-4 | OM00038259 | Y5-VFD-SF/6-6 | ROOF, PENTHOUSE 1, VARIABLE FREQUENCY DRIVE, [Y5-VFD-SF/6-6] TAG: 00038259, SN: 2122200404 | [10 empty] | \Classifications\Building System Class\D50-Electrical SYS\D5090 - Elec SYS\Variable Frequency Drive - VFD | 1018867
19-Y5 | 19-Y5 Governor George Deukmejian Courthouse | 19-Y5-D5090-100-VFD32 | VARIABLE FREQUENCY DRIVE, VFD-RF/1-2, PENTHOUSE 1 VFD32 | ABB | 2122200533 | ACH550-VCR-012A-4 | OM00038258 | Y5-VFD-RF/1-2 | ROOF, PENTHOUSE 1, VARIABLE FREQUENCY DRIVE, [Y5-VFD-RF/1-2] TAG: 00038258, SN: 2122200533 | [10 empty] | \Classifications\Building System Class\D50-Electrical SYS\D5090 - Elec SYS\Variable Frequency Drive - VFD | 1018868
19-Y5 | 19-Y5 Governor George Deukmejian Courthouse | 19-Y5-D5090-100-VFD33 | VARIABLE FREQUENCY DRIVE, VFD-EF/1-1, PENTHOUSE 1 VFD33 | ABB | 2122200322 | ACH550-VCR-06A9-4 | OM00038256 | Y5-VFD-EF/1-1 | ROOF, PENTHOUSE 1, VARIABLE FREQUENCY DRIVE, [Y5-VFD-EF/1-1] TAG: 00038256, SN: 2122200322 | [10 empty] | \Classifications\Building System Class\D50-Electrical SYS\D5090 - Elec SYS\Variable Frequency Drive - VFD | 1018869
19-Y5 | 19-Y5 Governor George Deukmejian Courthouse | 19-Y5-D5090-100-VFD34 | VARIABLE FREQUENCY DRIVE, VFD-SF/1-1, PENTHOUSE 1 VFD34 | JOHNSON CONTROLS, INC. | 2120900822 | AYK550-UH-059A-4+K465 | OM00038255 | Y5-VFD-SF/1-1 | ROOF, PENTHOUSE 1, VARIABLE FREQUENCY DRIVE, [Y5-VFD-SF/1-1] TAG: 0038255, SN: 2120900822 | [10 empty] | \Classifications\Building System Class\D50-Electrical SYS\D5090 - Elec SYS\Variable Frequency Drive - VFD | 1018870
19-Y5 | 19-Y5 Governor George Deukmejian Courthouse | 19-Y5-D5090-100-VFD35 | VARIABLE FREQUENCY DRIVE, VFD-RF/1-1, PENTHOUSE 1 VFD35 | ABB | 2122200492 | ACH550-VCR-023A-4 | OM00038260 | Y5-VFD-RF/1-1 | ROOF, PENTHOUSE 1, VARIABLE FREQUENCY DRIVE, [Y5-VFD-RF/1-1] TAG: 00038260, SN: 2122200492 | [10 empty] | \Classifications\Building System Class\D50-Electrical SYS\D5090 - Elec SYS\Variable Frequency Drive - VFD | 1018871
19-Y5 | 19-Y5 Governor George Deukmejian Courthouse | 19-Y5-D5090-100-VFD36 | VARIABLE FREQUENCY DRIVE, VFD-SPF/6-5, PENTHOUSE 1 VFD36 | ABB | 2122200230 | ACH550-VCR-023A-4 | OM00038261 | Y5-VFD-SPF/6-5 | ROOF, PENTHOUSE 1, VARIABLE FREQUENCY DRIVE, [Y5-VFD-SPF/6-5] TAG: 00038261, SN: 2122200230 | [10 empty] | \Classifications\Building System Class\D50-Electrical SYS\D5090 - Elec SYS\Variable Frequency Drive - VFD | 1018872
19-Y5 | 19-Y5 Governor George Deukmejian Courthouse | 19-Y5-D5090-100-VFD37 | VARIABLE FREQUENCY DRIVE, VFD-RF/2-1, SOUTH ROOF, ASSET VFD37 | ABB | 2122200476 | ACH550-VCR-015A-4 | OM00038262 | Y5-VFD-RF/2-1 | SOUTH ROOF, VARIABLE FREQUENCY DRIVE, [Y5-VFD-RF/2-1] TAG: 00038262, SN: 2122200476 | [10 empty] | \Classifications\Building System Class\D50-Electrical SYS\D5090 - Elec SYS\Variable Frequency Drive - VFD | 1018873
19-Y5 | 19-Y5 Governor George Deukmejian Courthouse | 19-Y5-D5090-100-VFD38 | VARIABLE FREQUENCY DRIVE, VFD-RF/2-2, PENTHOUSE 2, ROOM 6601 VFD38 | ABB | 2122200513 | ACH550-VCR-023A-4 | OM00038263 | Y5-VFD-RF/2-2 | PENTHOUSE 2, ROOM 6601, VARIABLE FREQUENCY DRIVE, [Y5-VFD-RF/2-2] TAG: 00038263, SN: 2122200513 | [10 empty] | \Classifications\Building System Class\D50-Electrical SYS\D5090 - Elec SYS\Variable Frequency Drive - VFD | 1018874
19-Y5 | 19-Y5 Governor George Deukmejian Courthouse | 19-Y5-D5090-100-VFD39 | VARIABLE FREQUENCY DRIVE, VFD-SF/2-2, PENTHOUSE 2 VFD39 | JOHNSON CONTROLS, INC. | 2121803512 | AYK550-UH-03A-4+K465 | OM00038264 | Y5-VFD-SF/2-2 | PENTHOUSE 2, ROOM 6601, VARIABLE FREQUENCY DRIVE, [Y5-VFD-SF/2-2] TAG: 00038264, SN: 2121803512 | [10 empty] | \Classifications\Building System Class\D50-Electrical SYS\D5090 - Elec SYS\Variable Frequency Drive - VFD | 1018875
19-Y5 | 19-Y5 Governor George Deukmejian Courthouse | 19-Y5-D5090-100-VFD40 | VARIABLE FREQUENCY DRIVE, VFD-EF/2-3, PENTHOUSE 2, ROOM 6601 VFD40 | ABB | 2122200308 | ACH550-VCR-06A9-4 | OM00038301 | Y5-VFD-SF/2-3 | PENTHOUSE 2, ROOM 6601, VARIABLE FREQUENCY DRIVE, [Y5-VFD-EF/2-3] TAG: 00038301, SN: 2122200308 | [10 empty] | \Classifications\Building System Class\D50-Electrical SYS\D5090 - Elec SYS\Variable Frequency Drive - VFD | 1018876
19-Y5 | 19-Y5 Governor George Deukmejian Courthouse | 19-Y5-D5090-100-VFD41 | VARIABLE FREQUENCY DRIVE, VFD-SF/2-1 VFD41 | JOHNSON CONTROLS, INC. | 2121802546 | AYK550-UH-03A-4+R465 | OM00038302 | Y5-VFD-SF/2-1 | PENTHOUSE 2, ROOM 6601, VARIABLE FREQUENCY DRIVE, [Y5-VFD-SF/2-1] TAG: 00038302, SN: 2121802546 | [10 empty] | \Classifications\Building System Class\D50-Electrical SYS\D5090 - Elec SYS\Variable Frequency Drive - VFD | 1018877
19-Y5 | 19-Y5 Governor George Deukmejian Courthouse | 19-Y5-D5090-100-VFD42 | VARIABLE FREQUENCY DRIVE, VFD-EF/2-2, SROOF VFD42 | ABB | 212200247 | ACH550-VCR-08A8-4+B058 | OM00038303 | Y5-VFD-EF/2-2 | SOUTH ROOF, VARIABLE FREQUENCY DRIVE, [Y5-VFD-EF/2-2] TAG: 00038303, SN: 212200247 | [10 empty] | \Classifications\Building System Class\D50-Electrical SYS\D5090 - Elec SYS\Variable Frequency Drive - VFD | 1018878
19-Y5 | 19-Y5 Governor George Deukmejian Courthouse | 19-Y5-D5090-100-VFD43 | VARIABLE FREQUENCY DRIVE, VFD-SF/3-3, PENTHOUSE 3, ROOM 6401 VFD43 | JOHNSON CONTROLS, INC. | 2120802050 | AYK550-UH-045A-4+K965 | OM00038304 | Y5-VFD-SF/3-3 | PENTHOUSE 3, ROOM 6401, VARIABLE FREQUENCY DRIVE, [Y5-VFD-SF/3-3] TAG: 00038304, SN: 2120802050 | [10 empty] | \Classifications\Building System Class\D50-Electrical SYS\D5090 - Elec SYS\Variable Frequency Drive - VFD | 1018879
19-Y5 | 19-Y5 Governor George Deukmejian Courthouse | 19-Y5-D5090-100-VFD44 | VARIABLE FREQUENCY DRIVE, VFD-SF/3-2, PENTHOUSE 3, ROOM 6401 VFD44 | JOHNSON CONTROLS, INC. | 2122000672 | AYK500-UH-03A-4+K465 | OM00038305 | Y5-VFD-SF/3-2 | PENTHOUSE 3, ROOM 6401, VARIABLE FREQUENCY DRIVE, [Y5-VFD-SF/3-2] TAG: 00038305, SN: 2122000672 | [10 empty] | \Classifications\Building System Class\D50-Electrical SYS\D5090 - Elec SYS\Variable Frequency Drive - VFD | 1018882
19-Y5 | 19-Y5 Governor George Deukmejian Courthouse | 19-Y5-D5090-100-VFD45 | VARIABLE FREQUENCY DRIVE, VFD-RF/3-2, PENTHOUSE 3, ROOM 6401 VFD45 | ABB | 2122200509 | ACH550-VCR-015-A-4 | OM00038306 | Y5-VFD-RF/3-2 | PENTHOUSE 3, ROOM 6401, VARIABLE FREQUENCY DRIVE [Y5-VFD-RF/3-2] - TAG: 00038306, SN: 2122200509 | [10 empty] | \Classifications\Building System Class\D50-Electrical SYS\D5090 - Elec SYS\Variable Frequency Drive - VFD | 1018883
19-Y5 | 19-Y5 Governor George Deukmejian Courthouse | 19-Y5-D5090-100-VFD47 | VARIABLE FREQUENCY DRIVE, VFD/8-1RA S/E ROOF VFD47 | JOHNSON CONTROLS, INC. | 2120703751 | AYK550-UH-012A-4+K465 | OM00038337 | Y5-VFD/8-01RA | SOUTH EAST ROOF ROOM 3450, VARIABLE FREQUENCY DRIVE, [Y5-VFD/8-01RA] TAG: 00038337, SN: 2120703751 | [10 empty] | \Classifications\Building System Class\D50-Electrical SYS\D5090 - Elec SYS\Variable Frequency Drive - VFD | 1018884
19-Y5 | 19-Y5 Governor George Deukmejian Courthouse | 19-Y5-D5090-100-VFD48 | VARIABLE FREQUENCY DRIVE, VFD-EF/B-13, S/E ROOF, ROOM 3950 VFD48 | ABB | 2122200443 | ACH550-VCR-012A-4 | OM00038338 | Y5-VFD-EF/B-13 | SOUTH EAST ROOF ROOM 3450, VARIABLE FREQUENCY DRIVE, [Y5-VFD-EF/B-13] TAG: 00038338, SN: 2122200443 | [10 empty] | \Classifications\Building System Class\D50-Electrical SYS\D5090 - Elec SYS\Variable Frequency Drive - VFD | 1018885
19-Y5 | 19-Y5 Governor George Deukmejian Courthouse | 19-Y5-D5090-100-VFD49 | VARIABLE FREQUENCY DRIVE, VFD-SPF/06, N.BUILDING, 4TH FLOOR, ROOM 4288 VFD49 | JOHNSON CONTROLS, INC. | 2120803662 | AYK550-UH-072A-4+K465 | OM00038339 | Y5-VFD-SPF/06 | NORTH BUILDING 4TH FLOOR, ROOM 4288, VARIABLE FREQUENCY DRIVE, [Y5-VFD-SPF/06] TAG: 00038339, SN: 2120803662 | [10 empty] | \Classifications\Building System Class\D50-Electrical SYS\D5090 - Elec SYS\Variable Frequency Drive - VFD | 1018886
19-Y5 | 19-Y5 Governor George Deukmejian Courthouse | 19-Y5-D5090-100-VFD50 | VARIABLE FREQUENCY DRIVE, VFD-SPF/07, N. BUILDING, ROOM 4388 VFD50 | JOHNSON CONTROLS, INC. | 2120702398 | AYK550-UH-075A-4+K465 | OM00038340 | Y5-VFD-SPF/07 | NORTH BUILDING 4TH FLOOR, ROOM 4288, VARIABLE FREQUENCY DRIVE, [Y5-VFD-SPF/07] TAG: 00038340, SN: 2120702398 | [10 empty] | \Classifications\Building System Class\D50-Electrical SYS\D5090 - Elec SYS\Variable Frequency Drive - VFD | 1018887
19-Y5 | 19-Y5 Governor George Deukmejian Courthouse | 19-Y5-D5090-100-VFD51 | VARIABLE FREQUENCY DRIVE, VFD-SPF/6-1, NORTH ROOF VFD51 | ABB | 2122200389 | ACH550-VCR-08A8-4 | OM00038341 | Y5-VFD-SPF/6-1 | NORTH ROOF, VARIABLE FREQUENCY DRIVE, [Y5-VFD-SPF/6-1] | [10 empty] | \Classifications\Building System Class\D50-Electrical SYS\D5090 - Elec SYS\Variable Frequency Drive - VFD | 1018888
19-Y5 | 19-Y5 Governor George Deukmejian Courthouse | 19-Y5-D5090-100-VFD52 | VARIABLE FREQUENCY DRIVE, VFD-EF/7-2, NORTH ROOF VFD52 | ABB | 2122200557 | ACH550-VCR-023A-4 | OM00038342 | Y5-VFD-EF/7-2 | NORTH ROOF, VARIABLE FREQUENCY DRIVE, [Y5-VFD-EF/7-2] | [10 empty] | \Classifications\Building System Class\D50-Electrical SYS\D5090 - Elec SYS\Variable Frequency Drive - VFD | 1018889
19-Y5 | 19-Y5 Governor George Deukmejian Courthouse | 19-Y5-D5090-100-VFD53 | VARIABLE FREQUENCY DRIVE, VFD-EF/7-1, NORTH ROOF VFD53 | ABB | 2122200471 | ACH550-VCR-031A-4 | OM00038343 | Y5-VFD-EF/7-1 | NORTH ROOF, VARIABLE FREQUENCY DRIVE, [Y5-VFD-EF/7-1] TAG: 00038343, SN: 2122200471 | [10 empty] | \Classifications\Building System Class\D50-Electrical SYS\D5090 - Elec SYS\Variable Frequency Drive - VFD | 1018890
19-Y5 | 19-Y5 Governor George Deukmejian Courthouse | 19-Y5-D5090-100-VFD54 | VARIABLE FREQUENCY DRIVE, VFD-SPF/6-2, NORTH ROOF VFD54 | ABB | 2122200350 | ACH550-BCR-08A8-4+B058 | OM00038344 | Y5-VFD-SPF/6-2 | NORTH ROOF, VARIABLE FREQUENCY DRIVE, [Y5-VFD-SPF/6-2] TAG: 00038344, SN: 2122200350 | [10 empty] | \Classifications\Building System Class\D50-Electrical SYS\D5090 - Elec SYS\Variable Frequency Drive - VFD | 1018891
19-Y5 | 19-Y5 Governor George Deukmejian Courthouse | 19-Y5-D3031-210-CDR13 | CONDENSING UNIT, CU EL2, S/W ROOF CDR13 | CARRIER | 4511X91132 | 38HDR048-321 | OM00038391 | Y5-CU/EL2 | S/W ROOF, CONDENSING UNIT, [Y5-CU/EL2] - TAG: 00038391, SN: 4511X91132 | [10 empty] | \Classifications\Building System Class\D30-HVAC Systems\D3030 - Cooling SYS\Condensing Unit, Air Cooled - CDR | 1018892
19-Y5 | 19-Y5 Governor George Deukmejian Courthouse | 19-Y5-D3031-210-CDR14 | CONDENSING UNIT, CU EL11, S/E ROOF CDR14 | CARRIER | 3112U34694 | 38AUZB25A0C6A0A0A | OM00038392 | Y5-CU/EL11 | S/E ROOF, CONDENSING UNIT, [Y5-CU/EL11] - TAG: 00038392, SN: 3112U34694 | [10 empty] | \Classifications\Building System Class\D30-HVAC Systems\D3030 - Cooling SYS\Condensing Unit, Air Cooled - CDR | 1018893
19-Y5 | 19-Y5 Governor George Deukmejian Courthouse | 19-Y5-D5090-100-VFD57 | VARIABLE FREQUENCY DRIVE, VFD-HWP/01, BOILER ROOM VFD57 | ABB | 2122200484 | ACH550-VCR-023A-4 | OM00038345 | Y5-VFD-HWP/01 | BOILER ROOM, VARIABLE FREQUENCY DRIVE, [Y5-VFD-HWP/01] TAG: 00038345, SN: 2122200484 | [10 empty] | \Classifications\Building System Class\D50-Electrical SYS\D5090 - Elec SYS\Variable Frequency Drive - VFD | 1018894
19-Y5 | 19-Y5 Governor George Deukmejian Courthouse | 19-Y5-D5090-100-VFD58 | VARIABLE FREQUENCY DRIVE, VFD-HWP/02 VFD58 | ABB | 2122200574 | ACH550-VCR-023A-4 | OM00038346 | Y5-VFD-HWP/02 | BOILER ROOM, VARIABLE FREQUENCY DRIVE, [Y5-VFD-HWP/02] - TAG: 00038346, SN: 2122200574 | [10 empty] | \Classifications\Building System Class\D50-Electrical SYS\D5090 - Elec SYS\Variable Frequency Drive - VFD | 1018895
19-Y5 | 19-Y5 Governor George Deukmejian Courthouse | 19-Y5-D5090-100-VFD59 | VARIABLE FREQUENCY DRIVE, VFD-BF/01, BOILER ROOM VFD59 | ABB | G1117C3573 | ACS320-03U04A1-4 | OM00038347 | Y5-VFD-BF/01 | BOILER ROOM, VARIABLE FREQUENCY DRIVE, [Y5-VFD-BF/01] - TAG: 00038347, SN: G1117C3573 | [10 empty] | \Classifications\Building System Class\D50-Electrical SYS\D5090 - Elec SYS\Variable Frequency Drive - VFD | 1018896
19-Y5 | 19-Y5 Governor George Deukmejian Courthouse | 19-Y5-D5090-100-VFD60 | VARIABLE FREQUENCY DRIVE, VFD-SHWP/01, CHILLER ROOM VFD60 | ABB | 2122200365 | ACH550-VCR-059A-4 | OM00038348 | Y5-VFD-SCHWP/01 | CHILLER ROOM, VARIABLE FREQUENCY DRIVE, [Y5-VFD-SCHWP/01] - TAG: 00038348, SN: 2122200365 | [10 empty] | \Classifications\Building System Class\D50-Electrical SYS\D5090 - Elec SYS\Variable Frequency Drive - VFD | 1018897
19-Y5 | 19-Y5 Governor George Deukmejian Courthouse | 19-Y5-D5090-100-VFD61 | VARIABLE FREQUENCY DRIVE, VFD-CWP/03, CHILLER ROOM VFD61 | ABB | 2122200312 | ACH550-VCR-072A-4 | OM00038349 | Y5-VFD-CWP/03 | CHILLER ROOM, VARIABLE FREQUENCY DRIVE, [Y5-VFD-CWP/03] TAG: 00038349, SN: 2122200312 | [10 empty] | \Classifications\Building System Class\D50-Electrical SYS\D5090 - Elec SYS\Variable Frequency Drive - VFD | 1018898
19-Y5 | 19-Y5 Governor George Deukmejian Courthouse | 19-Y5-D5090-100-VFD62 | VARIABLE FREQUENCY DRIVE, VFD-CWP/02, CHILLER ROOM VFD62 | ABB | 2122200302 | ACH550-VCR-072A-4 | OM00038350 | Y5-VFD-CWP/02 | CHILLER ROOM, VARIABLE FREQUENCY DRIVE, [Y5-VFD-CWP/02] - TAG: 00038350, SN: 2122200302 | [10 empty] | \Classifications\Building System Class\D50-Electrical SYS\D5090 - Elec SYS\Variable Frequency Drive - VFD | 1018899
19-Y5 | 19-Y5 Governor George Deukmejian Courthouse | 19-Y5-D5090-100-VFD63 | VARIABLE FREQUENCY DRIVE, VFD-CWP/01, CHILLER ROOM VFD63 | ABB | 2122200286 | ACH550-VCR-072A-4 | OM00038351 | Y5-VFD-CWP/01 | CHILLER ROOM, VARIABLE FREQUENCY DRIVE, [Y5-VFD-CWP/01] TAG: 00038351, SN: 2122200286 | [10 empty] | \Classifications\Building System Class\D50-Electrical SYS\D5090 - Elec SYS\Variable Frequency Drive - VFD | 1018900
19-Y5 | 19-Y5 Governor George Deukmejian Courthouse | 19-Y5-D5090-100-VFD64 | VARIABLE FREQUENCY DRIVE, VFD-SCHFWP/03, CHILLER ROOM VFD64 | ABB | 2122200373 | ACH550-VCR-059A-4 | OM00038352 | Y5-VFD-SCHWP/03 | CHILLER ROOM, VARIABLE FREQUENCY DRIVE, [Y5-VFD-SCHWP/03] - TAG: 00038352, SN: 21222200373 | [10 empty] | \Classifications\Building System Class\D50-Electrical SYS\D5090 - Elec SYS\Variable Frequency Drive - VFD | 1018901
19-Y5 | 19-Y5 Governor George Deukmejian Courthouse | 19-Y5-D5090-100-VFD65 | VARIABLE FREQUENCY DRIVE, VFD-SCHWP/02, CHILLER ROOM VFD65 | ABB | 2122200358 | ACH550-VCR-059A-4 | OM00038353 | Y5-VFD-SCHWP/02 | CHILLER ROOM, VARIABLE FREQUENCY DRIVE, [Y5-VFD-SCHWP/02] - TAG: 00038353, SN: 2122200358 | [10 empty] | \Classifications\Building System Class\D50-Electrical SYS\D5090 - Elec SYS\Variable Frequency Drive - VFD | 1018902
19-Y5 | 19-Y5 Governor George Deukmejian Courthouse | 19-Y5-D5090-100-VFD66 | VARIABLE FREQUENCY DRIVE, VFD-HRP/01, CHILLER ROOM - VFD66 | ABB | 2122200367 | ACH550-VCR-08A8-4 | OM00038354 | Y5-VFD-HRP/01 | CHILLER ROOM, VARIABLE FREQUENCY DRIVE, [Y5-VFD-HRP/01] - TAG: 00038354, SN: 2122200367 | [10 empty] | \Classifications\Building System Class\D50-Electrical SYS\D5090 - Elec SYS\Variable Frequency Drive - VFD | 1018903
19-Y5 | 19-Y5 Governor George Deukmejian Courthouse | 19-Y5-D5090-100-VFD67 | VARIABLE FREQUENCY DRIVE, VFD-HRP/02, CHILLER ROOM, ASSET TAG: 00038355, SN: 2122200379, MODEL: ACH550-VCR-08A8-4, MFG: ABB | ABB | 2122200379 | ACH550-VCR-08A8-4 | OM00038355 | Y5-VFD-HRP/02 | CHILLER ROOM, VARIABLE FREQUENCY DRIVE, [Y5-VFD-HRP/02] - TAG: 00038355, SN: 2122200379 | [10 empty] | \Classifications\Building System Class\D50-Electrical SYS\D5090 - Elec SYS\Variable Frequency Drive - VFD | 1018904
19-Y5 | 19-Y5 Governor George Deukmejian Courthouse | 19-Y5-D5090-100-VFD68 | VARIABLE FREQUENCY DRIVE, VFD-CHP/1-2, CHILLER ROOM VFD68 | ABB | 2122200401 | ACH550-VCR-038A-4 | OM00038357 | Y5-VFD-CHP/1-2 | CHILLER ROOM, VARIABLE FREQUENCY DRIVE, [Y5-VFD-CHP/1-2] -TAG: 00038357, SN: 2122200401 | [10 empty] | \Classifications\Building System Class\D50-Electrical SYS\D5090 - Elec SYS\Variable Frequency Drive - VFD | 1018905
19-Y5 | 19-Y5 Governor George Deukmejian Courthouse | 19-Y5-D5090-100-VFD69 | VARIABLE FREQUENCY DRIVE, VFD-CHP/1-1, CHILLER ROOM VFD69 | ABB | 2122200385 | ACH550-VCR-038A-4 | OM00038358 | Y5-VFD-CHP/1-1 | CHILLER ROOM, VARIABLE FREQUENCY DRIVE, [Y5-VFD-CHP/1-1] - TAG: 00038358, SN: 2122200385 | [10 empty] | \Classifications\Building System Class\D50-Electrical SYS\D5090 - Elec SYS\Variable Frequency Drive - VFD | 1018906
19-Y5 | 19-Y5 Governor George Deukmejian Courthouse | 19-Y5-D5090-100-VFD70 | VARIABLE FREQUENCY DRIVE, VFD-SPF/B-1, BASEMENT ROOM 600 VFD70 | JOHNSON CONTROLS, INC. | 2120303325 | AYK550-UH-03A-4+K465 | OM00038359 | Y5-VFD-SPF/B-1 | BASEMENT ROOM 600, VARIABLE FREQUENCY DRIVE, [Y5-VFD-SPF/B-1] - TAG: 00038359, SN :2120303325 | [10 empty] | \Classifications\Building System Class\D50-Electrical SYS\D5090 - Elec SYS\Variable Frequency Drive - VFD | 1018907
19-Y5 | 19-Y5 Governor George Deukmejian Courthouse | 19-Y5-D5090-100-VFD71 | VARIABLE FREQUENCY DRIVE, VFD-EF/B-3, JUDGE'S PARKING GARAGE VFD91 | ABB | 2122200391 | ACH550-VCR-038A-4 | OM00038360 | Y5-VFD-EF/B-3 | BASEMENT, JUDGE'S PARKING GARAGE, VARIABLE FREQUENCY DRIVE, [Y5-VFD-EF/B-3] - TAG: 00038360, SN: 2122200391 | [10 empty] | \Classifications\Building System Class\D50-Electrical SYS\D5090 - Elec SYS\Variable Frequency Drive - VFD | 1018908
19-Y5 | 19-Y5 Governor George Deukmejian Courthouse | 19-Y5-D5090-100-VFD72 | VARIABLE FREQUENCY DRIVE, VFD-EF/B-2, JUDGE'S PARKING GARAGE VFD72 | ABB | 2122200423 | ACH550-VCR-012A-4 | OM00038361 | Y5-VFD-EF/B-2 | BASEMENT, JUDGE'S PARKING GARAGE, VARIABLE FREQUENCY DRIVE, [Y5-VFD-EF/B-2] TAG: 00038361, SN: 2122200423 | [10 empty] | \Classifications\Building System Class\D50-Electrical SYS\D5090 - Elec SYS\Variable Frequency Drive - VFD | 1018909
19-Y5 | 19-Y5 Governor George Deukmejian Courthouse | 19-Y5-D5090-100-VFD73 | VARIABLE FREQUENCY DRIVE, VFD-EF/B-1, JUDGE'S PARKING GARAGE VFD73 | ABB | 2122200414 | ACH550-VCR-012A-4 | OM00038362 | Y5-VFD-EF/B-1 | JUDGE'S PARKING GARAGE, VARIABLE FREQUENCY DRIVE, [Y5-VFD-EF/B-1] TAG: 00038362, SN: 2122200414 | [10 empty] | \Classifications\Building System Class\D50-Electrical SYS\D5090 - Elec SYS\Variable Frequency Drive - VFD | 1018910
19-Y5 | 19-Y5 Governor George Deukmejian Courthouse | 19-Y5-D5090-100-VFD74 | VARIABLE FREQUENCY DRIVE, VFD-SF/B-2, BASEMENT ROOM 150 VFD74 | JOHNSON CONTROLS, INC. | 2131402362 | AYK550-UH015A-4+K465 | OM00038363 | Y5-VFD-SF/B-2 | BASEMENT ROOM 150, VARIABLE FREQUENCY DRIVE [Y5-VFD-SF/B-2] TAG: 00038363, SN: 2131402362 | [10 empty] | \Classifications\Building System Class\D50-Electrical SYS\D5090 - Elec SYS\Variable Frequency Drive - VFD | 1018911
19-Y5 | 19-Y5 Governor George Deukmejian Courthouse | 19-Y5-B2034-400-DOH04 | OVERHEAD ROLLUP DOOR, LOADING DOCK DOH04 | MCKEON | SGHO-05011ESR-C00J57 | SGH5011ESR | OM00038366 | Y5-DOH/04 | LOADING DOCK, OVER HEAD ROLLUP DOOR, [Y5-DOH/04] - AG: 00038366, SN: GH0-05011ESR-C00J57 | [10 empty] | \Classifications\Building System Class\B20-General Building Exterior\B2030 - Exterior Doors\Door,Overhead-Shutter,Manual,Elec,Roll-up - DOH | 1018912
19-Y5 | 19-Y5 Governor George Deukmejian Courthouse | 19-Y5-B2034-400-DOH05 | OVERHEAD ROLLUP DOOR, LOADING DOCK, ASSET TAG: 00038367, SN: GH0-05011ESR-C00346, MODEL: SGH5011ESR, MFG: MCKEON | MCKEON | SGHO-05011ESR-C00346 | SGH5011ESR | OM00038367 | Y5-DOH/05 | LOADING DOCK, OVER HEAD ROLLUP DOOR, [Y5-DOH/05] | [10 empty] | \Classifications\Building System Class\B20-General Building Exterior\B2030 - Exterior Doors\Door,Overhead-Shutter,Manual,Elec,Roll-up - DOH | 1018913
19-Y5 | 19-Y5 Governor George Deukmejian Courthouse | 19-Y5-B2033-120-DOR01 | LOADING DOCK ENTRANCE GATE - DOR01 | HY SECURITY | 132910-1321-883 | 222X1ST | OM00038366 | Y5-DOR/01 | LOADING DOCK ENTRANCE GATE, [Y5-DOR/01] - TAG: 00038366, SN: 132910-1321-883 | [10 empty] | \Classifications\Building System Class\B20-General Building Exterior\B2030 - Exterior Doors\Door,Automatic-Sliding,Revolving - DOR | 1018914
19-Y5 | 19-Y5 Governor George Deukmejian Courthouse | 19-Y5-G2023-150-PEG03 | BASEMENT ENTRANCE SWING GATES PEG03 | HY SECURITY | 726262-1318-642 | HRG220-CST | OM00038389 | Y5-PEG/03 | BASEMENT ENTRANCE SWING GATES, [Y5-PEG/03] TAG: 00038389, SN: 726262-1318642 | [10 empty] | \Classifications\Building System Class\G20-Other Systems\G2020 - Parking Lots\Secured Parking Gate - PEG | 1018915
19-Y5 | 19-Y5 Governor George Deukmejian Courthouse | 19-Y5-D5090-100-VFD46 | VARIABLE FREQUENCY DRIVE, VFD-EF/3-1, ROOM 6401 VFD46 | ABB | 2122200345 | ACH550-VCR-06A9-4 | OM00038307 | Y5-VFD-EF/3-1 | PENTHOUSE 3, ROOM 6401, VARIABLE FREQUENCY DRIVE, [Y5-VFD-EF/3-1] ASSET TAG: 2122200345, SN: 2122200345 | [10 empty] | \Classifications\Building System Class\D50-Electrical SYS\D5090 - Elec SYS\Variable Frequency Drive - VFD | 1018916
19-Y5 | 19-Y5 Governor George Deukmejian Courthouse | 19-Y5-D5090-100-VFD55 | Variable Freq Drives VFD55 | JOHNSON CONTROLS | 2120802015 | AYK550-UH-045A-4TK465 | OM00038408 |  | SROOF, AHU 1-3 SF VFD, ASSET TAG: OM00038408, SN: 2120802015 | NA | NA | NA | NA | DNA | DNA | NA | DNA | NA | NA | \Classifications\Building System Class\D50-Electrical SYS\D5090 - Elec SYS\Variable Frequency Drive - VFD | 1018954
19-Y5 | 19-Y5 Governor George Deukmejian Courthouse | 19-Y5-D5090-100-VFD56 | Variable Freq Drives VFD56 | JOHNSON CONTROLS | 2121003610 | AYK550-UH-045A-4TK465 | OM00038407 |  | SROOF, AHU 2-3 SF VFD, ASSET TAG: OM00038407, SN: 2121003610 | NA | NA | NA | NA | DNA | DNA | NA | DNA | NA | NA | \Classifications\Building System Class\D50-Electrical SYS\D5090 - Elec SYS\Variable Frequency Drive - VFD | 1018955
19-Y5 | 19-Y5 Governor George Deukmejian Courthouse | 19-Y5-G2023-160-PEB01 | Security wedge barriers on secured parking entrance off 3rd St | Delta Scientific Corp | 8037-1 | DSC2000EM | OM00038395 | Y5-WBARR | Security wedge barriers on secured parking entrance off 3rd St - Y5-WBARR,OM00038395 | DNA | DNA | DNA | DNA | DNA | DNA | DNA | DNA | DNA | DNA | \Classifications\Building System Class\G20-Other Systems\G2020 - Parking Lots\Security Parking Electric Barrier - PEB | 1019463
19-Y5 | 19-Y5 Governor George Deukmejian Courthouse | 19-Y5-B2010-100-BLD01 | Building Structure | NA | NA | NA | OM00038428 |  |  | NA | NA | NA | NA | NA | NA | NA | NA | NA | NA | \Classifications\Building System Class\B20-General Building Exterior\B2010 - Exterior Walls\Building - BLD | 1019543
19-Y5 | 19-Y5 Governor George Deukmejian Courthouse | 19-Y5-D2093-100-GIN01 | Interceptor, Grease | DNA | DNA | DNA | OM00038429 |  | Grease Trap on 3rd Street | [10 empty] | \Classifications\Building System Class\D20-Plumbing\D2090 - Other Plumbing SYS\Grease Inteceptor - GIN | 1021308
19-Y5 | 19-Y5 Governor George Deukmejian Courthouse | 19-Y5-G2040-100-WFE01 | Water Feature, Exterior | DNA | DNA | DNA | OM00038430 |  | Water Fountains at front exterior | [10 empty] | \Classifications\Building System Class\G20-Other Systems\G2040 - Site Development\Water Feature, Exterior - WFE | 1021310
19-Y5 | 19-Y5 Governor George Deukmejian Courthouse | 19-Y5-D2018-100-DKF01 | Drinking Fountains, all | Haws | DNA | DNA | OM00038431 |  | Drinking fountains on all floors | [10 empty] | \Classifications\Building System Class\D20-Plumbing\D2010 - Plumb Fix\Drink Fountain (Refr Indvl Wtrcooler) - DKF | 1021309
19-Y5 | 19-Y5 Governor George Deukmejian Courthouse | 19-Y5-G2040-100-WFI01 | Water Feature, Interior | DNA | DNA | DNA | OM00038432 |  | Water Fountain in secured courtyard | [10 empty] | \Classifications\Building System Class\G20-Other Systems\G2040 - Site Development\Water Feature, Interior - WFI | 1021311
19-Y5 | 19-Y5 Governor George Deukmejian Courthouse | 19-Y5-B2033-100-TRS | Exit turnstiles in front lobby | Fastlane | DNA | Glassgate 150 | OM00038396 | Y5-EXITTURN | Turnstiles Main Atrium Exit - Tag:OM00038396 | NA | NA | NA | NA | DNA | DNA | DNA | DNA | NA | NA | \Classifications\Building System Class\B20-General Building Exterior\B2030 - Exterior Doors\Turnstiles - TRS | 1021325
19-Y5 | 19-Y5 Governor George Deukmejian Courthouse | 19-Y5-D5030-100-RFM01 | Distributed Antenna System (DAS) | Axell Wireless | DNA | DNA | OM00038417 | Y5-DAS | Tag:OM00038417, Y5-DAS¦ DAS in 5th Floor Communications Rm. 5266 | DNA | DNA | NA | DNA | DNA | DNA | Electric | DNA | NA | NA | \Classifications\Building System Class\D50-Electrical SYS\D5030 - Comm & Security\Radio Frequency Multiplexer - RFM | 1021639
19-Y5 | 19-Y5 Governor George Deukmejian Courthouse | 19-Y5-D5092-250-ELI01 | Lighting Inverter located in 4th Floor Rm. 4268 | DSPM | 071612-1C | DE1-8Kw-277-277 | OM00038399 | Y5-EMLTG | Lighting Inverter located in 4th Floor Rm. 4268 | NA | NA | NA | NA | DNA | DNA | DNA | DNA | NA | NA | \Classifications\Building System Class\D50-Electrical SYS\D5090 - Elec SYS\Emergency Light Inverter - ELI | 1021640
19-Y5 | 19-Y5 Governor George Deukmejian Courthouse | 19-Y5-D5092-250-ELI02 | Lighting Inverter located on 4th floor Rm. 4667 | DSPM | 071612-1D | DE1-8Kw-277-277 | OM00038400 | Y5-EMLTG02 | Lighting Inverter located on 4th floor Rm. 4667 | NA | NA | NA | NA | 277 VAC | DNA | DNA | DNA | NA | NA | \Classifications\Building System Class\D50-Electrical SYS\D5090 - Elec SYS\Emergency Light Inverter - ELI | 1021641
19-Y5 | 19-Y5 Governor George Deukmejian Courthouse | 19-Y5-D5092-250-ELI03 | Lighting Inverter located in LL lockup Rm. 121 | DSPM | 071612-1A | DE1-8Kw-277-277 | OM00038398 | Y5-EMLTG03 | NBasement, Room 121 | NA | NA | NA | NA | DNA | DNA | DNA | DNA | NA | NA | \Classifications\Building System Class\D50-Electrical SYS\D5090 - Elec SYS\Emergency Light Inverter - ELI | 1021642
19-Y5 | 19-Y5 Governor George Deukmejian Courthouse | 19-Y5-D5092-250-ELI04 | Lighting Inverter located in LL lockup Rm. 665 | DSPM | 071612-1B | DE1-8Kw-277-277 | OM00038397 | Y5-EMLTG04 | Lower Level lockup, Lighting Inverter located in LL Rm. 665 | NA | NA | NA | NA | DNA | DNA | DNA | DNA | NA | NA | \Classifications\Building System Class\D50-Electrical SYS\D5090 - Elec SYS\Emergency Light Inverter - ELI | 1021643
19-Y5 | 19-Y5 Governor George Deukmejian Courthouse | 19-Y5-G2057-100-IRC01 | Calsense controller for landscaping drip irrigation | Calsense | 38553 | ET2000e | OM00038368 | Y5-IRRCT01 | Irrigation controller in loading dock | NA | NA | NA | NA | DNA | DNA | DNA | DNA | NA | NA | \Classifications\Building System Class\G20-Other Systems\G2050 - Landscaping\Irrigation Controller - IRC | 1021644
19-Y5 | 19-Y5 Governor George Deukmejian Courthouse | 19-Y5-D2022-260-HWG03 | Hot Water Heater Gas HWG03 | DNA | 1709105232995 | BTH-500A 200 | 0M00038433 | Y5-DWH01 | NB - Boiler Room 0485 - [Y5-DWH01] | [10 empty] | \Classifications\Building System Class\D20-Plumbing\D2020 - Domestic Water\Domestic Water Heater, Gas - HWG | 1022054
19-Y5 | 19-Y5 Governor George Deukmejian Courthouse | 19-Y5-G3063-100-DAT01 | Day Tank | DNA | DNA | DNA | OM00038434 | for Y5-GEN01 | NB-GENERATOR BUS DRIVEWAY 0488 - [Y5-GEN01] | [10 empty] | \Classifications\Building System Class\G30-Site Mechanical Utilities\G3060 - Fuel Distribution\Tank, Fuel Storage Day - DAT | 1022055
19-Y5 | 19-Y5 Governor George Deukmejian Courthouse | 19-Y5-D2040-100-PSQ02 | Pump PSU02 | DNA | DNA | DNA | OM00038435 |  | SB SUMP PUMP ROOM 0545 | [10 empty] | \Classifications\Building System Class\D20-Plumbing\D2040 - Rain Drain\Sump Pump - PSU | 1022056
19-Y5 | 19-Y5 Governor George Deukmejian Courthouse | 19-Y5-D5038-100-DUR01 | DURESS SYSTEM | STOP TECH LTD/CENTURION | C130013 | MODEL# 9248 | 0M00038436 |  | 3rd Floor West IDF | [10 empty] | \Classifications\Building System Class\D50-Electrical SYS\D5030 - Comm & Security\Duress Alarms - DUR | 1022502
19-Y5 | 19-Y5 Governor George Deukmejian Courthouse | 19-Y5-D3032-100-CWT01 | Chilled Water Expansion Tank 1 | DNA | DNA | DNA | OM00038369 | DNA | N Basement, Room 276 | DNA | DNA | DNA | DNA | DNA | DNA | DNA | DNA | DNA | DNA | \Classifications\Building System Class\D30-HVAC Systems\D3030 - Cooling SYS\Chilled Water Expansion Tank - CWT | 1022558
19-Y5 | 19-Y5 Governor George Deukmejian Courthouse | 19-Y5-D3020-100-HET01 | Hot Water Expansion Tank 1 | DNA | DNA | DNA | 0M000384437 |  | N BASEMENT, ROOM 276 | DNA | DNA | DNA | DNA | DNA | DNA | DNA | DNA | DNA | DNA | \Classifications\Building System Class\D30-HVAC Systems\D3020 - Heat SYS\Heater Water Expansion Tank - HET | 1022559
19-Y5 | 19-Y5 Governor George Deukmejian Courthouse | 19-Y5-D3020-100-HET02 | Hot Water Expansion Tank 2 | DNA | DNA | DNA | OM00038440 |  | N BASEMENT, BOILER ROOM | DNA | DNA | DNA | DNA | DNA | DNA | DNA | DNA |  | DNA | \Classifications\Building System Class\D30-HVAC Systems\D3020 - Heat SYS\Heater Water Expansion Tank - HET | 1022560
19-Y5 | 19-Y5 Governor George Deukmejian Courthouse | 19-Y5-G3060-320-DFP01 | Fuel Pump | SIMPLEX INC | DNA | COMPACT AUTOMATIC FUEL PORT | OM00038413 |  | LOADING DOCK | [6 empty] | DNA |  |  |  | \Classifications\Building System Class\G30-Site Mechanical Utilities\G3060 - Fuel Distribution\Pump, Fuel, Diesel Fuel Transfer Pump - DFP | 1022645
19-Y5 | 19-Y5 Governor George Deukmejian Courthouse | 19-Y5-G3063-100-AST01 | Above Ground Storage Tank | RCI TECHNOLOGIES | DNA | FRS660 | OM00038387 |  | LOADING DOCK | NA | NA | NA | NA | NA | NA | Diesel | NA | NA | NA | \Classifications\Building System Class\G30-Site Mechanical Utilities\G3060 - Fuel Distribution\Tank, Fuel Storage, Above Ground - AST | 1022644
19-Y5 | 19-Y5 Governor George Deukmejian Courthouse | 19-Y5-D3031-210-CDR15 | CONDENSING UNIT, CU-UPS1 | DNA | DNA | DNA | OM00038442 | Y5-CU/UPS1 | SOUTH ROOF, CONDENSING UNIT SERVING UPS ROOM BASEMENT - TAG: 00038442, SN - DNA | [10 empty] | \Classifications\Building System Class\D30-HVAC Systems\D3030 - Cooling SYS\Condensing Unit (Air and/or Water) - CDR | 1022894
20-F1 | 20-F1 New Madera Courthouse | 20-F1-D2023-100-BFP03 | 2" Irrigation Water Backflow Preventer BFP03 - Test attached to Notes & Docs | Wilkins ZURN Company | 3755740 | 975XL2 RP 2 inch | OM00042517 | ID#:1 | West of Courthouse on South "H" Street | NA | NA | NA | NA | NA | NA | NA | NA | NA | NA | \Classifications\Building System Class\D20-Plumbing\D2020 - Domestic Water\Backflow Preventer - BFP | 1019286
20-F1 | 20-F1 New Madera Courthouse | 20-F1-D2023-100-BFP02 | 6" Domestic Water Backflow Preventer - Test attached to Notes & Docs | Wilkins ZURN Company | X25372 | 375A RP 6" | OM00042516 | ID#:2 | Domestic Backflow RP 6" -West of Courthouse on South "H" Street | NA | NA | NA | NA | NA | NA | NA | NA | NA | NA | \Classifications\Building System Class\D20-Plumbing\D2020 - Domestic Water\Backflow Preventer - BFP | 1019287
20-F1 | 20-F1 New Madera Courthouse | 20-F1-D2023-100-BFP04 | 3/4" Fire Bypass Backflow, on BFP01 | Wilkins | 3706163 | 975XLD RPDA 3/4" | OM00039855 | ID#:3 | "H" Street, Backflow - Fire RPDA 3/4" | NA | NA | NA | NA | NA | NA | NA | NA | NA | NA | \Classifications\Building System Class\D20-Plumbing\D2020 - Domestic Water\Backflow Preventer - BFP | 1019288
20-F1 | 20-F1 New Madera Courthouse | 20-F1-D2023-100-BFP01 | 8" Fire Water Backflow Preventer BFP01 - Test attached to Notes & Docs | Wilkins ZURN Company | Y08776 | 375ADA RPDA 8" | OM00042515 | ID#:4 | Backflow - Fire 8" - West of Courthouse on South "H" Street | NA | NA | NA | NA | NA | NA | NA | NA | NA | NA | \Classifications\Building System Class\D20-Plumbing\D2020 - Domestic Water\Backflow Preventer - BFP | 1019289
20-F1 | 20-F1 New Madera Courthouse | 20-F1-D4022-210-JPM01 | Fire Protection Jockey Pump JFP-1 | AC Fire Pump ITT Industries | W1305021751 | 8FD4F20 | OM00042958 |  | Fire Pump Room | NA | NA | NA | (1) 1.5 Hp | 480 | DNA | NA | 3 | NA | NA | \Classifications\Building System Class\D40-Fire Protection SYS\D4020 - Stand Pipe\Jockey Pump - JPM | 1019782
20-F1 | 20-F1 New Madera Courthouse | 20-F1-D5092-210-GEN01 | Standby Power Diesel Generator Set | Caterpillar (CAT) | AFN04416 | Model SR4B, 750ekW, 938KVA, 60 Hz, 1800 rpm, 480 Volts | OM00042514 | Permit #C-8570-1-0 | Southeast of Sallyport, Parralel to Sallyport Ramp S03 | NA | NA | NA | NA | 480 | DNA | Diesel | 3 | NA | NA | \Classifications\Building System Class\D50-Electrical SYS\D5090 - Elec SYS\Emergency Generator - GEN | 1019783
20-F1 | 20-F1 New Madera Courthouse | 20-F1-D1010-100-ELE01 | Elevator, Electric ELE01 State ID# 167447 | Otis Elevator Company | 18801337 | AAA21310AD | OM00042626 | State ID# 167447 | 1st Floor, Lobby 103 | NA | NA | NA | NA | 480 | DNA | Electric | 3 | NA | NA | \Classifications\Building System Class\D10-Conveyance Systems\D1010 - Elevator\Elevator,Electric,Pass/Freight - ELE | 1019784
20-F1 | 20-F1 New Madera Courthouse | 20-F1-D2023-100-BFP05 | 3/4" Chilled Water System Make-up Water Backflow Preventer BFP05 | Watts | 9899 | LF909QTRPZ 1" | OM00042933 | ID#:5 | Roof South | NA | NA | NA | NA | NA | NA | NA | NA | NA | NA | \Classifications\Building System Class\D20-Plumbing\D2020 - Domestic Water\Backflow Preventer - BFP | 1019785
20-F1 | 20-F1 New Madera Courthouse | 20-F1-B2010-100-BLD01 | Building Structure | NA | NA | NA | OM00043023 |  | Building | NA | NA | NA | NA | NA | NA | NA | NA | NA | NA | \Classifications\Building System Class\B20-General Building Exterior\B2010 - Exterior Walls\Building - BLD | 1019786
20-F1 | 20-F1 New Madera Courthouse | 20-F1-D1010-100-ELE02 | Elevator, Electric ELE02 State ID# 167448 | Otis Elevator Company | 20451337 | AAA21310AD | OM00042627 | State ID# 167448 | 1st Floor, Lobby 103 | NA | NA | NA | NA | 480 | DNA | Electric | 3 | NA |  | \Classifications\Building System Class\D10-Conveyance Systems\D1010 - Elevator\Elevator,Electric,Pass/Freight - ELE | 1019787
20-F1 | 20-F1 New Madera Courthouse | 20-F1-D1010-100-ELE03 | Elevator, Electric ELE03 State ID# 167449 | Otis Elevator Company | 201333213 | AAA2131AD | OM00042650 | State ID# 167449 | Basement, Corridor B04 | NA | NA | NA | 31 | 480 | DNA | Electric | 3 | NA | NA | \Classifications\Building System Class\D10-Conveyance Systems\D1010 - Elevator\Elevator,Electric,Pass/Freight - ELE | 1019788
20-F1 | 20-F1 New Madera Courthouse | 20-F1-D1010-100-ELE04 | Elevator, Electric ELE04 State ID# 167450 | Otis Elevator Company | 21333214 | AAA21310AD | OM00042625 | State ID# 167450 | Basement, Corridor B05 | NA | NA | NA | NA | 480 | DNA | Electric | 3 | NA | NA | \Classifications\Building System Class\D10-Conveyance Systems\D1010 - Elevator\Elevator,Electric,Pass/Freight - ELE | 1019789
20-F1 | 20-F1 New Madera Courthouse | 20-F1-D1010-100-ELE05 | Elevator, Electric ELE05 State ID# 167332 | Otis Elevator Company | 20621338 | AAA213110AD | OM00042649 | State ID# 167332 | Secured Judges Parking B00 | NA | NA | NA | 25 | 480 | DNA | Electric | 3 | NA | NA | \Classifications\Building System Class\D10-Conveyance Systems\D1010 - Elevator\Elevator,Electric,Pass/Freight - ELE | 1019790
20-F1 | 20-F1 New Madera Courthouse | 20-F1-B2033-120-DOR01 | H St. ADA Double Door Entrance/Exit | Horton | UNABLE TO IDENTIFY | UNABLE TO IDENTIFY | OM00042521 |  | 1st Flr. Employee Entrance/Exit | NA | NA | NA | NA | NA | NA | NA | NA | NA | NA | \Classifications\Building System Class\B20-General Building Exterior\B2030 - Exterior Doors\Door,Automatic-Sliding,Revolving - DOR | 1019791
20-F1 | 20-F1 New Madera Courthouse | 20-F1-B2033-120-DOR02 | H St. ADA Single Door Entrance/Exit | Horton | UNABLE TO IDENTIFY | UNABLE TO IDENTIFY | OM00042522 |  | 1st Flr. Employee Entrance/Exit | NA | NA | NA | NA | NA | NA | NA | NA | NA | NA | \Classifications\Building System Class\B20-General Building Exterior\B2030 - Exterior Doors\Door,Automatic-Sliding,Revolving - DOR | 1019792
20-F1 | 20-F1 New Madera Courthouse | 20-F1-B2034-400-DOH01 | Secured Judge's Parking Rollup Door Entrance | Cookson | C006016 | SGH5011E | OM00042890 |  | Basement Secured Judge's Parking Entrance | NA | NA | NA | 1/2 hp | 120 | 5 | Electric | 1 | NA | NA | \Classifications\Building System Class\B20-General Building Exterior\B2030 - Exterior Doors\Door,Overhead-Shutter,Manual,Elec,Roll-up - DOH | 1019793
20-F1 | 20-F1 New Madera Courthouse | 20-F1-B2034-400-DOH02 | Secured Judge's Parking Rollup Door Exit | Cookson | C006015 | SGH5011E | OM00042889 |  | Basement Secured Judge's Parking Exit | NA | NA | NA | 1/2 hp | 120 | 5 | Electric | 1 | NA | NA | \Classifications\Building System Class\B20-General Building Exterior\B2030 - Exterior Doors\Door,Overhead-Shutter,Manual,Elec,Roll-up - DOH | 1019794
20-F1 | 20-F1 New Madera Courthouse | 20-F1-B2034-400-DOH03 | Sallyport Overhead Roll-Up Doors Exterior Entrance | Cookson | C00134 | SGH5023ESL | OM00042900 |  | 7th Street, Sally Port 1st. Flr. Exterior Entrance | NA | NA | NA | 1/2 Hp | 211 | 1.3A | NA | 3 | NA | NA | \Classifications\Building System Class\B20-General Building Exterior\B2030 - Exterior Doors\Door,Overhead-Shutter,Manual,Elec,Roll-up - DOH | 1019795
20-F1 | 20-F1 New Madera Courthouse | 20-F1-B2034-400-DOH04 | Sallyport Overhead Roll-Up Doors Interior Entrance | Cookson | C00112 | SGH5023ESL | OM00042899 |  | Sally Port Basement Interior Entrance | NA | NA | NA | 1/2 Hp | 210 | 1.3A | Electric | 3 | NA | NA | \Classifications\Building System Class\B20-General Building Exterior\B2030 - Exterior Doors\Door,Overhead-Shutter,Manual,Elec,Roll-up - DOH | 1019796
20-F1 | 20-F1 New Madera Courthouse | 20-F1-B2034-400-DOH05 | Sallyport Overhead Roll-Up Doors Interior Exit | Cookson | C00114 | SGH5023ESL | OM00042898 |  | Sally Port Basement Interior Exit | NA | NA | NA | 1/2 Hp | 208 | 1.3A | Electric | 3 | NA | NA | \Classifications\Building System Class\B20-General Building Exterior\B2030 - Exterior Doors\Door,Overhead-Shutter,Manual,Elec,Roll-up - DOH | 1019797
20-F1 | 20-F1 New Madera Courthouse | 20-F1-B2034-400-DOH06 | Sallyport Overhead Roll-Up Doors Exterior Exit | Cookson | C00135 | SGH5023ESL | OM00042897 |  | "H" Street, Sally Port 1st. Flr. Exterior Exit | NA | NA | NA | 1/2 Hp | 208 | 1.3A | Electric | 3 | NA | NA | \Classifications\Building System Class\B20-General Building Exterior\B2030 - Exterior Doors\Door,Overhead-Shutter,Manual,Elec,Roll-up - DOH | 1019798
20-F1 | 20-F1 New Madera Courthouse | 20-F1-B3010-100-RUF01 | Roofing Systems | Sika, Sarnafil | NA | NA | OM00043022 |  | Roof | NA | NA | NA | NA | NA | NA | NA | NA | NA | NA | \Classifications\Building System Class\B30-Roofing\B3010 - Roof Types\Roof - RUF | 1019799
20-F1 | 20-F1 New Madera Courthouse | 20-F1-C1020-110-FRD17 | Basement Elevator MTL #1 Fire Doors | Stiles | 151336 | WHI | OM00042886 |  | Basement Elevator #1 | NA | NA | NA | NA | NA | NA | NA | NA | NA | NA | \Classifications\Building System Class\C10-General Building Interior\C1020 - Fire Doors\Fire Doors - FRD | 1019800
20-F1 | 20-F1 New Madera Courthouse | 20-F1-C1020-110-FRD18 | Basement Elevator #5 Fire Door | Stiles | 151335 | WHI | OM00042863 |  | Basement Elevator #5 | NA | NA | NA | NA | NA | NA | NA | NA | NA | NA | \Classifications\Building System Class\C10-General Building Interior\C1020 - Fire Doors\Fire Doors - FRD | 1019801
20-F1 | 20-F1 New Madera Courthouse | 20-F1-C1020-110-FRD04 | Front Main ADA Entrance/Exit Double Fire Doors | Horton | NA | NA | OM00042903 |  | 1st. Flr. Main Entrance | NA | NA | NA | NA | NA | NA | NA | NA | NA | NA | \Classifications\Building System Class\C10-General Building Interior\C1020 - Fire Doors\Fire Doors - FRD | 1019802
20-F1 | 20-F1 New Madera Courthouse | 20-F1-C1020-110-FRD05 | 1st. Flr. Elevator #5 Fire Door | Stiles | 150973 | WHI | OM00042629 |  | 1st Flr. Elevator #5 | NA | NA | NA | NA | NA | NA | NA | NA | NA | NA | \Classifications\Building System Class\C10-General Building Interior\C1020 - Fire Doors\Fire Doors - FRD | 1019803
20-F1 | 20-F1 New Madera Courthouse | 20-F1-C1020-110-FRD06 | 2nd. Flr S. Stairwell Fire Door | VT Industries | 89618 | WHI | OM00042907 |  | 2nd. Flr. Stairwell 2 S. | NA | NA | NA | NA | NA | NA | NA | NA | NA | NA | \Classifications\Building System Class\C10-General Building Interior\C1020 - Fire Doors\Fire Doors - FRD | 1019804
20-F1 | 20-F1 New Madera Courthouse | 20-F1-C1020-110-FRD07 | 2nd. Flr. N. Stairwell Fire Door | VT Industries | 2159 | UNABLE TO IDENTIFY | OM00042906 |  | 2nd. Flr. Stairwell 1 N. | NA | NA | NA | NA | NA | NA | NA | NA | NA | NA | \Classifications\Building System Class\C10-General Building Interior\C1020 - Fire Doors\Fire Doors - FRD | 1019805
20-F1 | 20-F1 New Madera Courthouse | 20-F1-C1020-110-FRD08 | 2nd. Flr. Elevator #5 Fire Door | Stiles | 151317 | WHI | OM00042628 |  | 2nd. Flr. Elevator #5 | NA | NA | NA | NA | NA | NA | NA | NA | NA | NA | \Classifications\Building System Class\C10-General Building Interior\C1020 - Fire Doors\Fire Doors - FRD | 1019806
20-F1 | 20-F1 New Madera Courthouse | 20-F1-C1020-110-FRD09 | 3rd. Flr. S. Stairwell Fire Door | VT Industries | 89621 | WHI | OM00042908 |  | 2nd Flr. Stairwell 2 S. | NA | NA | NA | NA | NA | NA | NA | NA | NA | NA | \Classifications\Building System Class\C10-General Building Interior\C1020 - Fire Doors\Fire Doors - FRD | 1019807
20-F1 | 20-F1 New Madera Courthouse | 20-F1-C1020-110-FRD10 | 3rd. Flr. N. Stairwell Fire Door | VT Industries | 2165 | WHI | OM00042911 |  | 3rd. Flr. Stairwell 1 N. | NA | NA | NA | NA | NA | NA | NA | NA | NA | NA | \Classifications\Building System Class\C10-General Building Interior\C1020 - Fire Doors\Fire Doors - FRD | 1019808
20-F1 | 20-F1 New Madera Courthouse | 20-F1-C1020-110-FRD11 | 3rd. Flr. Elevator #5 Fire Door | Stiles | 151596 | WHI | OM00042968 |  | 3rd Flr. Elevator #5 | NA | NA | NA | NA | NA | NA | NA | NA | NA | NA | \Classifications\Building System Class\C10-General Building Interior\C1020 - Fire Doors\Fire Doors - FRD | 1019809
20-F1 | 20-F1 New Madera Courthouse | 20-F1-D5037-710-FAP01 | Main Fire Alarm Control Panel | Notifier | NA | NFS-3030 | OM00042873 |  | Main Electrical Room B63 | NA | NA | NA | NA | 120 | NA | Electric | 1 | NA | NA | \Classifications\Building System Class\D50-Electrical SYS\D5030 - Comm & Security\Fire Alarm Panel - FAP | 1019820
20-F1 | 20-F1 New Madera Courthouse | 20-F1-C1020-110-FRD12 | 4th Flr. S. Stairwell Fire Door | VT Industries | 2016 | WHI | OM00042917 |  | 4th Flr. Stairwell 2 S. | NA | NA | NA | NA | NA | NA | NA | NA | NA | NA | \Classifications\Building System Class\C10-General Building Interior\C1020 - Fire Doors\Fire Doors - FRD | 1019821
20-F1 | 20-F1 New Madera Courthouse | 20-F1-C1020-110-FRD13 | 4th Flr. N. Stairwell Fire Door | VT Industries | 2158 | WHI | OM00042912 |  | 4th Flr. Stairwell 1 N. | NA | NA | NA | NA | NA | NA | NA | NA | NA | NA | \Classifications\Building System Class\C10-General Building Interior\C1020 - Fire Doors\Fire Doors - FRD | 1019822
20-F1 | 20-F1 New Madera Courthouse | 20-F1-C1020-110-FRD14 | 4th Flr. Double Fire Door in S. Corridor | Stiles | 008606 | OM00042915 | OM00042915 |  | 4th Flr. South Hallway | NA | NA | NA | NA | NA | NA | NA | NA | NA | NA | \Classifications\Building System Class\C10-General Building Interior\C1020 - Fire Doors\Fire Doors - FRD | 1019824
20-F1 | 20-F1 New Madera Courthouse | 20-F1-C1020-110-FRD15 | 4th Flr. Double Fire Door in N. Corridor | Stiles | 008604 | WHI | OM00042914 |  | 4th Flr. North Hallway | NA | NA | NA | NA | NA | NA | NA | NA | NA | NA | \Classifications\Building System Class\C10-General Building Interior\C1020 - Fire Doors\Fire Doors - FRD | 1019825
20-F1 | 20-F1 New Madera Courthouse | 20-F1-C1020-110-FRD16 | 4th Flr. Elevator #5 Fire Door | Stiles | 161579 | WHI | OM00042918 |  | 4th Flr. Elevator #5 | NA | NA | NA | NA | NA | NA | NA | NA | NA | NA | \Classifications\Building System Class\C10-General Building Interior\C1020 - Fire Doors\Fire Doors - FRD | 1019826
20-F1 | 20-F1 New Madera Courthouse | 20-F1-C1020-110-FRD01 | Fire Rollup Overhead Door for Traffic | Cookson | NO ACCESS | NO ACCESS | OM00042904 |  | 1st. Flr. Traffic Window | NA | NA | NA | NA | NA | NA | NA | NA | NA | NA | \Classifications\Building System Class\C10-General Building Interior\C1020 - Fire Doors\Fire Doors - FRD | 1019827
20-F1 | 20-F1 New Madera Courthouse | 20-F1-C1020-110-FRD02 | Fire Rollup Overhead Door for Criminal | Cookson | NO ACCESS | NO ACCESS | OM00042905 |  | 2nd Flr. Criminal Window | NA | NA | NA | NA | NA | NA | NA | NA | NA | NA | \Classifications\Building System Class\C10-General Building Interior\C1020 - Fire Doors\Fire Doors - FRD | 1019828
20-F1 | 20-F1 New Madera Courthouse | 20-F1-C1020-110-FRD03 | Fire Rollup Overhead Door for Juvenile | Cookson | NO ACCESS | NO ACCESS | OM00042910 |  | 3rd. Flor Juvenile Window | NA | NA | NA | NA | NA | NA | NA | NA | NA | NA | \Classifications\Building System Class\C10-General Building Interior\C1020 - Fire Doors\Fire Doors - FRD | 1019830
20-F1 | 20-F1 New Madera Courthouse | 20-F1-D2023-310-HWP01 | Hot Water Circulation Pump CP-1 | ITT Ferguson Enterprises, Inc. | 1BL017LF | PL-45B 1BL002 | OM00042862 |  | Water Heater Room | NA | NA | NA | (1) 1/6 HP | 115 | 2.1 | Electric | 1 | NA | NA | \Classifications\Building System Class\D20-Plumbing\D2020 - Domestic Water\Domestic Hot Water Circulating Pump - HWP | 1019831
20-F1 | 20-F1 New Madera Courthouse | 20-F1-D2023-310-WBS01 | Domestic Cold Water Booster System | SyncroFlo (Pumps: Baldor Reliance Industrial Motor) | (Pump #1 S#F1310252174) (Pump #2 S#F1310252084) | Controller: 22DL74-VFD (Pumps: JMM3219T) | OM00042960 |  | Pump Room | NA | NA | NA | (2) 7.5 HP | 480 | 18.8-17.4 |  | 3 | NA | NA | \Classifications\Building System Class\D20-Plumbing\D2020 - Domestic Water\Domestic Water Booster System - WBS | 1019833
20-F1 | 20-F1 New Madera Courthouse | 20-F1-D2022-260-HWG01 | Domestic Water Heater Gas GWH-1 | A.O. Smith | 1431M000340 | BTH-250A | OM00042861 |  | Water Heater Room | NA | NA | NA | NA | 120 | NA | Natural Gas | 1 | 250,000 | NA | \Classifications\Building System Class\D20-Plumbing\D2020 - Domestic Water\Domestic Water Heater, Gas - HWG | 1019837
20-F1 | 20-F1 New Madera Courthouse | 20-F1-D2040-100-PSU01 | Sump Pumps SP-1 & 2 | HOMA Weil Aquatronics | 14-01014 | AMX434-193/5,5T/C FM | OM00042893 |  | Open Space @ Electrical Room | NA | NA | NA | NA | 480 | 14.8 | Electric | 3 | NA | NA | \Classifications\Building System Class\D20-Plumbing\D2040 - Rain Drain\Sump Pump - PSU | 1019838
20-F1 | 20-F1 New Madera Courthouse | 20-F1-D2040-100-PSU02 | Sump Pumps SP-3 & 4 | HOMA Weil Aquatronics | 291876 | TP70V20/4/3/C | OM00042519 |  | Sallyport North wall of parking | NA | NA | NA | (2) 1.5 HP | 480 | 2.8 | Electric | 3 | NA | NA | \Classifications\Building System Class\D20-Plumbing\D2040 - Rain Drain\Sump Pump - PSU | 1019844
20-F1 | 20-F1 New Madera Courthouse | 20-F1-D3044-125-PHW01 | Hot Water Pump HWP-1 | Taco | F130723439 | EJMM3615T/G | OM00042928 |  | Roof Southwest | NA | NA | NA | (1) 5Hp | 460 | 13.9 |  | 3 | NA | NA | \Classifications\Building System Class\D30-HVAC Systems\D3040 - Distribution SYS\Hot Water Pump - PHW | 1019845
20-F1 | 20-F1 New Madera Courthouse | 20-F1-D3044-125-PHW02 | Hot Water Pump HWP-2 | Taco | F1307234344 | EJMM3615T/G | OM00042929 |  | Roof Southwest | NA | NA | NA | (1) 5Hp | 460 | 13.9 | NA | 3 | NA | NA | \Classifications\Building System Class\D30-HVAC Systems\D3040 - Distribution SYS\Hot Water Pump - PHW | 1019846
20-F1 | 20-F1 New Madera Courthouse | 20-F1-D4010-150-FMS05 | Combination Fire Riser 2nd. Flr. | Transbay Fire Protection | NA | VSK | OM00039857 |  | 2nd Flr. South Stairwell | NA | NA | NA | NA | NA | NA | NA |  | NA | NA | \Classifications\Building System Class\D40-Fire Protection SYS\D4010 - Sprinkler SYS\Fire Systems, stand pipes - FMS | 1019849
20-F1 | 20-F1 New Madera Courthouse | 20-F1-D4010-150-FMS06 | Combination Fire Riser 3rd. Flr. | Transbay Fire Protection | NA | VSK | OM00039856 |  | 3rd Flr. South Stairwell | NA | NA | NA | NA | NA | NA | NA |  | NA | NA | \Classifications\Building System Class\D40-Fire Protection SYS\D4010 - Sprinkler SYS\Fire Systems, stand pipes - FMS | 1019850
20-F1 | 20-F1 New Madera Courthouse | 20-F1-D3044-125-PHW03 | Hot Water Pump HWP-3 | Taco | F1307234354 | EJMM3615T/G | OM00042930 |  | Roof Southwest | NA | NA | NA | (1) 5Hp | 460 | 13.9 | Electric | 3 | NA | NA | \Classifications\Building System Class\D30-HVAC Systems\D3040 - Distribution SYS\Hot Water Pump - PHW | 1019856
20-F1 | 20-F1 New Madera Courthouse | 20-F1-D3031-140-CLR01 | Air-Cooled Chiller CH-1 | Arctic Cool | AC1308163 | ACA220BT3512F | OM00042922 |  | Roof South | NA | NA | R-134a | NA | 460 | 487 | Electric | 3 | NA | NA | \Classifications\Building System Class\D30-HVAC Systems\D3030 - Cooling SYS\Chiller, Air Cooled - CLR | 1019858
20-F1 | 20-F1 New Madera Courthouse | 20-F1-D3031-140-CLR02 | Air-Cooled Chiller CH-2 | Arctic Cool | AC1308164 | ACA220BT3512F | OM00042923 |  | Roof South | NA | NA | R-134a | NA | 460 | 487 | Electric | 3 | NA | NA | \Classifications\Building System Class\D30-HVAC Systems\D3030 - Cooling SYS\Chiller, Air Cooled - CLR | 1019859
20-F1 | 20-F1 New Madera Courthouse | 20-F1-D3031-100-PCH01 | Chilled Water Pump CHWP-1 | Taco | Z1201160771 | EJMM2334T/G | OM00042924 |  | Roof Southwest | NA | NA | NA | (1) 20Hp | 460 | 48.4 | Electric | 3 | NA | NA | \Classifications\Building System Class\D30-HVAC Systems\D3030 - Cooling SYS\Chilled Water Pump - PCH | 1019861
20-F1 | 20-F1 New Madera Courthouse | 20-F1-D3031-100-PCH02 | Chilled Water Pump CHWP-2 | Taco | Z1201160751 | EJMM2334T/G | OM00042925 |  | Roof Southwest | NA | NA | NA | (1) 20Hp | 460 | 48.4 | Electric | 3 | NA | NA | \Classifications\Building System Class\D30-HVAC Systems\D3030 - Cooling SYS\Chilled Water Pump - PCH | 1019862
20-F1 | 20-F1 New Madera Courthouse | 20-F1-D3031-100-PCH03 | Chilled Water Pump CHWP-3 | Taco | F13011250 | EJMM37HT/G | OM00042926 |  | Roof Southwest | NA | NA | NA | (1) 10Hp | 460 | 25.4 | Electric | 3 | NA | NA | \Classifications\Building System Class\D30-HVAC Systems\D3030 - Cooling SYS\Chilled Water Pump - PCH | 1019863
20-F1 | 20-F1 New Madera Courthouse | 20-F1-D3031-100-PCH04 | Chilled Water Pump CHWP-4 | Taco | F1310093095 | EJMM37HT/G | OM00042927 |  | Roof Southwest | NA | NA | NA | (1) 10Hp | 460 | 25.4 | Electric | 3 | NA | NA | \Classifications\Building System Class\D30-HVAC Systems\D3030 - Cooling SYS\Chilled Water Pump - PCH | 1019865
20-F1 | 20-F1 New Madera Courthouse | 20-F1-D3031-210-CDR01 | Air Cooled VRF Unit CU-1 | Mitsubishi Electric | 3XW00342 /23W00143 | PUHY-P120YKMU-A | OM00042656 |  | Roof Southeast Corner | NA | NA | R-410A | NA | 460 | 35 | Electric | 3 | NA | NA | \Classifications\Building System Class\D30-HVAC Systems\D3030 - Cooling SYS\Condensing Unit, Air Cooled - CDR | 1019868
20-F1 | 20-F1 New Madera Courthouse | 20-F1-D3031-210-CDR02 | Air Cooled VRF Unit CU-2 | Mitsubishi Electric | 3XW00342 /23W00143 | PUHY-P120YKMU-A | OM00042654 |  | Roof Southwest Corner | NA | NA | R-410A | NA | 460 | 35 | Electric | 3 | NA | NA | \Classifications\Building System Class\D30-HVAC Systems\D3030 - Cooling SYS\Condensing Unit, Air Cooled - CDR | 1019869
20-F1 | 20-F1 New Madera Courthouse | 20-F1-D3031-210-CDR03 | Air Cooled VRF Unit CU-3 | Mitsubishi Electric | 3XW00344 | PUHY-P72YKMU-A | OM00042655 |  | Roof Southwest Corner | NA | NA | R-410A | NA | 460 | 35 | Electric | 3 | NA | NA | \Classifications\Building System Class\D30-HVAC Systems\D3030 - Cooling SYS\Condensing Unit, Air Cooled - CDR | 1019870
20-F1 | 20-F1 New Madera Courthouse | 20-F1-D3041-110-AHU01 | Air Handler Unit AHU-1 | Energy Labs | 1304-6750-1 | C115142-FC-I | OM00042919 |  | Roof Eastside | NA | Pre-Filters: (20) 24"X24"X2" and (9) 12"x 24"x 2" MERV 6 Secondary Filters: (20)- 24" X 24" X 12" and (9) 12" x 24" x 12" MERV 13 | NA | (4) Supply 15Hp, (4) Return 10 Hp | 460 | Supply: 18.1 A Return: 14.1A | Electric | 3 | NA | NA | \Classifications\Building System Class\D30-HVAC Systems\D3040 - Distribution SYS\Air Handling Unit - AHU | 1019871
20-F1 | 20-F1 New Madera Courthouse | 20-F1-D3041-110-AHU02 | Air Handler Unit AHU-2 | Energy Labs | 1304-6750-2 | C115142-FC-I | OM00042653 |  | Roof Westside | NA | Pre-Filters: (20) 24"X24"X2" and (9) 12"x 24"x 2" MERV 6 Secondary Filters: (20)- 24" X 24" X 12" and (9) 12" x 24" x 12" MERV 13 | NA | (4) Supply 15Hp, (4) Return 10 Hp | 460 | Supply: 18.1 A Return: 14.1A | Electric | 3 | NA | NA | \Classifications\Building System Class\D30-HVAC Systems\D3040 - Distribution SYS\Air Handling Unit - AHU | 1019872
20-F1 | 20-F1 New Madera Courthouse | 20-F1-D3041-110-AHU03 | Air Handler Unit AHU-3 | Energy Labs | 1304-6750-3 | C8476-FCH-I | OM00042921 |  | Roof Southeast | NA | OSA Intake Pre-Filter: (3)-24"X24"X2" & (3)-24"X12"X2 MERV 7 OSA Final Filter (3)-24"X24"X12" (3)-24"X12"X12" MERV 13 Exhaust Air Pre-Filter: (4)-24"X24"X2" (2)-24"X12"X2" MERV 7 | NA | (1) Supply 10Hp, (1) Return 7.5Hp | 460 | Supply: 12 A Return: 9.4 A | Electric | 3 | NA | NA | \Classifications\Building System Class\D30-HVAC Systems\D3040 - Distribution SYS\Air Handling Unit - AHU | 1019874
20-F1 | 20-F1 New Madera Courthouse | 20-F1-D3041-110-AHU04 | Air Handler Unit AHU-4 | Energy Labs | 1304-6750-4 | C5353-FC-I | OM00042962 |  | Sallyport Roof Above S01A Sallyport Tunnel | NA | Pre-Filters: (4)-24"X24"X2" MERV 8 Final Filters: (4)-24"X24"X2" MERV 13 | NA | NA | 460 | DNA | Electric | 3 | NA | NA | \Classifications\Building System Class\D30-HVAC Systems\D3040 - Distribution SYS\Air Handling Unit - AHU | 1019875
20-F1 | 20-F1 New Madera Courthouse | 20-F1-D3040-120-FCU01 | VRF Fan Coil Unit AC-1-1 | Mitsubishi | 38A01824D | PLFY-P36NBMU-E | OM00042936 |  | Floor 1, Security/AV/IT Room | NA | NA | NA | NA | 208/230 | DNA | Electric | 1 | NA | NA | \Classifications\Building System Class\D30-HVAC Systems\D3040 - Distribution SYS\Fan Coil Unit - FCU | 1019878
20-F1 | 20-F1 New Madera Courthouse | 20-F1-D3040-120-FCU02 | VRF Fan Coil Unit AC-1-2 | Mitsubishi | 38M0106D | PLFY-P15NCMU-E | OM00042934 |  | Floor 1, Electrical Room | NA | (1) Polypropylene Honeycomb | NA | NA | 208/230 | DNA | Electric | 1 | NA | NA | \Classifications\Building System Class\D30-HVAC Systems\D3040 - Distribution SYS\Fan Coil Unit - FCU | 1019879
20-F1 | 20-F1 New Madera Courthouse | 20-F1-D3040-120-FCU03 | VRF Fan Coil Unit AC-1-3 | Mitsubishi | 37A01713D | PLFY-P36NBMU-E | OM00042633 |  | Floor 1, Security/AV/IT Room | NA | (1) Polypropylene Honeycomb MERV 10 PAC-SH59KF-E | NA | NA | 208/230 | < 15 | Electric | 1 | NA | NA | \Classifications\Building System Class\D30-HVAC Systems\D3040 - Distribution SYS\Fan Coil Unit - FCU | 1019880
20-F1 | 20-F1 New Madera Courthouse | 20-F1-D3040-120-FCU04 | VRF Fan Coil Unit AC-1-4 | Mitsubishi | 25M00126 | PLFY-P15NCMU-E | OM00042634 |  | Floor 1 - Electrical Room | NA | (1) Polypropylene Honeycomb | NA | NA | 208/230 | DNA | Electric | 1 | NA | NA | \Classifications\Building System Class\D30-HVAC Systems\D3040 - Distribution SYS\Fan Coil Unit - FCU | 1019881
20-F1 | 20-F1 New Madera Courthouse | 20-F1-D3040-120-FCU05 | VRF Fan Coil Unit AC-1-5 | Mitsubishi | 11W0340 | PEFY-P48NMHU-E | OM00042935 |  | Floor 1 Server Room | NA | (2) Long Life Filters PAC-KE89LAF | NA | NA | 208/230 | < 15 | Electric | 1 | NA | NA | \Classifications\Building System Class\D30-HVAC Systems\D3040 - Distribution SYS\Fan Coil Unit - FCU | 1019882
20-F1 | 20-F1 New Madera Courthouse | 20-F1-D3040-120-FCU06 | VRF Fan Coil Unit AC-2-1 | Mitsubishi | 38A01820D | PLFY-P36NBMU-E | OM00042940 |  | Floor 2, Security/AV/IT Room | NA | (1) Polypropylene Honeycomb MERV 10 PAC-SH59KF-E | NA | NA | 208/230 | DNA | Electric | 1 | NA | NA | \Classifications\Building System Class\D30-HVAC Systems\D3040 - Distribution SYS\Fan Coil Unit - FCU | 1019883
20-F1 | 20-F1 New Madera Courthouse | 20-F1-D3040-120-FCU07 | VRF Fan Coil Unit AC-2-2 | Mitsubishi | 38M01057 | PLFY-P15NCMU-E | OM00042939 |  | Floor 2, Electrical Room | NA | (1) Polypropylene Honeycomb | NA | NA | 208/230 | DNA | Electric | 1 | NA | NA | \Classifications\Building System Class\D30-HVAC Systems\D3040 - Distribution SYS\Fan Coil Unit - FCU | 1019884
20-F1 | 20-F1 New Madera Courthouse | 20-F1-D3040-120-FCU08 | VRF Fan Coil Unit AC-2-3 | Mitsubishi | 37A01715B | PLFY-P36NBMU-E | OM00042937 |  | Floor 2 - Security/AV/IT Room | NA | (1) Polypropylene Honeycomb MERV 10 PAC-SH59KF-E | NA | NA | 208/230 | DNA | Electric | 1 | NA | NA | \Classifications\Building System Class\D30-HVAC Systems\D3040 - Distribution SYS\Fan Coil Unit - FCU | 1019885
20-F1 | 20-F1 New Madera Courthouse | 20-F1-D3040-120-FCU09 | VRF Fan Coil Unit AC-2-4 | Mitsubishi | 3XM01096 | PLFY-P15NCMU-E | OM00042938 |  | Floor 2, Electrical Room | NA | (1) Polypropylene Honeycomb | NA | NA | 208/230 | DNA | Electric | Electric | NA | NA | \Classifications\Building System Class\D30-HVAC Systems\D3040 - Distribution SYS\Fan Coil Unit - FCU | 1019886
20-F1 | 20-F1 New Madera Courthouse | 20-F1-D3040-120-FCU10 | VRF Fan Coil Unit AC-3-1 | Mitsubishi | 38A01822D | PLFY-P36NBMU-E | OM00042909 |  | Floor 3, Security/AV/IT Room | NA | (1) Polypropylene Honeycomb MERV 10 PAC-SH59KF-E | NA | NA | 208/230 | DNA | Electric | 1 | NA | NA | \Classifications\Building System Class\D30-HVAC Systems\D3040 - Distribution SYS\Fan Coil Unit - FCU | 1019887
20-F1 | 20-F1 New Madera Courthouse | 20-F1-D3040-120-FCU11 | VRF Fan Coil Unit AC-3-2 | Mitsubishi | 2ZM00820 | PLFY-P15NCMU-E | OM00042944 |  | Floor 3 ,Electrical Room | NA | (1) Polypropylene Honeycomb | NA | NA | 208/230 | DNA | Electric | 1 | NA | NA | \Classifications\Building System Class\D30-HVAC Systems\D3040 - Distribution SYS\Fan Coil Unit - FCU | 1019889
20-F1 | 20-F1 New Madera Courthouse | 20-F1-D3040-120-FCU12 | VRF Fan Coil Unit AC-3-3 | Mitsubishi | 37A01779D | PLFY-P36NBMU-E | OM00042967 |  | Floor 3, Security/AV/IT Room | NA | NA | NA | NA | 208/230 | DNA | Electric | 1 | NA | NA | \Classifications\Building System Class\D30-HVAC Systems\D3040 - Distribution SYS\Fan Coil Unit - FCU | 1019891
20-F1 | 20-F1 New Madera Courthouse | 20-F1-D3040-120-FCU13 | VRF Fan Coil Unit AC-3-4 | Mitsubishi | 25M00137 | PLFY-P15NCMU-E | OM00042965 |  | Floor 3 Electrical Room | NA | (1) Polypropylene Honeycomb | NA | NA | 208/230 | DNA | Electric | 1 | NA | NA | \Classifications\Building System Class\D30-HVAC Systems\D3040 - Distribution SYS\Fan Coil Unit - FCU | 1019896
20-F1 | 20-F1 New Madera Courthouse | 20-F1-D3040-120-FCU14 | VRF Fan Coil Unit AC-4-1 | Mitsubishi | 37A01781D | PLFY-P36NBMU-E | OM00042916 |  | Floor 4, Security/AV/IT Room | NA | (1) Polypropylene Honeycomb MERV 10 PAC-SH59KF-E | NA | NA | 208/230 | DNA | Electric | 1 | NA | NA | \Classifications\Building System Class\D30-HVAC Systems\D3040 - Distribution SYS\Fan Coil Unit - FCU | 1019897
20-F1 | 20-F1 New Madera Courthouse | 20-F1-D3040-120-FCU15 | VRF Fan Coil Unit AC-4-2 | Mitsubishi | 25M00143 | PLFY-P15NCMU-E | OM00042943 |  | Floor 4, Electrical Room | NA | (1) Polypropylene Honeycomb | NA | NA | 208/230 | DNA | Electric | 1 | NA | NA | \Classifications\Building System Class\D30-HVAC Systems\D3040 - Distribution SYS\Fan Coil Unit - FCU | 1019898
20-F1 | 20-F1 New Madera Courthouse | 20-F1-D3040-120-FCU16 | VRF Fan Coil Unit AC-4-3 | Mitsubishi | 3YA02039A | PLFY-P36NBMU-E | OM00042942 |  | Floor 4, Security/AV/IT Room | NA | (1) Polypropylene Honeycomb MERV 10 PAC-SH59KF-E | NA | NA | 208/230 | DNA | Electric | 1 | NA | NA | \Classifications\Building System Class\D30-HVAC Systems\D3040 - Distribution SYS\Fan Coil Unit - FCU | 1019899
20-F1 | 20-F1 New Madera Courthouse | 20-F1-D3040-120-FCU17 | VRF Fan Coil Unit AC-4-4 | Mitsubishi | 2Z00816 | PLFY-P15NCMU-E | OM00042941 |  | Floor 4, Electrical Room | NA | (1) Polypropylene Honeycomb | NA | NA | 208/230 | DNA | Electric | 1 | NA | NA | \Classifications\Building System Class\D30-HVAC Systems\D3040 - Distribution SYS\Fan Coil Unit - FCU | 1019900
20-F1 | 20-F1 New Madera Courthouse | 20-F1-D3040-120-FCU18 | VRF Fan Coil Unit AC-B-1 | Mitsubishi | 35W00971 | PLFY-P72NMHSU-E | OM00042894 |  | MDF Room | NA | 4" Merv 13 Filters FBH4-4 (2) 24 X 24 X 4 | NA | NA | 208/230 | DNA | Electric | 1 | NA | NA | \Classifications\Building System Class\D30-HVAC Systems\D3040 - Distribution SYS\Fan Coil Unit - FCU | 1019901
20-F1 | 20-F1 New Madera Courthouse | 20-F1-D3040-120-FCU19 | VRF Fan Coil Unit AC-B-2 | Mitsubishi | 37A01756D | PLFY-P18NBMU-E | OM00042891 |  | Basement, Electrical Room | NA | (1) Polypropylene Honeycomb MERV 10 PAC-SH59KF-E | NA | NA | 208/230 | < 15 A | Electric | 1 | NA | NA | \Classifications\Building System Class\D30-HVAC Systems\D3040 - Distribution SYS\Fan Coil Unit - FCU | 1019902
20-F1 | 20-F1 New Madera Courthouse | 20-F1-D3042-220-EFN01 | Exhaust Fan EF-1 | Greenheck | 13509361 | Gb-220-20-X | OM00042920 |  | Roof Northeast | (1) AX28 | NA | NA | (1) 2Hp | 460 | DNA | Electric | 3 | NA | NA | \Classifications\Building System Class\D30-HVAC Systems\D3040 - Distribution SYS\Supply/Exhaust/Return fans- FAN | 1019903
20-F1 | 20-F1 New Madera Courthouse | 20-F1-D3042-220-EFN02 | Exhaust Fan EF-2 | Greenheck | 13509362 | Gb-220-20-X | OM00042652 |  | Roof Northwest | (1) AX28 | NA | NA | (1) 2Hp | 460 | DNA | Electric | 3 | NA | NA | \Classifications\Building System Class\D30-HVAC Systems\D3040 - Distribution SYS\Supply/Exhaust/Return fans- FAN | 1019904
20-F1 | 20-F1 New Madera Courthouse | 20-F1-D3042-220-EFN03 | Exhaust Fan EF-3 | Greenheck | 13509363 | Gb-220-20-X | OM00042882 |  | Roof Southeast | (1) AX28 | NA | NA | (1) 2Hp | 460 | DNA | Electric | 3 | NA | NA | \Classifications\Building System Class\D30-HVAC Systems\D3040 - Distribution SYS\Supply/Exhaust/Return fans- FAN | 1019905
20-F1 | 20-F1 New Madera Courthouse | 20-F1-D3042-220-EFN04 | Exhaust Fan EF-4 | Greenheck | 13460016 | BSQ-220-20-X | OM00042895 |  | Secured Judges Parking Area | (1) AP58 | NA | NA | (1) 2Hp | 460 | DNA | Electric | 3 | NA | NA | \Classifications\Building System Class\D30-HVAC Systems\D3040 - Distribution SYS\Supply/Exhaust/Return fans- FAN | 1019906
20-F1 | 20-F1 New Madera Courthouse | 20-F1-D3042-220-EFN05 | Exhaust Fan EF-5 | Greenheck | 13509729 | BSQ-220-20-X | OM00042901 |  | Sallyport Southeast | (1) AP58 | NA | NA | (1) 2Hp | 460 | DNA | Electric | 3 | NA | NA | \Classifications\Building System Class\D30-HVAC Systems\D3040 - Distribution SYS\Supply/Exhaust/Return fans- FAN | 1019907
20-F1 | 20-F1 New Madera Courthouse | 20-F1-D3042-220-EFN06 | Exhaust Fan EF-6 | Greenheck | 13509364 | Cube-141-3-X | OM00042963 |  | Sallyport Roof @ Ramp | NA | NA | NA | (1) 1/3Hp | 120 | DNA | Electric | 1 | NA | NA | \Classifications\Building System Class\D30-HVAC Systems\D3040 - Distribution SYS\Supply/Exhaust/Return fans- FAN | 1019908
20-F1 | 20-F1 New Madera Courthouse | 20-F1-D3042-220-EFN07 | Exhaust Fan EF-7 | Greenheck | 13509730 | BSQ-140-3-X | OM00042896 |  | Sallyport Roof @ Ramp | (1) 3L460 | NA | NA | (1) 1/3Hp | 120 | DNA | Electric | 1 | NA | NA | \Classifications\Building System Class\D30-HVAC Systems\D3040 - Distribution SYS\Supply/Exhaust/Return fans- FAN | 1019909
20-F1 | 20-F1 New Madera Courthouse | 20-F1-D3042-220-EFN08 | Exhaust Fan EF-8 | Greenheck | 13510581 | 20-TCF-9-HBM-1-X | OM00042648 |  | Atrium Roof | (2) A54 | NA | NA | (1) 3Hp | 460 | DNA | Electric | 3 | NA | NA | \Classifications\Building System Class\D30-HVAC Systems\D3040 - Distribution SYS\Supply/Exhaust/Return fans- FAN | 1019910
20-F1 | 20-F1 New Madera Courthouse | 20-F1-D3042-240-SEF01 | Smoke Exhaust Fan SEF-1 | Greenheck | 13510583 | 54-TCF-9-HBM-1-X | OM00042645 |  | Roof South | (5) B136 | NA | NA | (1) 40Hp | 460 | DNA | Electric | 3 | NA | NA | \Classifications\Building System Class\D30-HVAC Systems\D3040 - Distribution SYS\Supply/Exhaust/Return fans- FAN | 1019911
20-F1 | 20-F1 New Madera Courthouse | 20-F1-D3042-240-SEF02 | Smoke Exhaust Fan SEF-2 | Greenheck | 13510582 | 54-TCF-9-HBM-1-X | OM00042646 |  | Roof South | (5) B136 | NA | NA | (1) 40Hp | 460 | DNA | Electric | 3 | NA | NA | \Classifications\Building System Class\D30-HVAC Systems\D3040 - Distribution SYS\Supply/Exhaust/Return fans- FAN | 1019912
20-F1 | 20-F1 New Madera Courthouse | 20-F1-D3050-210-PKU01 | Elevator Packaged AC unit AC-R1 | Liebert | Y13KH50097 | ET0607RA00TA007 | OM00042651 |  | Elevator Control Room R-01 | NA | (1) 21"X36.25"X2" Merv 7 Filters | R-407c | NA | 480 | DNA | Electric | 3 | NA | NA | \Classifications\Building System Class\D30-HVAC Systems\D3050 - Package SYS\Package Unit - PKU | 1019913
20-F1 | 20-F1 New Madera Courthouse | 20-F1-D3050-210-PKU02 | Elevator Packaged AC unit AC-R2 | Liebert | Y13KH50098 | ET0367RA00TA007 | OM00042884 |  | Elevator Control Room R-02 | NA | (1) 16"X32.5X2" Merv 7 Filters | R-407c | NA | 480 | DNA | Electric | 3 | NA | NA | \Classifications\Building System Class\D30-HVAC Systems\D3050 - Package SYS\Package Unit - PKU | 1019914
20-F1 | 20-F1 New Madera Courthouse | 20-F1-D3050-210-PKU03 | Elevator Packaged AC unit AC-R3 | Liebert | Y13KH50099 | ET0607RA00TA007 | OM00042883 |  | Elevator Control Room R-02 | NA | (1) 16"X32.5X2" Merv 7 Filters | R-407c | NA | 480 | DNA | Electric | 3 | NA | NA | \Classifications\Building System Class\D30-HVAC Systems\D3050 - Package SYS\Package Unit - PKU | 1019915
20-F1 | 20-F1 New Madera Courthouse | 20-F1-D3068-100-BAS01 | Building Automation System | Distech | 00186-234-871-965 | Dell, OPTIPLEX, D07D | OM00042885 |  | SERVICE OFFICE BASEMEN,Room B12 Building Maintenance/AGC | NA | NA | NA | NA | NA | NA | NA | NA | NA | NA | \Classifications\Building System Class\D30-HVAC Systems\D3060 - Control & Inst Air\Building Automation System - BAS | 1019916
20-F1 | 20-F1 New Madera Courthouse | 20-F1-D4010-150-FMS01 | Fire Sprinkler System FMS01 | Transbay Fire Protection, Inc. | NA | unable to identify | OM00042623 |  | Fire Pump Room | NA | NA | NA | NA | NA | NA | NA | NA | NA | NA | \Classifications\Building System Class\D40-Fire Protection SYS\D4010 - Sprinkler SYS\Fire Systems, stand pipes - FMS | 1019917
20-F1 | 20-F1 New Madera Courthouse | 20-F1-D3021-130-BLR02 | Hot Water Boiler B-2 | Raypak | 1308363298 | H7-1505a | OM00042931 |  | Roof Southwest | NA | NA | NA | NA | 120 | NA | Natural Gas | 1 | 1500000 | 1470000 | \Classifications\Building System Class\D30-HVAC Systems\D3020 - Heat SYS\Boiler,Hot Water,Oil/Gas/Comb. - BLR | 1019918
20-F1 | 20-F1 New Madera Courthouse | 20-F1-D3021-130-BLR01 | Hot Water Boiler B-1 | Raypak | 1308363299 | H7-1505a | OM00042932 |  | Roof Southwest | NA | NA | NA | NA | 120 | NA | Natural Gas | 1 | 1500000 | 1470000 | \Classifications\Building System Class\D30-HVAC Systems\D3020 - Heat SYS\Boiler,Hot Water,Oil/Gas/Comb. - BLR | 1019919
20-F1 | 20-F1 New Madera Courthouse | 20-F1-D4010-150-FMS02 | Combination Fire Riser LV-0 | Transbay Fire Protection | NA | VSR | OM00042622 |  | Stair 6 | NA | NA | NA | NA | NA | NA | NA | NA | NA | NA | \Classifications\Building System Class\D40-Fire Protection SYS\D4010 - Sprinkler SYS\Fire Systems, stand pipes - FMS | 1019920
20-F1 | 20-F1 New Madera Courthouse | 20-F1-D4010-150-FMS03 | Combination Fire Riser LV-1-3 | Transbay Fire Protection | NA | VSR | OM00042621 |  | Floor 1 Stair 6 | NA | NA | NA | NA | NA | NA | NA | NA | NA | NA | \Classifications\Building System Class\D40-Fire Protection SYS\D4010 - Sprinkler SYS\Fire Systems, stand pipes - FMS | 1019921
20-F1 | 20-F1 New Madera Courthouse | 20-F1-D4010-150-FMS04 | Combination Fire Riser LV-4 | Transbay Fire Protection | NA | UNABLE TO IDENTIFY | OM00042624 |  | Floor 4 Stair 6 | NA | NA | NA | NA | NA | NA | NA | NA | NA | NA | \Classifications\Building System Class\D40-Fire Protection SYS\D4010 - Sprinkler SYS\Fire Systems, stand pipes - FMS | 1019922
20-F1 | 20-F1 New Madera Courthouse | 20-F1-D4022-210-FSG01 | Fire Protection Main Pump FP-1 | AC Fire Pump ITT Industries | 13-066972-01-01/OK88 | 8x6x18F 8100 Series | OM00042957 |  | Fire Pump Room | NA | NA | NA | (1) 100 HP | 480 | NA | Electric | 3 | NA | NA | \Classifications\Building System Class\D40-Fire Protection SYS\D4020 - Stand Pipe\Pump,Fire,Electric Motor Driven - FSG | 1019923
20-F1 | 20-F1 New Madera Courthouse | 20-F1-D4031-100-FEX33 | Portable Hand Held Fire Extinguisher | Amerex | 99037 | B 402 | OM00043017 |  | All Floors | NA | NA | NA | NA | NA | NA | NA | NA | NA | NA | \Classifications\Building System Class\D40-Fire Protection SYS\D4030 - FIRE SPEC\Fire Extinguisher - FEX | 1019924
20-F1 | 20-F1 New Madera Courthouse | 20-F1-D5010-200-ESD01 | Main Switchboard S1 | Square-D | G-754108 | QED-3R 4000A | OM00042865 |  | Southside of Building Exterior | NA | NA | NA | NA | 480 | 4000A 3P 4W | Electric | 3 | NA | NA | \Classifications\Building System Class\D50-Electrical SYS\D5010 - Elec Service & Dist\Electical Service and Distribution - ESD | 1019925
20-F1 | 20-F1 New Madera Courthouse | 20-F1-D5010-200-ESD02 | Main Switchboard S2 | Square-D | NA | QED-3R 4000A | OM00042864 |  | Southside of Building Exterior | NA | NA | NA | NA | 480 | 200A 3P 4W | Electric | 3 | NA | NA | \Classifications\Building System Class\D50-Electrical SYS\D5010 - Elec Service & Dist\Electical Service and Distribution - ESD | 1019926
20-F1 | 20-F1 New Madera Courthouse | 20-F1-D5010-200-ESD03 | Main Switchboard MSB1 | Square-D | NA | QED-NEMA 1 4000A | OM00042874 |  | Electrical Room B63 | NA | NA | NA | NA | 480 | 4000A 3P 4W | Electric | 3 | NA | NA | \Classifications\Building System Class\D50-Electrical SYS\D5010 - Elec Service & Dist\Electical Service and Distribution - ESD | 1019927
20-F1 | 20-F1 New Madera Courthouse | 20-F1-D5010-234-ATS01 | Automatic Tranfer Switch ATS-LSHB | Caterpillar (CAT) | UNABLE TO IDENTIFY | CTS Series Open Transition | OM00042876 |  | Main Electrical Room B63 | NA | NA | NA | NA | 480 | 600A, 4 Pole | Electric | 3 | NA | NA | \Classifications\Building System Class\D50-Electrical SYS\D5010 - Elec Service & Dist\Automatic Transfer Switch - ATS | 1019928
20-F1 | 20-F1 New Madera Courthouse | 20-F1-D5010-234-ATS02 | Automatic Tranfer Switch ATS-EHB | Caterpillar (CAT) | UNABLE TO IDENTIFY | CTS Series Open Transition | OM00042875 |  | Main Electrical Room B63 | NA | NA | NA | NA | 480 | 600A, 4 Pole | Electric | 3 | NA | NA | \Classifications\Building System Class\D50-Electrical SYS\D5010 - Elec Service & Dist\Automatic Transfer Switch - ATS | 1019929
20-F1 | 20-F1 New Madera Courthouse | 20-F1-D5010-234-ATS03 | Automatic Tranfer Switch ATS-SHR | Caterpillar (CAT) | CANNOT REMOVE LID | CTS Series Open Transition | OM00042647 |  | Roof South | NA | NA | NA | NA | 480 | 200A, 4 Pole | Electric | 3 | NA | NA | \Classifications\Building System Class\D50-Electrical SYS\D5010 - Elec Service & Dist\Automatic Transfer Switch - ATS | 1019930
20-F1 | 20-F1 New Madera Courthouse | 20-F1-D5010-234-ATS04 | Fire Pump ATS | Firetol | 987305-01RE | FTA 950-AM150B | OM00042959 |  | Fire Pump Room | NA | NA | NA | NA | 480 | DNA | NA | 3 | NA | NA | \Classifications\Building System Class\D50-Electrical SYS\D5010 - Elec Service & Dist\Automatic Transfer Switch - ATS | 1019931
20-F1 | 20-F1 New Madera Courthouse | 20-F1-D5010-200-ESD06 | Distribution Panel EDPH | Square-D | 31047 | 316-C04 QED Switchboards | OM00042513 |  | Southeast of Sallyport, Parralel to Sallyport Ramp S03 | NA | NA | NA | NA | 480 | 1000A 3P 4W | Electric | 3 | NA | NA | \Classifications\Building System Class\D50-Electrical SYS\D5010 - Elec Service & Dist\Electical Service and Distribution - ESD | 1019932
20-F1 | 20-F1 New Madera Courthouse | 20-F1-D5010-200-ESD07 | Distribution Panel LSDPHB | Square-D | NA | QED Switchboards | OM00042878 |  | Main Electrical Room B63 | NA | NA | NA | NA | 480 | 600A 3P 4W | Electric | 3 | NA | NA | \Classifications\Building System Class\D50-Electrical SYS\D5010 - Elec Service & Dist\Electical Service and Distribution - ESD | 1019933
20-F1 | 20-F1 New Madera Courthouse | 20-F1-D5010-200-ESD08 | Distribution Panel LSDPH4 | Square-D | NA | QED Switchboards | OM00042913 |  | Floor 4 West Electrical Room 462 | NA | NA | NA | NA | 480 | 400A 3P 4W | Electric | 3 | NA | NA | \Classifications\Building System Class\D50-Electrical SYS\D5010 - Elec Service & Dist\Electical Service and Distribution - ESD | 1019934
20-F1 | 20-F1 New Madera Courthouse | 20-F1-D5010-200-ESD04 | Distribution Panel EDPHB | Square-D | E1 | HL4286TSHL | OM00042877 |  | Main Electrical Room B63 | NA | NA | NA | NA | 480 | 600A 3P 4W | Electric | 3 | NA | NA | \Classifications\Building System Class\D50-Electrical SYS\D5010 - Elec Service & Dist\Electical Service and Distribution - ESD | 1019935
20-F1 | 20-F1 New Madera Courthouse | 20-F1-D5010-200-ESD05 | Distribution Panel DPH4 | Square-D | 31047316-008 | QED Switchboards | OM00042964 |  | Floor 4 East Electrical Room 463 | NA | NA | NA | NA | 480 | 600A 3P 4W | Electric | 3 | NA | Na | \Classifications\Building System Class\D50-Electrical SYS\D5010 - Elec Service & Dist\Electical Service and Distribution - ESD | 1019936
20-F1 | 20-F1 New Madera Courthouse | 20-F1-D5011-240-TRN01 | Transformer TBA | Square-D | 2122013004A | EE112T3HISNLP | OM00042879 |  | Main Electrical Room B63 | NA | NA | NA | NA | 480 | 112.5 KVA IG K-13 Rated | Electric | 3 | NA | NA | \Classifications\Building System Class\D50-Electrical SYS\D5010 - Elec Service & Dist\Transformer - TRN | 1019937
20-F1 | 20-F1 New Madera Courthouse | 20-F1-D5011-240-TRN02 | Transformer T1A | Square-D | 2091913020A | EE75T3HISNLP | OM00042636 |  | Floor 1 East Electrical Room 163 | NA | NA | NA | NA | 480 | 75 KVA IG K-13 Rated | Electric | 3 | NA | NA | \Classifications\Building System Class\D50-Electrical SYS\D5010 - Elec Service & Dist\Transformer - TRN | 1019938
20-F1 | 20-F1 New Madera Courthouse | 20-F1-D5011-240-TRN03 | Transformer T1B | Square-D | 2092313019A | EE75T3HISNLP | OM00042635 |  | Floor 1 West Electrical Room 162 | NA | NA | NA | NA | 480 | 75 KVA IG K-13 Rated | Electric | 3 | NA | NA | \Classifications\Building System Class\D50-Electrical SYS\D5010 - Elec Service & Dist\Transformer - TRN | 1019939
20-F1 | 20-F1 New Madera Courthouse | 20-F1-D5011-240-TRN04 | Transformer T2A | Square-D | 2100713025A | EE75T3HISNLP | OM00042639 |  | Floor 2 East Electrical Room 263 | NA | NA | NA | NA | 480 | 75 KVA IG K-13 Rated | Electric | 3 | NA | NA | \Classifications\Building System Class\D50-Electrical SYS\D5010 - Elec Service & Dist\Transformer - TRN | 1019940
20-F1 | 20-F1 New Madera Courthouse | 20-F1-D5011-240-TRN05 | Transformer T2B | Square-D | 2091913017A | EE75T3HISNLP | OM00042638 |  | Floor 2 West Electrical Room 262 | NA | NA | NA | NA | 480 | 75 KVA IG K-13 Rated | Electric | 3 | NA | NA | \Classifications\Building System Class\D50-Electrical SYS\D5010 - Elec Service & Dist\Transformer - TRN | 1019941
20-F1 | 20-F1 New Madera Courthouse | 20-F1-D5011-240-TRN06 | Transformer T3A | Square-D | 2093013010A | EE75T3HISNLP | OM00042643 |  | Floor 3 East Electrical Room 363 | NA | NA | NA | NA | 480 | 75 KVA IG K-13 Rated | Electric | 3 | NA | NA | \Classifications\Building System Class\D50-Electrical SYS\D5010 - Elec Service & Dist\Transformer - TRN | 1019942
20-F1 | 20-F1 New Madera Courthouse | 20-F1-D5011-240-TRN07 | Transformer T3B | Square-D | 2091313004A | EE75T3HISNLP | OM00042620 |  | Floor 3 West Electrical Room 362 | NA | NA | NA | NA | 480 | 75 KVA IG K-13 Rated | Electric | 3 | NA | NA | \Classifications\Building System Class\D50-Electrical SYS\D5010 - Elec Service & Dist\Transformer - TRN | 1019943
20-F1 | 20-F1 New Madera Courthouse | 20-F1-D5011-240-TRN08 | Transformer T4A | Square-D | 2100513009A | EE75T3HISNLP | OM00042642 |  | Floor 4 East Electrical Room 463 | NA | NA | NA | NA | 480 | 75 KVA IG K-13 Rated | Electric | 3 | NA | NA | \Classifications\Building System Class\D50-Electrical SYS\D5010 - Elec Service & Dist\Transformer - TRN | 1019944
20-F1 | 20-F1 New Madera Courthouse | 20-F1-D5011-240-TRN09 | Transformer T4B | Square-D | 2101113005A | EE75T3HISNLP | OM00042524 |  | Floor 4 West Electrical Room 462 | NA | NA | NA | NA | 480 | 75 KVA IG K-13 Rated | Electric | 3 | NA | NA | \Classifications\Building System Class\D50-Electrical SYS\D5010 - Elec Service & Dist\Transformer - TRN | 1019945
20-F1 | 20-F1 New Madera Courthouse | 20-F1-D5011-240-TRN10 | Transformer ETBA | Square-D | 2121913005A | EE112T3HISNLP | OM00042880 |  | Main Electrical Room B63 | NA | NA | NA | NA | 480 | 112.5 KVA IG K-13 Rated | Electric | 3 | NA | NA | \Classifications\Building System Class\D50-Electrical SYS\D5010 - Elec Service & Dist\Transformer - TRN | 1019946
20-F1 | 20-F1 New Madera Courthouse | 20-F1-D5011-240-TRN11 | Transformer ET2A | Square-D | 2100413027A | EE75T3HISNLP | OM00042640 |  | Floor 2 East Electrical Room 263 | NA | NA | NA | NA | 480 | 75 KVA IG K-13 Rated | Electric | 3 | NA | NA | \Classifications\Building System Class\D50-Electrical SYS\D5010 - Elec Service & Dist\Transformer - TRN | 1019947
20-F1 | 20-F1 New Madera Courthouse | 20-F1-D5011-240-TRN12 | Transformer ET2B | Square-D | 2092713004A | EE75T3HISNLP | OM00042637 |  | Floor 2 West Electrical Room 262 | NA | NA | NA | NA | 480 | 75 KVA IG K-13 Rated | Electric | 3 | NA | NA | \Classifications\Building System Class\D50-Electrical SYS\D5010 - Elec Service & Dist\Transformer - TRN | 1019948
20-F1 | 20-F1 New Madera Courthouse | 20-F1-D5011-240-TRN13 | Transformer ET4A | Square-D | 2100513008A | EE75T3HISNLP | OM00042641 |  | Floor 4 East Electrical Room 463 | NA | NA | NA | NA | 480 | 75 KVA IG K-13 Rated | Electric | 3 | NA | NA | \Classifications\Building System Class\D50-Electrical SYS\D5010 - Elec Service & Dist\Transformer - TRN | 1019949
20-F1 | 20-F1 New Madera Courthouse | 20-F1-D5011-240-TRN14 | Transformer ET4B | Square-D | 2092713009A | EE75T3HISNLP | OM00042523 |  | Floor 4 West Electrical Room 462 | NA | NA | NA | NA | 480 | 75 KVA IG K-13 Rated | Electric | 3 | NA | NA | \Classifications\Building System Class\D50-Electrical SYS\D5010 - Elec Service & Dist\Transformer - TRN | 1019950
20-F1 | 20-F1 New Madera Courthouse | 20-F1-D5011-240-TRN15 | Transformer LSTBA | Square-D | 1051713050 | EE15T3H | OM00042881 |  | Floor 4 Main Electrical Room B63 | NA | NA | NA | NA | 480 | 15 KVA IG K-13 Rated | Electric | 3 | NA | NA | \Classifications\Building System Class\D50-Electrical SYS\D5010 - Elec Service & Dist\Transformer - TRN | 1019951
20-F1 | 20-F1 New Madera Courthouse | 20-F1-D5011-240-TRN16 | Transformer LST3A | Square-D | 103071426 | EE15T3H | OM00042644 |  | Floor 3 East Electrical Room 363 | NA | NA | NA | NA | 480 | 15 KVA IG K-13 Rated | Electric | DNA | NA | NA | \Classifications\Building System Class\D50-Electrical SYS\D5010 - Elec Service & Dist\Transformer - TRN | 1019952
20-F1 | 20-F1 New Madera Courthouse | 20-F1-D5011-240-TRN17 | Transformer LST3B | Square-D | 1111813392 | EE15T3H | OM00042966 |  | Floor 3 West Electrical Room 362 | NA | NA | NA | NA | 480 | 15 KVA IG K-13 Rated | Electric | 3 | NA | NA | \Classifications\Building System Class\D50-Electrical SYS\D5010 - Elec Service & Dist\Transformer - TRN | 1019953
20-F1 | 20-F1 New Madera Courthouse | 20-F1-D5092-250-EML344 | Emergency Exit Lights | Emersi Lite | Multiple | BAP2L21R | OM00043018 |  | Throughout | NA | NA | NA | NA | NA | NA | NA | NA | NA | NA | \Classifications\Building System Class\D50-Electrical SYS\D5090 - Elec SYS\Emergency And Exit Lighting - EML | 1019954
20-F1 | 20-F1 New Madera Courthouse | 20-F1-G2023-150-PEG01 | Generator Area Gate | Doorking, INC. | 6460 | 9100-080 | OM00042887 |  | Exterior 7th & H St. Generator Yard | NA | NA | NA | NA | 120 | NA | NA | NA | NA | NA | \Classifications\Building System Class\G20-Other Systems\G2020 - Parking Lots\Secured Parking Gate - PEG | 1019955
20-F1 | 20-F1 New Madera Courthouse | 20-F1-D2030-410-PMS01 | Sewage Ejector Pumps SE-1 & 2 | HOMA Weil Aquatronics | 14-01011 | AMX334-184/4DFM | OM00042892 |  | Open Space @ Electrical Room | NA | NA | NA | (2) 4 HP | 480 | 11.8 | Electric | 3 | NA | NA | \Classifications\Building System Class\D20-Plumbing\D2030 - Sani Waste\Sewage Ejector Pump - PMS | 1019956
20-F1 | 20-F1 New Madera Courthouse | 20-F1-D2030-410-PMS02 | Sewage Ejector Pumps SE-3 & 4 | HOMA Weil Aquatronics | 292983 | TP70V20/4/3/C | OM00042518 |  | Sallyport North wall of parking | NA | NA | NA | (2) 1.5 HP | 480 | 2.8 | Electric | 3 | NA | NA | \Classifications\Building System Class\D20-Plumbing\D2030 - Sani Waste\Sewage Ejector Pump - PMS | 1019957
20-F1 | 20-F1 New Madera Courthouse | 20-F1-G2050-200-LSC01 | Landscape | NA | NA | NA | OM00043020 |  | Exterior of Building | NA | NA | NA | NA | NA | NA | NA | NA | NA | NA | \Classifications\Building System Class\G20-Other Systems\G2050 - Landscaping\Landscaping - LSC | 1019958
20-F1 | 20-F1 New Madera Courthouse | 20-F1-D5092-250-ELT61 | Exteroir Lighting | NA | NA | NA | OM00043019 |  | Exterior of Building | NA | NA | NA | NA | NA | NA | NA | NA | NA | NA | \Classifications\Building System Class\D50-Electrical SYS\D5090 - Elec SYS\Exterior Lighting - ELT | 1019959
20-F1 | 20-F1 New Madera Courthouse | 20-F1-G2049-300-HSC01 | Hardscape | NA | NA | NA | OM00043021 |  | Throughout | NA | NA | NA | NA | NA | NA | NA | NA | NA | NA | \Classifications\Building System Class\G20-Other Systems\G2040 - Site Development\Hardscape - HSC | 1019960
20-F1 | 20-F1 New Madera Courthouse | 20-F1-G2023-150-PEG02 | Judges Parking Lot Gate | Doorking, INC. | 159 | 9210-081 | OM00042888 |  | H St. Judges Parking Gate | NA | NA | NA | NA | 120 | DNA | Electric | DNA | NA | NA | \Classifications\Building System Class\G20-Other Systems\G2020 - Parking Lots\Secured Parking Gate - PEG | 1019961
20-F1 | 20-F1 New Madera Courthouse | 20-F1-C1020-110-FRD19 | Fire Rollup Overhead Door for Juvenile | Cookson | NO ACCESS | NO ACCESS | OM00042910 |  | 3rd. Flor Juvenile Window | NA | NA | NA | NA | NA | NA | NA | NA | NA | NA | \Classifications\Building System Class\C10-General Building Interior\C1020 - Fire Doors\Fire Doors - FRD | 1021622
20-F2 | 20-F2 New Madera Courthouse Parking Garage | 20-F2-D1010-100-ELE01 | Parking Garage Elevator - Hydralic State ID#167457 | Otis | 211-1331306 | ABA212410 | OM00039854 | State ID# 167457 | 1st. Flr. Behind elevator | NA | NA | NA | 40 | 480 | 53 | Electric | 3 | NA | NA | \Classifications\Building System Class\D10-Conveyance Systems\D1010 - Elevator\Elevator,Electric,Pass/Freight - ELE | 1019851
20-F2 | 20-F2 New Madera Courthouse Parking Garage | 20-F2-D3042-220-EFN01 | Exhaust Fan PEF-1 | Greenheck | 13509365 | CWB-131-4-X | OM00042983 |  | Elevator Equipment Room 101 | (1) 3L200R | NA | NA | 1/4 | 115 | 5.8 | Electric | 1 | NA | NA | \Classifications\Building System Class\D30-HVAC Systems\D3040 - Distribution SYS\Supply/Exhaust/Return fans- FAN | 1021312
20-F2 | 20-F2 New Madera Courthouse Parking Garage | 20-F2-D3050-250-ACU01 | Split System - DX Split Fan Coil PAC-1 / Outdoor Condenser PCU-1 | Mitsubishi Electric | 3XA08521A/3YU05086A | PKA-A12HA4 / PUY-A12NHA4 | OM00042982 |  | Electrical Room 102 | NA | NA | R-410A | NA | 208 | NA | Electric | 1 | 1,190 | 12,000 | \Classifications\Building System Class\D30-HVAC Systems\D3050 - Package SYS\Air Conditioning,Split System - ACU | 1021313
20-F2 | 20-F2 New Madera Courthouse Parking Garage | 20-F2-D4031-100-FEX12 | Hand Held Fire Extinguisher | Amerex | A37795644 | B402 | OM00043005 |  | All floors | NA | NA | NA | NA | NA | NA | NA | NA | NA | NA | \Classifications\Building System Class\D40-Fire Protection SYS\D4030 - FIRE SPEC\Fire Extinguisher - FEX | 1021314
20-F2 | 20-F2 New Madera Courthouse Parking Garage | 20-F2-D5092-250-EML36 | Emergency Lighting | Emersi Lite | BASVX1R-4X-2CKT | UNABLE TO IDENTIFY | OM00043006 |  | All floors | NA | NA | NA | NA | NA | NA | Electric | NA | NA | NA | \Classifications\Building System Class\D50-Electrical SYS\D5090 - Elec SYS\Emergency And Exit Lighting - EML | 1021315
20-F2 | 20-F2 New Madera Courthouse Parking Garage | 20-F2-D5092-250-ELT05 | Exterior Lights | NA | Y-5 LED | NA | OM00043007 |  | All floors | NA | NA | NA | NA | NA | NA |  | NA | NA |  | \Classifications\Building System Class\D50-Electrical SYS\D5090 - Elec SYS\Exterior Lighting - ELT | 1021316
20-F2 | 20-F2 New Madera Courthouse Parking Garage | 20-F2-B2010-100-BLD01 | Building Structure | NA | NA | NA | OM00043010 |  | All floors | NA | NA | NA | NA | NA | NA | NA | NA | NA | NA | \Classifications\Building System Class\B20-General Building Exterior\B2010 - Exterior Walls\Building - BLD | 1021317
20-F2 | 20-F2 New Madera Courthouse Parking Garage | 20-F2-B2034-400-DOH01 | Rollup Gates Exit | Cookson | C 00198 | SGH5023ESR | OM00042985 |  | 1st Floor | NA | NA | NA | 1/2 | 208 | 1.3 | Electric | 3 | NA | NA | \Classifications\Building System Class\B20-General Building Exterior\B2030 - Exterior Doors\Door,Overhead-Shutter,Manual,Elec,Roll-up - DOH | 1021319
20-F2 | 20-F2 New Madera Courthouse Parking Garage | 20-F2-G2050-200-LSC01 | Landscaping | NA | NA | NA | OM00043008 |  | Throughout | NA | NA | NA | NA | NA | NA | NA | NA | NA | NA | \Classifications\Building System Class\G20-Other Systems\G2050 - Landscaping\Landscaping - LSC | 1021323
20-F2 | 20-F2 New Madera Courthouse Parking Garage | 20-F2-B2034-400-DOH02 | Rollup Gates Entrance | Cookson | C 00074 | SGH5023ESL | OM00042984 |  | 1st Floor | NA | NA | NA | 1/2 | 208 | 1.3 | Electric | 3 | NA | NA | \Classifications\Building System Class\B20-General Building Exterior\B2030 - Exterior Doors\Door,Overhead-Shutter,Manual,Elec,Roll-up - DOH | 1021318
20-F2 | 20-F2 New Madera Courthouse Parking Garage | 20-F2-D5092-100-UPS01 | UPS 24KVA | Online Power | PVO866 | Powerwave | OM00042988 |  | Electrical Room #102 | NA | NA | NA | NA | 480 | DNA | Electric and lead-sulfuric acid | 3 | NA | NA | \Classifications\Building System Class\D50-Electrical SYS\D5090 - Elec SYS\Uninterruptible Power System - UPS | 1021320
20-F2 | 20-F2 New Madera Courthouse Parking Garage | 20-F2-D5011-240-TRN01 | Transformer 45KVA TXF | Square D | 1120613011 | EE45T3HCU | OM00042987 |  | Electrical Room #102 | NA | NA | NA | NA | 480 208/120 | 125 | Electric | 3 | NA | NA | \Classifications\Building System Class\D50-Electrical SYS\D5010 - Elec Service & Dist\Transformer - TRN | 1021321
20-F2 | 20-F2 New Madera Courthouse Parking Garage | 20-F2-D5010-200-ESD01 | Switchboard DET "DPHPS" | Square D | 14032 | 12310473161690001 | OM00042986 |  | Electrical Room #102 | NA | NA | NA | NA | 408/277 | 400 | Electric | 3 | NA | NA | \Classifications\Building System Class\D50-Electrical SYS\D5010 - Elec Service & Dist\Electical Service and Distribution - ESD | 1021322
20-F2 | 20-F2 New Madera Courthouse Parking Garage | 20-F2-G2049-300-HSC01 | Hardscape | NA | NA | NA | OM00043009 |  | Throughout | NA | NA | NA | NA | NA | NA | NA | NA | NA | NA | \Classifications\Building System Class\G20-Other Systems\G2040 - Site Development\Hardscape - HSC | 1021324
20-F2 | 20-F2 Main Courthouse Parking Garage | 20-F2-D4035-100-FEX13 | Portable Handheld | Amerex | NA | PRO 5- TCM-8 | OM00039858 |  | Behind elevator | NA | NA | NA | NA | NA | NA | NA | NA |  |  | \Classifications\Building System Class\D40-Fire Protection SYS\D4030 - FIRE SPEC\Fire Extinguisher - FEX | 1022901
23-A1 | 23-A1 County Courthouse | 23-A1-D1010-100-ELE01 | Elevator,Electric,Pass/Freight - ELE01 | Atlas | 2463078 | 32A1242 | OM00018222 | State ID# 027562 | Roof (Main) | NA | DNA | NA | 25 | DNA | 1165 | Electrical | 3 | NA | NA | \Classifications\Building System Class\D10-Conveyance Systems\D1010 - Elevator\Elevator,Electric,Pass/Freight - ELE | EQ-1005725
23-A1 | 23-A1 County Courthouse | 23-A1-D2022-260-HWG01 | Domestic Water Heater, Gas - HWG01 | State Industries, Inc. | F98972538 | CD552-20RS973 | OM00018248 | DNA | Floor 1, Fan Room - Ground floor | NA | DNA | NA | DNA | 208 | DNA | Gas | 1 | NA | NA | \Classifications\Building System Class\D20-Plumbing\D2020 - Domestic Water\Domestic Water Heater, Gas - HWG | EQ-1005726
23-A1 | 23-A1 County Courthouse | 23-A1-D3021-140-BLR01 | Boiler,Steam,Oil/Gas/Comb. - BLR01 | Burnham | 7590498 | PF513 | OM00018234 |  | Boiler Room | NA | DNA | NA | .75 | 208 | 5.5 | Natural Gas | 3 | 2655000 | 2,575,000 | \Classifications\Building System Class\D30-HVAC Systems\D3020 - Heat SYS\Boiler,Hot Water,Oil/Gas/Comb. - BLR | EQ-1005727
23-A1 | 23-A1 County Courthouse | 23-A1-D3021-140-BLR02 | Boiler,Steam,Oil/Gas/Comb. - BLR02 | Burnham | 7590502 | PF513 | OM00018235 |  | Boiler Room | NA | DNA | NA | .75 | 208 | 5.5 | Natural Gas | 3 | 2655000 | 2,575,000 | \Classifications\Building System Class\D30-HVAC Systems\D3020 - Heat SYS\Boiler,Hot Water,Oil/Gas/Comb. - BLR | EQ-1005728
23-A1 | 23-A1 County Courthouse | 23-A1-D2040-100-PSU03 | Sump Pump - PSU03 | Dayton | DNA | 8XU93 | OM00018236 | DNA | Boiler Room | NA | DNA | NA | 1/3 hp | 208 | 115 | Electrical | 1 | NA | NA | \Classifications\Building System Class\D20-Plumbing\D2040 - Rain Drain\Sump Pump - PSU | EQ-1005731
23-A1 | 23-A1 County Courthouse | 23-A1-D2040-100-PSU04 | Sump Pump - PSU04 | Little Giant | 07L1051088 | TSW-SP | OM00018237 | DNA | Basement, Boiler Room | NA | DNA | NA | 1 | 120 | DNA | Electrical | 1 | NA | NA | \Classifications\Building System Class\D20-Plumbing\D2040 - Rain Drain\Sump Pump - PSU | EQ-1005732
23-A1 | 23-A1 County Courthouse | 23-A1-D2040-100-PSU05 | Sump Pump - PSU05 | Little Giant | 08G1050730 | TSW-SP | OM00018238 | DNA | Basement Boiler Room | NA | DNA | NA | 1 | 120 | DNA | Electrical | 1 | NA | NA | \Classifications\Building System Class\D20-Plumbing\D2040 - Rain Drain\Sump Pump - PSU | EQ-1005733
23-A1 | 23-A1 County Courthouse | 23-A1-D3030-110-CTW01 | Cooling Tower - CTW01 | RSD | 7343 | Mod# 040 | OM00018230 |  | Chiller Mechanical Pit | NA | DNA | NA | 1 | 230/460 | 128 | Electrical | 3 | NA | NA | \Classifications\Building System Class\D30-HVAC Systems\D3030 - Cooling SYS\Cooling Tower - CTW | EQ-1005734
23-A1 | 23-A1 County Courthouse | 23-A1-D3030-110-CTW02 | Cooling Tower - CTW02 | RSD | 7342 | Mod# 040 | OM00018231 |  | Chiller Mechanical Pit | NA | DNA | DNA | 1 | 230/460 | 128 | Electrical | 3 | NA | NA | \Classifications\Building System Class\D30-HVAC Systems\D3030 - Cooling SYS\Cooling Tower - CTW | EQ-1005735
23-A1 | 23-A1 County Courthouse | 23-A1-D3042-210-FAN01 | Bath-Room Exhaust FAN01 | GE | 2F186 | 5K2C4D23 | OM00018219 |  | Roof (Main) | NA | DNA | R-22 | NA | 208/230 | NA | Electrical | 3 | DNA | DNA | \Classifications\Building System Class\D30-HVAC Systems\D3040 - Distribution SYS\Fan,Axial - FAN | EQ-1005739
23-A1 | 23-A1 County Courthouse | 23-A1-D3041-230-RFN01 | Supply Fan-RFN01 | Trane | 1-4540 | B1-21 | OM00018225 | DNA | Roof (Central) | (1) B-95 | DNA | NA | 1.5 | 230 | 6 | Electrical | 3 | NA | NA | \Classifications\Building System Class\D30-HVAC Systems\D3040 - Distribution SYS\Supply/Exhaust/Return fans- FAN | EQ-1005740
23-A1 | 23-A1 County Courthouse | 23-A1-D3041-110-AHU01 | Air Handling Unit - AHU01 | Western Blower | 72786 | Size 11 | OM00018247 |  | Fan Room | (5) DNA | 20x25x2 | NA | 25 | 208/230 | DNA | Electrical | 3 | DNA | DNA | \Classifications\Building System Class\D30-HVAC Systems\D3040 - Distribution SYS\Air Handling Unit - AHU | EQ-1005741
23-A1 | 23-A1 County Courthouse | 23-A1-D3041-110-AHU02 | Air Handling Unit - AHU02 | Western Blower | 72787 | Size 8 | OM00018246 |  | Fan Room | (5) DNA | 20x25x2 | NA | 15 | 208/230 | DNA | Electrical | 3 | DNA | DNA | \Classifications\Building System Class\D30-HVAC Systems\D3040 - Distribution SYS\Air Handling Unit - AHU | EQ-1005742
23-A1 | 23-A1 County Courthouse | 23-A1-D3050-210-PKU01 | Package Unit- PKU01 | Bryant | 4485G73-174 | 579DP048080 | OM00018217 | DNA | Roof (Main) | NA | 20x25x2 -(x2) | R-22 | NA | 230 | DNA | Natural Gas | 3 | 80,000 | 61,600 | \Classifications\Building System Class\D30-HVAC Systems\D3050 - Package SYS\Package Unit - PKU | EQ-1005743
23-A1 | 23-A1 County Courthouse | 23-A1-D3050-210-PKU02 | Package Unit- PKU02 | Bryant | 1885G22-163 | 579DP090148 | OM00018218 | DNA | Roof (Main) | A-45 | 20x25x2 -(x2) | R-22 | NA | 230 | DNA | Natural Gas | 3 | 86,000 | 116,800 | \Classifications\Building System Class\D30-HVAC Systems\D3050 - Package SYS\Package Unit - PKU | EQ-1005744
23-A1 | 23-A1 County Courthouse | 23-A1-D3050-250-ACU06 | Air Conditioning,Split System - ACU06 | Trane | P3743AAAH | TTA240B300CA | OM00018224 |  | Roof (Central) | NA | NA | R-22 | NA | 230 | DNA | Electrical | 3 | NA | 246000 | \Classifications\Building System Class\D30-HVAC Systems\D3050 - Package SYS\Air Conditioning,Split System - ACU | EQ-1005745
23-A1 | 23-A1 County Courthouse | 23-A1-D3031-100-PCH01 | Chilled Water Pump - PCH01 | Baldor | 37F614T853 | EM3313T | OM00032123 |  | Fan Room | NA | DNA | NA | 5 | 230 | DNA | Electrical | 3 | NA | NA | \Classifications\Building System Class\D30-HVAC Systems\D3030 - Cooling SYS\Chilled Water Pump - PCH | EQ-1005746
23-A1 | 23-A1 County Courthouse | 23-A1-D3050-250-ACU01 | Air Conditioning,Split System - ACU01 | Fujitsu | EBN008068 | ACU36CLX | OM00018226 |  | ROOF (1ST FLOOR) | NA | NA | R-410A | NA | 208/230 | NA | Electrical | 1 | DNA | DNA | \Classifications\Building System Class\D30-HVAC Systems\D3050 - Package SYS\Air Conditioning,Split System - ACU | EQ-1005748
23-A1 | 23-A1 County Courthouse | 23-A1-D3050-250-ACU02 | Air Conditioning,Split System - ACU02 | Fujitsu | EBN008070 | ACU36CLX | OM00018227 |  | ROOF (1ST FLOOR) | NA | NA | R-410A | NA | 208/230 | NA | Electrical | 1 | DNA | DNA | \Classifications\Building System Class\D30-HVAC Systems\D3050 - Package SYS\Air Conditioning,Split System - ACU | EQ-1005749
23-A1 | 23-A1 County Courthouse | 23-A1-D3050-250-ACU05 | Air Conditioning,Split System - ACU05 | Trane | M501575FF | TTA072C300A0 | OM00018220 |  | CENTER OF ROOF | NA | DNA | R-410A | NA | 208/230 | DNA | Electrical | 3 | DNA | DNA | \Classifications\Building System Class\D30-HVAC Systems\D3050 - Package SYS\Air Conditioning,Split System - ACU | EQ-1005751
23-A1 | 23-A1 County Courthouse | 23-A1-D3050-250-ACU04 | Air Conditioning,Split System - ACU04 | Mitsubishi Electric | 3000307 | MU17TN | OM00018244 |  | IT Security Camera Room | NA | NA | R-22 | NA | 208/230 | NA | Electrical | 1 | DNA | DNA | \Classifications\Building System Class\D30-HVAC Systems\D3050 - Package SYS\Air Conditioning,Split System - ACU | EQ-1005755
23-A1 | 23-A1 County Courthouse | 23-A1-D4031-100-FEX26 | Fire Extinguisher - FEX22 | Amerex | NA | A456 | OM00019501 |  | All | NA | NA | NA | NA | NA | NA | NA | NA | NA | NA | \Classifications\Building System Class\D40-Fire Protection SYS\D4030 - FIRE SPEC\Fire Extinguisher - FEX | EQ-1005756
23-A1 | 23-A1 County Courthouse | 23-A1-D2017-100-SHW01 | Eye Washes & Emergency Showers - SHW01 | Haws | DNA | DNA | OM00019503 | DNA | Basement, Boiler Room | NA | DNA | NA | DNA | NA | NA | NA | NA | NA | NA | \Classifications\Building System Class\D20-Plumbing\D2010 - Plumb Fix\Showers - SHW | EQ-1005757
23-A1 | 23-A1 County Courthouse | 23-A1-B2010-100-BLD01 | Building Structure | NA | NA | NA | OM00032394 |  | NA | NA | NA | NA | NA | NA | NA | NA | NA | NA | NA | \Classifications\Building System Class\B20-General Building Exterior\B2010 - Exterior Walls\Building - BLD | EQ-1007290
23-A1 | 23-A1 County Courthouse | 23-A1-B3010-100-RUF01 | Roof - RUF01 | NA | NA | NA | OM00019505 |  | NA | NA | NA | NA | NA | NA | NA | NA | NA | NA | NA | \Classifications\Building System Class\B30-Roofing\B3010 - Roof Types\Roof - RUF | EQ-1007467
23-A1 | 23-A1 County Courthouse | 23-A1-D4010-150-FMS01 | System Extinguishing, Wet Pipe - FMS01 | DNA | DNA | DNA | OM00032078 | DNA |  |  |  | NA |  | NA |  | NA | NA | NA | NA | \Classifications\Building System Class\D40-Fire Protection SYS\D4010 - Sprinkler SYS\Fire Systems, stand pipes - FMS | EQ-1007680
23-A1 | 23-A1 County Courthouse | 23-A1-D3055-260-WAC04 | Window Air Conditioner- WAC04 | Friedrich | LGFR07051 | YS09L10-E | OM00019511 | DNA | Office | NA | NA | R-22 | DNA | 120 | 7.4 | Electric | 1 | 9200 | DNA | \Classifications\Building System Class\D30-HVAC Systems\D3050 - Package SYS\Window Air Conditioner- WAC | 1009195
23-A1 | 23-A1 County Courthouse | 23-A1-D3055-260-WAC05 | Window Air Conditioner- WAC05 | AMANA | DNA | AH123A35MA | OM00019525 | DNA | Office | NA | NA | R-22 | DNA | 120 | DNA | Electric | 1 | DNA | DNA | \Classifications\Building System Class\D30-HVAC Systems\D3050 - Package SYS\Window Air Conditioner- WAC | 1009196
23-A1 | 23-A1 County Courthouse | 23-A1-D3055-260-WAC06 | Window Air Conditioner- WAC06 | Friedrick | LCCK00780 | ZQ07A10B | OM00019526 | DNA | Chamber E Admin Office | NA | NA | R-22 | DNA | 120 | 6 | Electric | 1 | DNA | 7000 | \Classifications\Building System Class\D30-HVAC Systems\D3050 - Package SYS\Window Air Conditioner- WAC | 1009197
23-A1 | 23-A1 County Courthouse | 23-A1-D3055-260-WAC07 | Window Air Conditioner- WAC07 | Westinghouse | AHB148721 | AC058H7A1 | OM00019527 | DNA | Judges Chambers E | NA | NA | R-22 | DNA | 120 | 6.6 | Electric | 1 | DNA | 5050 | \Classifications\Building System Class\D30-HVAC Systems\D3050 - Package SYS\Window Air Conditioner- WAC | 1009198
23-A1 | 23-A1 County Courthouse | 23-A1-D3055-260-WAC08 | Window Air Conditioner- WAC08 | Friedrick | LGJR05882 | EQ08L11A-A | OM00019528 | DNA | Judges Chambers E | NA | NA | R-22 | DNA | 120 | 11.2 | Electric | 1 | DNA | 7700 | \Classifications\Building System Class\D30-HVAC Systems\D3050 - Package SYS\Window Air Conditioner- WAC | 1009199
23-A1 | 23-A1 County Courthouse | 23-A1-D3055-260-WAC09 | Window Air Conditioner- WAC09 | Frigidare | KK7063931 | FAC105P1A1 | OM00019529 | DNA | Manager's Office | NA | NA | R-22 | DNA | 120 | 15 | Electric | 1 | DNA | 10000 | \Classifications\Building System Class\D30-HVAC Systems\D3050 - Package SYS\Window Air Conditioner- WAC | 1009200
23-A1 | 23-A1 County Courthouse | 23-A1-D4024-100-FHS04 | Other Stand Pipe and Hose Systems-FHS04 | DNA | DNA | DNA | OM00019537 | DNA | Exterior & Roof | NA | NA | NA | NA | NA | NA | NA | NA | NA | NA | \Classifications\Building System Class\D40-Fire Protection SYS\D4020 - Stand Pipe\Other Stand Pipe Hose Systems - FHS | 1009201
23-A1 | 23-A1 County Courthouse | 23-A1-D5010-200-ESD01 | Main Electrical Panel - SBR01 | Zinsco | DNA | 241998 | OM00019509 |  | Electrical Room | NA | NA | NA | NA | 120/208 | 1200 | Electric | 3 | NA | NA | \Classifications\Building System Class\D50-Electrical SYS\D5010 - Elec Service & Dist\Electical Service and Distribution - ESD | 1009202
23-A1 | 23-A1 County Courthouse | 23-A1-D5037-710-FAP01 | Fire Alarm Panel - FAP01 | Notifier | 11203 | MD4112-24VDC | OM00019506 | DNA | Hallway | NA | NA | NA | NA | 24 | DNA | Electric | 1 | NA | NA | \Classifications\Building System Class\D50-Electrical SYS\D5030 - Comm & Security\Fire Alarm Panel - FAP | 1009203
23-A1 | 23-A1 County Courthouse | 23-A1-D5092-250-EML12 | Exit signs EML12 | DNA | 388087 | LQMSW3G | OM00019502 | NA | THROUGHOUT | NA | NA | NA | NA | 115 | NA | Electric | 1 | NA | NA | \Classifications\Building System Class\D50-Electrical SYS\D5090 - Elec SYS\Emergency And Exit Lighting - EML | 1009204
23-A1 | 23-A1 County Courthouse | 23-A1-D2090-650-WSR01 | Water Softener - WSR01 | ECO Water Systems | DNA | DNA | OM00019507 | DNA | Boiler Room | NA | NA | NA | NA | 120 | DNA | Electric | 1 | NA | NA | \Classifications\Building System Class\D20-Plumbing\D2090 - Other Plumbing SYS\Water Softener - WSR | 1009205
23-A1 | 23-A1 County Courthouse | 23-A1-D5010-110-EMT01 | Electric Meter Readings - EMT01 | Asea Brown Boveri | 1628053 | A1D | OM00019530 |  | Electrical Room | NA | NA | NA | NA | DNA | 1200 | Electric | 3 | NA | NA | \Classifications\Building System Class\D50-Electrical SYS\D5010 - Elec Service & Dist\Electric Meter Readings - EMT | 1009206
23-A1 | 23-A1 County Courthouse | 23-A1-D3012-120-GMR01 | Gas Meter - GMR01 | American Meters | 44824703 | AL-1400 | OM00019531 |  | Exterior | NA | NA | NA | NA | NA | NA | NA | NA | NA | NA | \Classifications\Building System Class\D30-HVAC Systems\D3010 - Energy Supply\Gas Meter Readings - GMR | 1009207
23-A1 | 23-A1 County Courthouse | 23-A1-D2020-130-WMR01 | Water Meter Readings - WMR01 | DNA | DNA | DNA | OM00019532 | DNA | Exterior | NA | NA | NA | NA | NA | NA | NA | NA | NA | NA | \Classifications\Building System Class\D20-Plumbing\D2020 - Domestic Water\Water Meter Readings - WMR | 1009208
23-A1 | 23-A1 County Courthouse | 23-A1-D5092-250-ELT16 | Exterior Lighting - ELT16 | DNA | DNA | DNA | OM00019534 | DNA | Exterior | NA | NA | NA | NA | DNA | DNA | Electric | DNA | NA | NA | \Classifications\Building System Class\D50-Electrical SYS\D5090 - Elec SYS\Exterior Lighting - ELT | 1009209
23-A1 | 23-A1 County Courthouse | 23-A1-D2023-100-BFP01 | Backflow Preventer - BFP01 Water supply for boiler system. | Watts | B26877 | 009-M3QT B22677 | OM00019508 | ID#:1 | Boiler Room | NA | NA | NA | NA | NA | NA | NA | NA | NA | NA | \Classifications\Building System Class\D20-Plumbing\D2020 - Domestic Water\Backflow Preventer - BFP | 1009226
23-A1 | 23-A1 County Courthouse | 23-A1-D2023-100-BFP02 | Backflow Preventer - BFP02 Water supply for chilled water loop. | Watts | A99981 | 009-M3QT B22677 | OM00019504 | ID#:2 | Fan Room | NA | NA | NA | NA | NA | NA | NA | NA | NA | NA | \Classifications\Building System Class\D20-Plumbing\D2020 - Domestic Water\Backflow Preventer - BFP | 1009227
23-A1 | 23-A1 County Courthouse | 23-A1-D3055-260-WAC01 | Window Air Conditioner- WAC01 | AMANA | 2011570000205- | AH123A35MA | OM00018249 | DNA | Conference Room | NA | NA | R-22 | DNA | 120 | DNA | Electric | 1 | DNA | DNA | \Classifications\Building System Class\D30-HVAC Systems\D3050 - Package SYS\Window Air Conditioner- WAC | 1010133
23-A1 | 23-A1 County Courthouse | 23-A1-D3055-260-WAC02 | Window Air Conditioner- WAC02 | AMANA | 2011570000000- | AH123A35MA | OM00018250 | DNA | Office | NA | NA | R-22 | DNA | 120 | DNA | Electric | 1 | DNA | DNA | \Classifications\Building System Class\D30-HVAC Systems\D3050 - Package SYS\Window Air Conditioner- WAC | 1010134
23-A1 | 23-A1 County Courthouse | 23-A1-D3055-260-WAC03 | Window Air Conditioner- WAC03 | Carrier | 51QDB208151 | 27-104 | OM00018251 | DNA | Floor 2, Court Room C | NA | NA | R-22 | DNA | 120 | DNA | Electric | 1 | DNA | DNA | \Classifications\Building System Class\D30-HVAC Systems\D3050 - Package SYS\Window Air Conditioner- WAC | 1010135
23-A1 | 23-A1 County Courthouse | 23-A1-D2023-100-CTY03 | Backflow Prevention BFP03 Water supply sprinklers | Watts | 121247 | 800 1-1/2 inch | OM00032113 | ID#:4 | SW corner of building | [10 empty] | \Classifications\Building System Class\D20-Plumbing\D2020 - Domestic Water\Backflow Preventer - BFP | 1011645
23-A1 | 23-A1 County Courthouse | 23-A1-D3055-260-WAC10 | Window Air Conditioner- WAC10 | AMANA | 206125944 | MC14A1TA2 | OM00020253 |  | Stairwell | NA | NA | R-22 | DNA | 120 | 12 | electric | 1 | DNA | 13800 | \Classifications\Building System Class\D30-HVAC Systems\D3050 - Package SYS\Window Air Conditioner- WAC | 1013572
23-A1 | 23-A1 County Courthouse | 23-A1-D3055-260-WAC11 | Window Air Conditioner- WAC11 | AMANA | 503783922 | MH12A3BP235 | OM00020252 |  | Self Help | NA | NA | R-22 | DNA | 208-230 | 14.2 | electric | 1 | DNA | 11400 | \Classifications\Building System Class\D30-HVAC Systems\D3050 - Package SYS\Window Air Conditioner- WAC | 1013573
23-A1 | 23-A1 County Courthouse | 23-A1-D2023-100-BFP05 | Backflow Preventer - BFP05 Fire Sprinkler Backflow | Wilkins | P06129 | 450DA | OM00032077 |  | Northwest Corner File Room | NA | NA | NA | NA | NA | NA | NA | NA | NA | NA | \Classifications\Building System Class\D20-Plumbing\D2020 - Domestic Water\Backflow Preventer - BFP | 1014733
23-A1 | 23-A1 County Courthouse | 23-A1-D2023-100-BFP04 | Backflow Preventer - BFP04 Domestic water backflow | Wilkins | Q06826 | 475 | OM00032124 | ID#:3 06826 | SW Corner of Building | NA | NA | NA | NA | NA | NA | NA | NA | NA | NA | \Classifications\Building System Class\D20-Plumbing\D2020 - Domestic Water\Backflow Preventer - BFP | 1014734
23-A1 | 23-A1 County Courthouse | 23-A1-D3031-100-PCH04 | Condenser Water Pump PCH04 | Dayton | A10030691 | LTAF21TB | OM00032080 |  | Ground Floor | NA | NA | NA | DNA | 208 | 9.4 | Electric | 1 | NA | NA | \Classifications\Building System Class\D30-HVAC Systems\D3030 - Cooling SYS\Chilled Water Pump - PCH | 1018918
23-A1 | 23-A1 County Courthouse | 23-A1-D3031-100-PCH05 | Condenser Water Pump PCH05 | Dayton | A10030689 | LTAF21TB | OM00020254 |  | Ground Floor | NA | NA | NA | DNA | 208 | 9.4 | Electric | 1 | NA | NA | \Classifications\Building System Class\D30-HVAC Systems\D3030 - Cooling SYS\Chilled Water Pump - PCH | 1018919
23-A1 | 23-A1 County Courthouse | 23-A1-D3041-110-AHU10 | Air Handling Unit AHU10 | Trane | DNA | 21 | OM00020251 |  | Building 1 Roof | DNA | DNA | NA | 3 | 240 | 6.2 | Electric | 3 | NA | NA | \Classifications\Building System Class\D30-HVAC Systems\D3040 - Distribution SYS\Air Handling Unit - AHU | 1018920
23-A1 | 23-A1 County Courthouse | 23-A1-D3031-130-CLR03 | Chiller, Water Cooled/Condenserless - CLR03 | Carrier | 4315Q23029 | 3OMPW04054A02015 | OM00019517 |  | Exterior Chiller Pit | NA | NA | R-410A | NA | 208 | 75.1A | Electric | 3 | NA | NA | \Classifications\Building System Class\D30-HVAC Systems\D3030 - Cooling SYS\Chiller, Water Cooled - CLR | 1020343
23-A1 | 23-A1 County Courthouse | 23-A1-D3031-130-CLR04 | Chiller, Water Cooled/Condenserless - CLR04 | Carrier | 4315Q23035 | 30MPW04054A02015 | OM00019516 |  | Exterior Chiller Pit | NA | NA | R-410A | NA | 208 | 75.1A | Electric | 3 |  |  | \Classifications\Building System Class\D30-HVAC Systems\D3030 - Cooling SYS\Chiller, Water Cooled - CLR | 1020344
23-A1 | 23-A1 County Courthouse | 23-A1-D2023-100-BFP06 | Fire Sprinkler Backflow Preventer - BFP06 | Wilkins | 43420567 | 25 | OM00019518 |  | Basement File Room | NA | NA | NA | NA | NA | NA | NA | NA | NA | NA | \Classifications\Building System Class\D20-Plumbing\D2020 - Domestic Water\Backflow Preventer - BFP | 1020345
23-A1 | 23-A1 County Courthouse | 23-A1-E1099-100-PSE01 | Utility Scaffolding PSE01 | Biljax | NA | Pro-jax | OM00019500 |  | 1st Floor - Chiller Pit | NA | 16 x 25 x 2 pleat | NA | NA | NA | NA | NA | NA | NA | NA | \Classifications\Building System Class\E10-Equipment\E1090 - Other Equipment\Portable, Scaffolding - PSE | 1021342
23-B1 | 23-B1 Ft. Bragg Justice Center | 23-B1-B2010-100-BLD01 | Building | [16 empty] | \Classifications\Building System Class\B20-General Building Exterior\B2010 - Exterior Walls\Building - BLD | 1011695
24-A1 | 24-A1 Old Court | 24-A1-D3050-210-PKU02 | HVAC Package Unit #2 | American Standard | 912100845L | YSC072E3RLA000000C | OM00003090 | HVAC #1 | Roof | 1- AX32 | 4-16X25X2 | R-410A | NA | 208/230 | 36.5 | Electric and natural gas | 3 | 80,000 | 64,000 | \Classifications\Building System Class\D30-HVAC Systems\D3050 - Package SYS\Package Unit - PKU | EQ-1003966
24-A1 | 24-A1 Old Court | 24-A1-D3050-210-PKU03 | HVAC Package Unit #3 | American Standard | 913100406L | YSC072E3RLA000000C | OM00003091 | HVAC #2 | Roof | 1- AX32 | 4-16X25X2 | R-410A | NA | 208/230 | 36.5 | Natural gas and electric | 3 | 80,000 | 64,000 | \Classifications\Building System Class\D30-HVAC Systems\D3050 - Package SYS\Package Unit - PKU | EQ-1003967
24-A1 | 24-A1 Old Court | 24-A1-D2040-100-PSU01 | Sump Pump | Baldor | F195 | VL 1307A | OM00000165 | SP #1 | Basement | NA | NA | NA | 3/4 | 115/230 | 10.8 | Electrical | 1 Ph, 60Hz | NA | NA | \Classifications\Building System Class\D20-Plumbing\D2040 - Rain Drain\Sump Pump - PSU | EQ-1003973
24-A1 | 24-A1 Old Court | 24-A1-D5092-250-EML22 | LIGHT, EMERGENCY, HARDWIRED SYSTEM EML22 | SIMKAR |  |  | OM00029154 |  | Thoughout |  |  |  | NA | NA | NA | Electrical | NA | NA | NA | \Classifications\Building System Class\D50-Electrical SYS\D5090 - Elec SYS\Emergency And Exit Lighting - EML | EQ-1004596
24-A1 | 24-A1 Old Court | 24-A1-D4031-100-FEX09 | Portable, Hand Held, Fire Extinguisher FEX09 | Amerex | ZX-23182 | B402 | OM00037490 |  | Multiple | NA | NA | NA | NA | NA | NA | NA | NA | NA | NA | \Classifications\Building System Class\D40-Fire Protection SYS\D4030 - FIRE SPEC\Fire Extinguisher - FEX | EQ-1004598
24-A1 | 24-A1 Old Court | 24-A1-D3031-210-CDR04 | Condenser Unit 04 | Bryant | 2808E14944 | 180ANA060-B | OM00003088 |  | BACK OF OLD COURTHOUSE | D/D | 16x25x2 | R-410A | NA | 208/230 | 50 | Electric | 1 | NA | NA | \Classifications\Building System Class\D30-HVAC Systems\D3030 - Cooling SYS\Condensing Unit (Air and/or Water) - CDR | EQ-1005237
24-A1 | 24-A1 Old Court | 24-A1-D3031-210-CDR01 | Condenser Unit 01 | Bryant | 2108E08339 | 180ANA036-B | OM00003085 |  | BACK OF OLD COURTHOUSE | D/D | 16x25x2 | R-410A | NA | 208/230 | 30 | Electrical | 1 | NA | NA | \Classifications\Building System Class\D30-HVAC Systems\D3030 - Cooling SYS\Condensing Unit (Air and/or Water) - CDR | EQ-1005238
24-A1 | 24-A1 Old Court | 24-A1-D3031-210-CDR03 | Condenser Unit 03 | Bryant | 2708E18773 | 180ANA036-B | OM00003087 |  | BACK OF OLD COURTHOUSE | D/D | 16x25x2 | R-410A | NA | 208/230 | 30 | Electrical | 1 | NA | NA | \Classifications\Building System Class\D30-HVAC Systems\D3030 - Cooling SYS\Condensing Unit (Air and/or Water) - CDR | EQ-1005239
24-A1 | 24-A1 Old Court | 24-A1-D3031-210-CDR02 | Condenser Unit 02 | Bryant | 2708E18783 | 180ANA036-B | OM00003086 |  | BACK OF OLD COURTHOUSE | d/d | 16x25x2 | R-410A | NA | 208/230 | 30 | Electrical | 1 | NA | NA | \Classifications\Building System Class\D30-HVAC Systems\D3030 - Cooling SYS\Condensing Unit (Air and/or Water) - CDR | EQ-1005240
24-A1 | 24-A1 Old Court | 24-A1-B2010-100-BLD01 | Building Structure | NA | NA | NA | OM00029213 |  | NA | NA | NA | NA | NA | NA | NA | NA | NA | NA | NA | \Classifications\Building System Class\B20-General Building Exterior\B2010 - Exterior Walls\Building - BLD | EQ-1007291
24-A1 | 24-A1 Old Court | 24-A1-B3010-100-RUF01 | Roofing Systems | NA | NA | NA | OM00029171 |  | NA | NA | NA | NA | NA | NA | NA | NA | NA | NA | NA | \Classifications\Building System Class\B30-Roofing\B3010 - Roof Types\Roof - RUF | EQ-1007468
24-A1 | 24-A1 Old Court | 24-A1-D2023-100-CTY01 | Domestic Water Backflow Assembly | Febco | J000306 | LF825YA | OM00029155 |  | Back of Courthouse by Parking Lot | NA | NA | NA | NA | NA | NA | NA | NA | NA | NA | \Classifications\Building System Class\D20-Plumbing\D2020 - Domestic Water\Backflow Preventer - BFP | 1010546
24-A1 | 24-A1 Old Court | 24-A1-D2022-100-HWE01 | Dom Hot Water Heater HWE01 | AO Smith | 0809J009043 | EJCT 20 200 | OM00029157 | Water Heater | Chambers #9 CLOSET | NA | NA | NA | NA | 120 | WATTS 2500 | Electrical | 1 | 150 | NA | \Classifications\Building System Class\D20-Plumbing\D2020 - Domestic Water\Domestic Water Heater, Electric - HWE | 1010612
24-A1 | 24-A1 Old Court | 24-A1-D2022-100-HWE02 | Do Hot Water 30 Gallons HWE02 | BRADFORD | FE119466924 | M230l7DS-INAPP | OM00029156 | Water Heater | Janitor's closet - room #13 | NA | NA | NA | NA | 120 | WATTS 3000 | Electrical | 1 | NA |  | \Classifications\Building System Class\D20-Plumbing\D2020 - Domestic Water\Domestic Water Heater, Electric - HWE | 1010613
24-A1 | 24-A1 Old Court | 24-A1-D3050-210-PKU01 | HVAC Package Unit #1 | American Standard | 909100424L | YSC092E3ELA0K000000D | OM00003132 |  | Roof | 1- AX32 | 4-20X25X2 | R-410A | NA | 208/230 | 36.5 | Electric and natural gas | 3 | 120,000 | 96,000 | \Classifications\Building System Class\D30-HVAC Systems\D3050 - Package SYS\Package Unit - PKU | 1010819
24-A1 | 24-A1 Old Court | 24-A1-D3050-210-PKU04 | HVAC Package Unit #4 | American Standard | 912100409L | YSC072E3ELA0M000000000000C | OM00003092 |  | Roof | 1- AX32 | 4-16X25X2 | R-410A | NA | 208/230 | 36.5 | Electric and natural gas | 3 | 80,000 | 64,000 | \Classifications\Building System Class\D30-HVAC Systems\D3050 - Package SYS\Package Unit - PKU | 1010820
24-A1 | 24-A1 Old Court | 24-A1-D3050-210-PKU05 | HVAC Package Unit #5 | American Standard | 912100051L | YSC072E3ELA0M000000000000C | OM00003093 |  | Roof | 1- AX32 | 4-16X25X2 | R-410A | NA | 208/230 | 36.5 | Electric and natural gas | 3 | NA | NA | \Classifications\Building System Class\D30-HVAC Systems\D3050 - Package SYS\Package Unit - PKU | 1010821
24-A1 | 24-A1 Old Court | 24-A1-D3050-210-PKU06 | HVAC Package Unit #6 | American Standard | 846102023L | YSC048ELA0P000000B | OM00003094 |  | Roof | NA | 2-20X30X1 | R-410A | NA | 208/230 | 36.5 | Electric and natural gas | 3 | 60,000 | 48,000 | \Classifications\Building System Class\D30-HVAC Systems\D3050 - Package SYS\Package Unit - PKU | 1010822
24-A1 | 24-A1 Old Court | 24-A1-D3050-210-PKU07 | HVAC Package Unit #7 | American Standard | 911101279L | YSC072E3RLA000000C | OM00003095 |  | Roof | 1- AX32 | 4-16X25X2 | R-410A | NA | 208/230 | 36.5 | Electric and natural gas | 3 | 80,000 | 64,000 | \Classifications\Building System Class\D30-HVAC Systems\D3050 - Package SYS\Package Unit - PKU | 1010823
24-A1 | 24-A1 Old Court | 24-A1-D3050-210-PKU08 | HVAC Package Unit #8 | American Standard | 912100456L | YSC072E3RLA000000C | OM00003096 |  | Roof | 1- AX32 | 4-16X25X2 | R-410A | NA | 208/230 | 36.5 | Electric and natural gas | 3 | 80,000 | 64,000 | \Classifications\Building System Class\D30-HVAC Systems\D3050 - Package SYS\Package Unit - PKU | 1010824
24-A1 | 24-A1 Old Court | 24-A1-D3050-310-HPU01 | HEAT PUMP - Air Cooled | DAIKIN | E002094 | RX18FVJU | OM00003089 |  | Back of Old Courthouse | NA | NA | R-410A | NA | 208/230 | 20 | Electrical | 1 | NA | NA | \Classifications\Building System Class\D30-HVAC Systems\D3050 - Package SYS\Heat Pump,Air Cooled - HPU | 1010825
24-A1 | 24-A1 Old Court | 24-A1-D4010-150-FMS01 | System Extinguishing,Wet Pipe - SEW | Hydraulic |  |  | OM00029161 |  | Closet by Conference Room | [10 empty] | \Classifications\Building System Class\D40-Fire Protection SYS\D4010 - Sprinkler SYS\Fire Systems, stand pipes - FMS | 1011057
24-A1 | 24-A1 Old Court | 24-A1-D5010-200-ESD01 | Switchboard | Zinsco |  |  | OM00029163 |  | DNA | NA | NA | NA | NA | 480 | DNA | Electric | DNA | NA | NA | \Classifications\Building System Class\D50-Electrical SYS\D5010 - Elec Service & Dist\Electical Service and Distribution - ESD | 1011058
24-A1 | 24-A1 Old Court | 24-A1-D5037-710-FAP01 | Fire Alarm Panel - FAP | Siemens |  | FS 250 | OM00029160 |  | Closet by Conference Room | NA | NA | NA | NA | 120 | DNA | Electrical | DNA | 150 | NA | \Classifications\Building System Class\D50-Electrical SYS\D5030 - Comm & Security\Fire Alarm Panel - FAP | 1011059
24-A1 | 24-A1 Old Court | 24-A1-G2050-200-LSC01 | LANDSCAPING | NA | NA | NA | OM00029207 |  | Exterior Landscape | NA | NA | NA | NA | NA | NA | NA | NA | NA | NA | \Classifications\Building System Class\G20-Other Systems\G2050 - Landscaping\Landscaping - LSC | 1012065
24-A1 | 24-A1 Old Court | 24-A1-D5092-250-ELT07 | EXTERIOR LIGHTING | MULTIPLE | MULTIPLE | MULTIPLE | OM00029209 |  | Throughout Exterior | NA | NA | NA | NA | NA | NA | Electric | NA | NA | NA | \Classifications\Building System Class\D50-Electrical SYS\D5090 - Elec SYS\Exterior Lighting - ELT | 1012066
24-A1 | 24-A1 Old Court | 24-A1-G2049-300-HSC01 | HARDSCAPE | NA | NA | NA | OM00029208 |  | NA | NA | NA | NA | NA | NA | NA | NA | NA | NA | NA | \Classifications\Building System Class\G20-Other Systems\G2040 - Site Development\Hardscape - HSC | 1012067
24-A1 | 24-A1 Old Court | 24-A1-D2023-100-CTY02 | Landscape Backflow | WILKINS | Z37859 | 575 3' | OM00029172 |  | NA | NA | NA | NA | NA | NA | NA | NA | NA | NA | NA | \Classifications\Building System Class\D20-Plumbing\D2020 - Domestic Water\Backflow Preventer - BFP | 1014882
24-A1 | 24-A1 Old Court | 24-A1-D2023-100-CTY03 | FIRE BACKFLOW PREVENTER | WILKINS | U15477 | 350A 6' | OM00029173 |  | Exterior | [10 empty] | \Classifications\Building System Class\D20-Plumbing\D2020 - Domestic Water\Backflow Preventer - BFP | 1014883
24-A1 | 24-A1 Old Court | 24-A1-G2023-150-PEG01 | Judges Parkinglot Gate | Chamberlain Elite | 2712N3444 | SL3000ULDC3 | OM00029215 |  | Judges Parkinglot | NA | NA | NA | 5 | 110 | 4 | Electric | 1 | NA | NA | \Classifications\Building System Class\G20-Other Systems\G2020 - Parking Lots\Secured Parking Gate - PEG | 1015683
24-A1 | 24-A1 Old Court | 24-A1-D5038-810-ITA02 | Intrusion Alarm System | GE | GCQ!AL01BNXV2 | Networx NX-8V2 | OM00037489 | OM00029159 | Admin. Electrical Closet | NA | NA | NA |  | NA | NA | Electric |  |  |  | \Classifications\Building System Class\D50-Electrical SYS\D5030 - Comm & Security\Intrusion Alarm - ITA | 1015812
24-A1 | 24-A1 Old Court | 24-A1-D3050-122-FAH01 | Forced Air Heater to Condenser01 | Bryant | 2208A01513 | 355CAV060100 | OM00039396 |  | Admin Area above ceiling tile over front Admins desk | NA | (1) 20x25x2 | NA | 1 | 110 | 13.8 | Gas | 1 | 120000 | 40000 | \Classifications\Building System Class\D30-HVAC Systems\D3050 - Package SYS\Forced Air Heater,Oil/Gas fired - FAH | 1018032
24-A1 | 24-A1 Old Court | 24-A1-D3050-122-FAH04 | Forced Air Heater to Condenser04 | Bryant | 16068A009 | 355CAV042060 | OM00039395 |  | Above ceiling tile in HR Office | NA | (1) 16x25x2 | NA | 1/2 | 110 | 9.0 | Gas | 1 | 120000 | 24000 | \Classifications\Building System Class\D30-HVAC Systems\D3050 - Package SYS\Forced Air Heater,Oil/Gas fired - FAH | 1018035
24-A1 | 24-A1 Old Court | 24-A1-D3050-122-FAH02 | Forced Air Heater to Condenser02 | Bryant | 2308A04763 | 355CAV042060 | OM00039394 |  | Admin Area above ceiling tile over storage closet | NA | (1) 16x25x2 | NA | 1/2 | 110 | 9.0 | Gas | 1 | 120000 | 24000 | \Classifications\Building System Class\D30-HVAC Systems\D3050 - Package SYS\Forced Air Heater,Oil/Gas fired - FAH | 1018033
24-A1 | 24-A1 Old Court | 24-A1-D3050-122-FAH03 | Forced Air Heater to Condenser03 | Bryant | 2808A02342 | 355CAV042060 | OM00039393 |  | Over ceiling tile at Admin entrance | NA | (1) 16x25x2 | NA | 1/2 | 110 | 9.0 | Gas | 1 | 120000 | 24000 | \Classifications\Building System Class\D30-HVAC Systems\D3050 - Package SYS\Forced Air Heater,Oil/Gas fired - FAH | 1018034
24-A8 | 24-A8 New Downtown Merced Courthouse | 24-A8-D4010-150-FMS01 | Fire Sprinkler Sytsem | Notifier | DNA | RP-1001 | OM00037275 | DNA | Recieving | NA | NA | NA | NA | NA | NA | NA | NA | NA | NA | \Classifications\Building System Class\D40-Fire Protection SYS\D4010 - Sprinkler SYS\Fire Systems, stand pipes - FMS | EQ-1003979
24-A8 | 24-A8 New Downtown Merced Courthouse | 24-A8-D5092-250-EML57 | Emergency Exit Lights | Edge-Lit Exits | Lrp 1 gw 120/277 el n | LRP EL N | OM00029170 |  | Throughout Building | NA | NA | NA | NA | DNA | DNA | Electrical | DNA | NA | NA | \Classifications\Building System Class\D50-Electrical SYS\D5090 - Elec SYS\Emergency And Exit Lighting - EML | EQ-1003980
24-A8 | 24-A8 New Downtown Merced Courthouse | 24-A8-D2023-100-CTY03 | Fire System Backflow Assembly BFP03 City of Merced does testing | REG | 66248 | Fire System Bypass - 3/4inch | OM00029224 | BKFL01349 | SW Corner of property | NA | NA | NA | NA | NA | NA | NA | NA | NA | NA | \Classifications\Building System Class\D20-Plumbing\D2020 - Domestic Water\Backflow Preventer - BFP | EQ-1003981
24-A8 | 24-A8 New Downtown Merced Courthouse | 24-A8-D2023-100-CTY02 | Landscaping, Irrigation Backflow Assembly BFP02 City of Merced does testing | WILKINS | 2376225 | Irrigation - 2inch Type:RP 975 XL | OM00029222 | BKFL01348 | SE Corner of Property Line | NA | NA | NA | NA | NA | NA | NA | NA | NA | NA | \Classifications\Building System Class\D20-Plumbing\D2020 - Domestic Water\Backflow Preventer - BFP | EQ-1003982
24-A8 | 24-A8 New Downtown Merced Courthouse | 24-A8-D2023-100-CTY01 | Domestic Water Backflow Assembly BFP01 City of Merced does testing | AMES | 11632 0304 | Domestic - 4inch 4000 SS | OM00029223 | BKFL01347 | SE Corner of Property Line | NA | NA | NA | NA | NA | NA | NA | NA | NA | NA | \Classifications\Building System Class\D20-Plumbing\D2020 - Domestic Water\Backflow Preventer - BFP | EQ-1003983
24-A8 | 24-A8 New Downtown Merced Courthouse | 24-A8-D3050-210-PKU01 | Package Unit #1 | McQuay | FBOU06030084002 | RPS115CLW | OM00000185 | AHU # 1 | Roof of Courthouse | (5) BX140, (3) BX70 | Pre-(16) 24x24x2, (8) 12x24x2, Boxed-(16) 24x24x12, (8) 12x24x12 | R-22 | DNA | 460/60 Hz | 15 | Electric | 3 | NA | NA | \Classifications\Building System Class\D30-HVAC Systems\D3050 - Package SYS\Package Unit - PKU | EQ-1003988
24-A8 | 24-A8 New Downtown Merced Courthouse | 24-A8-D3050-210-PKU02 | Package Unit #2 | McQuay | FBOU06030084102 | RPS115CLW | OM00000186 | AHU # 2 | Roof of Courthouse | (5) BX140, (3) BX70 | Pre-(16)24x24x2, (8)12x24x2, Boxed-(16) 24x24x12, (8) 12x24x12 | R-22 | DNA | 460 | 15AMP 60HZ | Electric | 3 | NA | NA | \Classifications\Building System Class\D30-HVAC Systems\D3050 - Package SYS\Package Unit - PKU | EQ-1003989
24-A8 | 24-A8 New Downtown Merced Courthouse | 24-A8-D3021-130-BLR01 | Gas Fired Hot Water Boiler | Bryant Heating & Cooling Systems | 93916 | AB250-W-FDG-LX | OM00000187 | Boiler | Roof | NA | NA | NA | DNA | 480 | DNA | Natural Gas | 3PH, 60Hz | 2,500,000 | 2,087,000 | \Classifications\Building System Class\D30-HVAC Systems\D3020 - Heat SYS\Boiler,Hot Water,Oil/Gas/Comb. - BLR | EQ-1003991
24-A8 | 24-A8 New Downtown Merced Courthouse | 24-A8-D3044-125-PHW03 | Boiler Pump PHW03 | Bell and Gossett | CO 14278-01 B60 | 80 BF 6 | OM00029168 | Boiler Pumps | Roof | NA | NA | NA | 1 1/2 | 208/460 | 4.8/2.4 | NA | 3 | NA | NA | \Classifications\Building System Class\D30-HVAC Systems\D3040 - Distribution SYS\Hot Water Pump - PHW | EQ-1003992
24-A8 | 24-A8 New Downtown Merced Courthouse | 24-A8-D2022-260-HWG01 | Dom Hot Water Heater | Lochinvar | BM7081689 | PNR200-100 | OM00000181 | Water Heater | Mechanical Room | NA | NA | NA | 1.5 | 208/460 | 4.8/2.4 | NA | 3 | NA | NA | \Classifications\Building System Class\D20-Plumbing\D2020 - Domestic Water\Domestic Water Heater, Gas - HWG | EQ-1003993
24-A8 | 24-A8 New Downtown Merced Courthouse | 24-A8-D2023-310-HWP01 | Dom Hot Water Circulation Pump HWP01 | Bell & Gossett | 102210 | SERIES HV G01 | OM00029153 | Water Circ Pump | Mechanical Room | NA | NA | NA | DNA | 115 | 30 | NA | 1Ph, 60Hz | NA | NA | \Classifications\Building System Class\D20-Plumbing\D2020 - Domestic Water\Domestic Hot Water Circulating Pump - HWP | EQ-1003994
24-A8 | 24-A8 New Downtown Merced Courthouse | 24-A8-D1010-100-ELE02 | Elevator #2 Conveyance # 146146 | ThyssenKrupp | EU8811 | TAL-20 | OM00004202 | State ID# 146146 | FLOOR 1 | NA | NA | NA | 20 | 480 | 28.4 | hydraulic | 3 | NA | NA | \Classifications\Building System Class\D10-Conveyance Systems\D1010 - Elevator\Elevator,Electric,Pass/Freight - ELE | EQ-1003996
24-A8 | 24-A8 New Downtown Merced Courthouse | 24-A8-D1010-100-ELE03 | Elevator #3 Conveyance # 146147 | ThyssenKrupp | EU8812 | TAL-20 | OM00004201 | State ID# 146147 | FLOOR 1, ELEVATOR ROOM | NA | NA | NA | 20 | 480 | 28.4 | hydraulic | 3 | NA | NA | \Classifications\Building System Class\D10-Conveyance Systems\D1010 - Elevator\Elevator,Electric,Pass/Freight - ELE | EQ-1003997
24-A8 | 24-A8 New Downtown Merced Courthouse | 24-A8-D1010-100-ELE04 | Elevator #4 Conveyance # 146148 | ThyssenKrupp | EU8813 | TAL-20 | OM00004204 | State ID# 146148 | FLOOR 1, Elevator Room | NA | NA | NA | 20 | 480 | 28.4 | Hydraulic | 3 | NA | NA | \Classifications\Building System Class\D10-Conveyance Systems\D1010 - Elevator\Elevator,Electric,Pass/Freight - ELE | EQ-1003998
24-A8 | 24-A8 New Downtown Merced Courthouse | 24-A8-D3042-220-EFN01 | Exhaust Fan (aluminum cover) | Greenheck | 06c190145 | cube-220hp-50-x | OM00000184 | Exhaust Fan # 1 | Roof South West | AP-30 2ea | DNA | NA | 5hp | 460 | 10.2amp 60hz | NA | 3ph | NA | NA | \Classifications\Building System Class\D30-HVAC Systems\D3040 - Distribution SYS\Supply/Exhaust/Return fans- FAN | EQ-1003999
24-A8 | 24-A8 New Downtown Merced Courthouse | 24-A8-D3042-220-EFN02 | Exhaust Fan (aluminum cover) | Greenheck | 06C19016 | CUBE-220HP-30-X | OM00000183 | Exhaust Fan # 2 | Roof South East | AP-30 2EA | DNA | NA | 5 | 460 | 10.2amp 60hz | NA | 3PH | NA | NA | \Classifications\Building System Class\D30-HVAC Systems\D3040 - Distribution SYS\Supply/Exhaust/Return fans- FAN | EQ-1004000
24-A8 | 24-A8 New Downtown Merced Courthouse | 24-A8-D5092-210-GEN01 | Emergency Generator GEN01 | Caterpillar | OLY 00000CD4P01138 | D50P4 | OM00000192 | Generator | Generator Pad | DNA | P604996 | NA | 71 | 480/277 | 75 A | Diesel | 3 | NA | NA | \Classifications\Building System Class\D50-Electrical SYS\D5090 - Elec SYS\Emergency Generator - GEN | EQ-1004001
24-A8 | 24-A8 New Downtown Merced Courthouse | 24-A8-D4031-100-FEX24 | Fire Extinguishers FEX24 | Amerex | YS-321527 | B402 | OM00037481 |  | 1st & 2nd floor | NA | NA | NA | NA | NA | NA | NA | NA | NA | NA | \Classifications\Building System Class\D40-Fire Protection SYS\D4030 - FIRE SPEC\Fire Extinguisher - FEX | EQ-1004002
24-A8 | 24-A8 New Downtown Merced Courthouse | 24-A8-D1010-100-ELE01 | Elevator #1 Conveyance # 146145 | ThyssenKrupp | EU8810 | TAL-20 | OM00004203 | State ID# 146145 | DNA | NA | NA | NA | NA | 480 | DNA | hydraulic | DNA | NA | NA | \Classifications\Building System Class\D10-Conveyance Systems\D1010 - Elevator\Elevator,Electric,Pass/Freight - ELE | EQ-1004625
24-A8 | 24-A8 New Downtown Merced Courthouse | 24-A8-B2010-100-BLD01 | Building Structure | NA | NA | NA | OM00029177 | NA | NA | NA | NA | NA | NA | NA | NA | NA | NA | NA | NA | \Classifications\Building System Class\B20-General Building Exterior\B2010 - Exterior Walls\Building - BLD | EQ-1007292
24-A8 | 24-A8 New Downtown Merced Courthouse | 24-A8-B3010-100-RUF01 | Roofing System 60m PVC | NA | NA | NA | OM00029178 |  | NA | NA | NA | NA | NA | NA | NA | NA | NA | NA | NA | \Classifications\Building System Class\B30-Roofing\B3010 - Roof Types\Roof - RUF | EQ-1007469
24-A8 | 24-A8 New Downtown Merced Courthouse | 24-A8-D5037-710-FAP01 | Fire Alarm Panel - FAP | Honey Well | XMI5027 | E3 Series | OM00029166 | DNA | Next to Room 1407 | NA | NA | NA | 1/8 | DNA | 3.5 | Electric | 1 | NA | NA | \Classifications\Building System Class\D50-Electrical SYS\D5030 - Comm & Security\Fire Alarm Panel - FAP | 1009832
24-A8 | 24-A8 New Downtown Merced Courthouse | 24-A8-D3044-125-PHW02 | Pump, Hot Water - PHW (D3025-126-PHW) | Bell and Gossett | Co14279-01 B60 | 1510 BF 7.875 | OM00029167 | Water Circ Pump | Boiler Platform | NA | NA | NA | 5 | 230/460 | 12.90/6.50 | NA | 3 | NA | NA | \Classifications\Building System Class\D30-HVAC Systems\D3040 - Distribution SYS\Hot Water Pump - PHW | 1009922
24-A8 | 24-A8 New Downtown Merced Courthouse | 24-A8-D2023-100-CTY04 | Fire System Backflow Assembly BFP04 City of Merced does testing | AMES | 6144803 | 6 inch 4000 SS | OM00029164 | BKFL01350 | SW Corner of Property | NA | NA | NA | NA | NA | NA | NA | NA | NA | NA | \Classifications\Building System Class\D20-Plumbing\D2020 - Domestic Water\Backflow Preventer - BFP | 1010108
24-A8 | 24-A8 New Downtown Merced Courthouse | 24-A8-C1020-110-FRD01 | Fire Door | Fire Door | 4002128 | DNA | OM00029183 |  | Holding Cell | DNA | DNA | DNA | DNA | 115 | DNA | No Fuel | DNA | DNA | DNA | \Classifications\Building System Class\C10-General Building Interior\C1020 - Fire Doors\Fire Doors - FRD | 1012068
24-A8 | 24-A8 New Downtown Merced Courthouse | 24-A8-C1020-110-FRD02 | Fire Door | Fire Door | 4002127 | DNA | OM00029184 |  | Basement | DNA | DNA | DNA | DNA | 115 | DNA | No Fuel | DNA | DNA | DNA | \Classifications\Building System Class\C10-General Building Interior\C1020 - Fire Doors\Fire Doors - FRD | 1012069
24-A8 | 24-A8 New Downtown Merced Courthouse | 24-A8-D2023-310-WBS01 | DOMESTIC WATER BOOSTER PUMP'S | FLOWTHERM | FAB06-054 | 70M-02 | OM00029174 |  | DNA | NA | NA | NA | DNA | DNA | DNA | DNA | DNA | NA | NA | \Classifications\Building System Class\D20-Plumbing\D2020 - Domestic Water\Domestic Water Booster System - WBS | 1012070
24-A8 | 24-A8 New Downtown Merced Courthouse | 24-A8-D2023-310-WBS02 | LANDSCAPING BOOSTER PUMP | RAIN BIRD | DNA | DNA | OM00029181 |  | DNA | NA | NA | NA | DNA | 208/120 AC | DNA | DNA | DNA | NA | NA | \Classifications\Building System Class\D20-Plumbing\D2020 - Domestic Water\Domestic Water Booster System - WBS | 1012071
24-A8 | 24-A8 New Downtown Merced Courthouse | 24-A8-D3020-100-HET01 | Expansion Tank | Bell & Gossett | 138673 | B300 | OM00029188 |  | roof top | DNA | DNA | DNA | DNA | DNA | DNA | No Fuel | DNA | DNA | DNA | \Classifications\Building System Class\D30-HVAC Systems\D3020 - Heat SYS\Heater Water Expansion Tank - HET | 1012074
24-A8 | 24-A8 New Downtown Merced Courthouse | 24-A8-D3020-100-HET02 | EXPANSION TANK | BELL & GOSSETT | 138362 | MBY536304F12001 | OM00029186 |  | ROOF TOP | DNA | DNA | DNA | DNA | DNA | DNA | No Fuel | DNA | DNA | DNA | \Classifications\Building System Class\D30-HVAC Systems\D3020 - Heat SYS\Heater Water Expansion Tank - HET | 1012075
24-A8 | 24-A8 New Downtown Merced Courthouse | 24-A8-D3050-250-ACU01 | Fan Coil Unit / Condenser | MCQUAY | TLNU 06 04 00002 | LAH 005 ADH | OM00039357 |  | Rooftop North East | A 37 | 1 20X24X2 | R-22 | DNA | 208/230 | DNA | Electrical | 3 PH | NA | NA | \Classifications\Building System Class\D30-HVAC Systems\D3050 - Package SYS\Air Conditioning,Split System - ACU | 1012077
24-A8 | 24-A8 New Downtown Merced Courthouse | 24-A8-D4013-114-FAC01 | COMPRESSOR FIRE S | GE COM MOTORS | XY3140669 | ILAA-10-M100X | OM00029191 |  | Fire Riser Room | NA | NA | NA | 1/5 | 120 60HZ | DNA | Electrical | 1PH | NA | NA | \Classifications\Building System Class\D40-Fire Protection SYS\D4010 - Sprinkler SYS\Air Compressor (Dry) Used w/ Fire S - FAC | 1012079
24-A8 | 24-A8 New Downtown Merced Courthouse | 24-A8-D5010-200-ESD02 | SWITCHING BOARD FOR GENERATOR POWER Main Electrical Panel | CUTLER & HAMMER | DNA | SSR07054 | OM00029193 | HRM | DNA | NA | DNA | NA | DNA | Other | 1200 | Electrical | 3PH | NA | NA | \Classifications\Building System Class\D50-Electrical SYS\D5010 - Elec Service & Dist\Electical Service and Distribution - ESD | 1012081
24-A8 | 24-A8 New Downtown Merced Courthouse | 24-A8-D5010-234-ATS01 | AUTOMATIC TRANSFER SWITCH | ASCO | DNA | DNA | OM00029192 |  | Exterior | NA | NA | NA | DNA | 480 | DNA | Electrical | 3 | NA | NA | \Classifications\Building System Class\D50-Electrical SYS\D5010 - Elec Service & Dist\Automatic Transfer Switch - ATS | 1012082
24-A8 | 24-A8 New Downtown Merced Courthouse | 24-A8-G2023-150-PEG01 | GAT | EAGLE CONTERL SYSTEMS INC | EAGLE D27645 | EAGLE-200-1HP | OM00029200 |  | Exterior East Gate | NA | NA | NA | 1 | 110 | 5 | Electrical | 1 | NA | NA | \Classifications\Building System Class\G20-Other Systems\G2020 - Parking Lots\Secured Parking Gate - PEG | 1012089
24-A8 | 24-A8 New Downtown Merced Courthouse | 24-A8-G2023-150-PEG02 | GAT | VIKING ACCESS SYSTEMS | 0311-313-14780 | F-1 | OM00029197 |  | Exterior South Side | NA | NA | NA | 1 | 120 |  | Electrical | 1 PH 60HZ |  |  | \Classifications\Building System Class\G20-Other Systems\G2020 - Parking Lots\Secured Parking Gate - PEG | 1012090
24-A8 | 24-A8 New Downtown Merced Courthouse | 24-A8-G2023-150-PEG03 | GAT | EAGLE CONTROL SYSTOM INC | EAGLE D27644 | EAGLE-200-1HP | OM00029199 |  | Exterior West Gate | NA | NA | NA | 1 | 120 | 5.0 | Electrical | 1 |  |  | \Classifications\Building System Class\G20-Other Systems\G2020 - Parking Lots\Secured Parking Gate - PEG | 1012091
24-A8 | 24-A8 New Downtown Merced Courthouse | 24-A8-G2050-200-LSC01 | LANDSCAPING | NA | NA | NA | OM00029211 |  | Exterior Landscape | NA | NA | NA | NA | NA | NA | NA | NA | NA | NA | \Classifications\Building System Class\G20-Other Systems\G2050 - Landscaping\Landscaping - LSC | 1012095
24-A8 | 24-A8 New Downtown Merced Courthouse | 24-A8-D5092-250-ELT20 | EXTERIOR LIGHTING | MULTIPLE | MULTIPLE | MULTIPLE | OM00029212 |  | DNA | NA | NA | NA | DNA | DNA | DNA | Electrical | DNA | NA | NA | \Classifications\Building System Class\D50-Electrical SYS\D5090 - Elec SYS\Exterior Lighting - ELT | 1012096
24-A8 | 24-A8 New Downtown Merced Courthouse | 24-A8-G2049-300-HSC01 | HARDSCAPE | NA | NA | NA | OM00029210 |  | NA | NA | NA | NA | NA | NA | NA | NA | NA | NA | NA | \Classifications\Building System Class\G20-Other Systems\G2040 - Site Development\Hardscape - HSC | 1012097
24-A8 | 24-A8 New Downtown Merced Courthouse | 24-A8-D2023-100-BFP01 | Boiler Backflow | WILKINS/ZURN | DNA | 975XL 1 1/2 | OM00029179 |  | Roof top | [10 empty] | \Classifications\Building System Class\D20-Plumbing\D2020 - Domestic Water\Backflow Preventer - BFP | 1014887
24-A8 | 24-A8 New Downtown Merced Courthouse | 24-A8-D5038-810-ITA07 | Intrusion Alarm System | GE |  | Networx NX-8V2 | OM00037486 |  | Central Control | NA | NA | NA |  | NA | NA | Electric |  |  |  | \Classifications\Building System Class\D50-Electrical SYS\D5030 - Comm & Security\Intrusion Alarm - ITA | 1015855
24-A8 | 24-A8 New Downtown Merced Courthouse | 24-A8-C1020-110-FRD03 | Jury Assembly Fire Door #1 | Marshfield |  | UBC7-2 | OM00037483 |  | Jury Assembly Room | NA | NA | NA |  | NA | NA | NA |  |  |  | \Classifications\Building System Class\C10-General Building Interior\C1020 - Fire Doors\Fire Doors - FRD | 1015857
24-A8 | 24-A8 New Downtown Merced Courthouse | 24-A8-C1020-110-FRD04 | Jury Assembly Fire Door #2 | Marshfield |  | UBC7-2 | OM00037484 |  | Jury Assembly Room | NA | NA | NA |  | NA | NA | NA |  |  |  | \Classifications\Building System Class\C10-General Building Interior\C1020 - Fire Doors\Fire Doors - FRD | 1015858
24-A8 | 24-A8 New Downtown Merced Courthouse | 24-A8-D3020-100-HET03 | Domestic hot water expansion tank | Bell & Gossett | 1BN002 | PT-12 | OM00037482 |  | Mechanical Room | NA | NA | NA |  | NA |  | NA |  |  |  | \Classifications\Building System Class\D30-HVAC Systems\D3020 - Heat SYS\Heater Water Expansion Tank - HET | 1015860
24-A8 | 24-A8 New Downtown Merced Courthouse | 24-A8-G2023-150-PEG05 | Sally Port Gate | VIKING ACCESS SYSTEMS | DNA | F-1 | OM00037274 | OM00029198 | South West | NA | NA | NA | 1 | 120 | DNA | Electric |  | NA | NA | \Classifications\Building System Class\G20-Other Systems\G2020 - Parking Lots\Secured Parking Gate - PEG | 1016867
24-A8 | 24-A8 New Downtown Merced Courthouse | 24-A8-D2040-100-PSU03 | Two (2) Pump System | Bell & Gossett | A0748904 | 2EC0311L | OM00037273 |  | DNA | NA | NA | NA | DNA | DNA | DNA | Electric |  | NA | NA | \Classifications\Building System Class\D20-Plumbing\D2040 - Rain Drain\Sump Pump - PSU | 1016868
24-A8 | 24-A8 New Downtown Merced Courthouse | 24-A8-D3068-100-BAS02 | BAS | SIEMENS | NA | NA | OM00039358 | OM00029169 | 1st Flr. Mech. Office | NA | NA | NA | NA | NA | NA | Electric |  | NA | NA | \Classifications\Building System Class\D30-HVAC Systems\D3060 - Control & Inst Air\Building Automation System - BAS | 1018036
24-A8 | 24-A8 New Downtown Merced Courthouse | 24-A8-D3050-250-ACU02 | Heat Pump / Condenser for | Mitsubishi Electric | 3YU03527A | PUZ-A36NHA4 | OM00029221 |  | South West outside of Sergeants Office and Control Room | NA |  | R-410A | 1 | 230 | 30 | Electric | 1 | NA | NA | \Classifications\Building System Class\D30-HVAC Systems\D3050 - Package SYS\Air Conditioning,Split System - ACU | 1018498
24-G1 | 24-G1 New Los Banos Courthouse | 24-G1-D5092-210-GEN01 | Emergency Generator GEN01 | Iveco | 9906865 | F3AE9685A-E | OM00045084 | N-9179-1-0 | East Side of Grounds in Generator Area | NA | NA | NA | 449 | 408 | NA | Diesel | NA | NA | NA | \Classifications\Building System Class\D50-Electrical SYS\D5090 - Elec SYS\Emergency Generator - GEN | 1020511
24-G1 | 24-G1 New Los Banos Courthouse | 24-G1-D3041-110-AHU01 | AC-1 - Air Handler | AAON | 201510-BNWW04776 | RN-050-3-0-EA09-EJL | OM00045057 |  | 2nd Flr Mezanine (Lower Roof) | NA | (24) 12X24X2 PLEATED (24) 12X24X4 PLEATED | R-410A | 10 & 7.5 | 460 | 150 | Electric | 3 | NA | NA | \Classifications\Building System Class\D30-HVAC Systems\D3040 - Distribution SYS\Air Handling Unit - AHU | 1021519
24-G1 | 24-G1 New Los Banos Courthouse | 24-G1-D3050-250-ACU01 | SCU-1 - Split System | LG | 502KCLH0GP36 | LUU247HV | OM00045059 |  | N.E. Corner of Upper Roof |  |  | R-410A |  | 280/230 | 30 | Electric | 1 |  |  | \Classifications\Building System Class\D30-HVAC Systems\D3050 - Package SYS\Air Conditioning,Split System - ACU | 1021521
24-G1 | 24-G1 New Los Banos Courthouse | 24-G1-D3050-250-ACU02 | SCU-2 - Split System | LG | 502KCKJ0GP41 | LUU247HV | OM00045060 |  | N.E. Corner of Upper Roof |  |  | R-410A |  | 208/230 | 30 | Electric | 1 |  |  | \Classifications\Building System Class\D30-HVAC Systems\D3050 - Package SYS\Air Conditioning,Split System - ACU | 1021522
24-G1 | 24-G1 New Los Banos Courthouse | 24-G1-D3021-130-BLR01 | Boiler #1 | Patterson-Kelly | W635-15-12131 | C-750 | OM00045078 |  | Northwest side of grounds in boiler area | NA | NA | NA | NA | 120 | DNA | Gas | DNA | 750,000 | 712,500 | \Classifications\Building System Class\D30-HVAC Systems\D3020 - Heat SYS\Boiler,Hot Water,Oil/Gas/Comb. - BLR | 1021525
24-G1 | 24-G1 New Los Banos Courthouse | 24-G1-D3021-130-BLR02 | Boiler #2 | Patterson-Kelly | W635-15-12132 | C-750 | OM00045079 |  | Northwest side of grounds in boiler area | NA | NA | NA | NA | 120 | DNA | Gas | DNA | 750,000 | 712,500 | \Classifications\Building System Class\D30-HVAC Systems\D3020 - Heat SYS\Boiler,Hot Water,Oil/Gas/Comb. - BLR | 1021526
24-G1 | 24-G1 New Los Banos Courthouse | 24-G1-D3041-110-AHU02 | AC-2 - Air Handler | AAON | 201510-BNWW04777 | RN-050-3-0-EA09-EJK | OM00045058 |  | 2nd Flr Mezanine (Lower Roof) | NA | (24) 12X24X2 PLEATED (24) 12X24X4 PLEATED | R-410A | 10 & 7.5 | 460 | 150 | Electric | 3 | NA | NA | \Classifications\Building System Class\D30-HVAC Systems\D3040 - Distribution SYS\Air Handling Unit - AHU | 1021520
24-G1 | 24-G1 New Los Banos Courthouse | 24-G1-D3050-250-ACU03 | SCU-3 - Split System | LG | 505KAGS1E311 | LSU360HV3 | OM00045061 |  | N.E. Corner of Upper Roof |  |  | R-410A |  | 208/230 | 25 | Electric | 1 |  |  | \Classifications\Building System Class\D30-HVAC Systems\D3050 - Package SYS\Air Conditioning,Split System - ACU | 1021523
24-G1 | 24-G1 New Los Banos Courthouse | 24-G1-D3050-250-ACU04 | SCU-4 - Split System | LG | 506KAPB0F088 | LSU180HSV4 | OM00045062 |  | S.W. Corner of Upper Roof |  |  | R-410A |  | 208/230 | 25 | Electric | 1 |  |  | \Classifications\Building System Class\D30-HVAC Systems\D3050 - Package SYS\Air Conditioning,Split System - ACU | 1021524
24-G1 | 24-G1 New Los Banos Courthouse | 24-G1-D3044-125-PHW01 | WHP-1 - Hot Water Pump #1 | Bell & Gossett | PH015427-A | 1.25 BC | OM00045080 |  | East Side of Grounds in Boiler Area |  | NA | NA | DNA | 208 | DNA | Electric | DNA | NA | NA | \Classifications\Building System Class\D30-HVAC Systems\D3040 - Distribution SYS\Hot Water Pump - PHW | 1021527
24-G1 | 24-G1 New Los Banos Courthouse | 24-G1-D3044-125-PHW02 | WHP-2 - Hot Water Pump #2 | Bell & Gossett | PH015427-B | 1.25 BC | OM00045081 |  | East Side of Grounds in Boiler Area | NA | NA | NA | DNA | 209 | DNA | Electric | DNA | NA | NA | \Classifications\Building System Class\D30-HVAC Systems\D3040 - Distribution SYS\Hot Water Pump - PHW | 1021528
24-G1 | 24-G1 New Los Banos Courthouse | 24-G1-D2023-100-BFP02 | 3/4" Fire Bypass Backflow | Wilkins | 4071880 | 950XLD | OM00045085 | ID#:2 | North Side of Grounds on G St. | NA | NA | NA | NA | NA | NA | NA | NA | NA | NA | \Classifications\Building System Class\D20-Plumbing\D2020 - Domestic Water\Backflow Preventer - BFP | 1021531
24-G1 | 24-G1 New Los Banos Courthouse | 24-G1-D2023-310-WBS01 | Landscaping Water Booster Pump | Emerson / Berkley | 0011A16R | S39504 | OM00045089 |  | North Side of Grounds on G St. |  | NA | NA |  | 208 |  | Electric | 3-Phase | NA | NA | \Classifications\Building System Class\D20-Plumbing\D2020 - Domestic Water\Domestic Water Booster System - WBS | 1021529
24-G1 | 24-G1 New Los Banos Courthouse | 24-G1-D2023-100-BFP01 | 6" Fire Backflow | Wilkins | 46478 | 350 DA | OM00045086 | ID#:1 | North Side of Grounds on G St. | NA | NA | NA | NA | NA | NA | NA | NA | NA | NA | \Classifications\Building System Class\D20-Plumbing\D2020 - Domestic Water\Backflow Preventer - BFP | 1021530
24-G1 | 24-G1 New Los Banos Courthouse | 24-G1-D2023-100-BFP03 | 1 1/2" Domestic Backflow | Wilkins | 3963751 | 975XLD | OM00045087 | ID#:3 | North Side of Grounds on G St. | NA | NA | NA | NA | NA | NA | NA | NA | NA | NA | \Classifications\Building System Class\D20-Plumbing\D2020 - Domestic Water\Backflow Preventer - BFP | 1021532
24-G1 | 24-G1 New Los Banos Courthouse | 24-G1-D2023-100-BFP04 | 1/2" Landscaping Backflow | Wilkins | 1014819 | 975XL2 | OM00045088 | ID#:4 | North Side of Grounds on G St. | NA | NA | NA | NA | NA | NA | NA | NA | NA | NA | \Classifications\Building System Class\D20-Plumbing\D2020 - Domestic Water\Backflow Preventer - BFP | 1021533
24-G1 | 24-G1 New Los Banos Courthouse | 24-G1-G2023-150-PEG01 | Sally Port Gate Exit Opener | Lift Master | 5015N1144 | SL595-200-43-G3 | OM00045083 |  | Grounds Sally Port Area | NA | NA | NA | NA | 208 | DNA | Electric | DNA | NA | NA | \Classifications\Building System Class\G20-Other Systems\G2020 - Parking Lots\Secured Parking Gate - PEG | 1021534
24-G1 | 24-G1 New Los Banos Courthouse | 24-G1-G2023-150-PEG02 | Sally Port Gate Entrance Opener | Lift Master | 5015N1138 | SL595-200-43-G3 | OM00045082 |  | Grounds Sally Port Area | NA | NA | NA | NA | 208 | DNA | Electric | DNA | NA | NA | \Classifications\Building System Class\G20-Other Systems\G2020 - Parking Lots\Secured Parking Gate - PEG | 1021535
24-G1 | 24-G1 New Los Banos Courthouse | 24-G1-G2023-150-PEG03 | Judges Parking lot Gate Opener | Lift Master | 5015N1143 | SL595-200-43-G3 | OM00045075 |  | Grounds Judges Parking Lot | NA | NA | NA | 2 | 460 | DNA | Electric | 3 | NA | NA | \Classifications\Building System Class\G20-Other Systems\G2020 - Parking Lots\Secured Parking Gate - PEG | 1021536
24-G1 | 24-G1 New Los Banos Courthouse | 24-G1-D1010-100-ELE01 | Elevator #1 - Inmate - State ID # 170153 | Schindler | 6993C01G02 | E1B213M | OM00045090 | State ID# 170153 | 1st. Flr. Elevator Rm. | NA | NA | NA | NA | 480 |  | Electric |  | NA | NA | \Classifications\Building System Class\D10-Conveyance Systems\D1010 - Elevator\Elevator,Electric,Pass/Freight - ELE | 1021537
24-G1 | 24-G1 New Los Banos Courthouse | 24-G1-B2033-120-DOR01 | ADA Employee Exit Door | Oldcastle | 47770 | UNABLE TO LOCATE | OM00045068 |  | 1st. Flr. Employee Exit | NA | NA | NA | NA | 120 | DNA | Electric | DNA | NA | NA | \Classifications\Building System Class\B20-General Building Exterior\B2030 - Exterior Doors\Door,Automatic-Sliding,Revolving - DOR | 1021540
24-G1 | 24-G1 New Los Banos Courthouse | 24-G1-D1010-100-ELE02 | Elevator #2 - Employee - State ID # 170152 | Schindler | 69930C01G02 | E1B217M | OM00045069 | State ID# 170152 | 1st. Flr. Elevator Rm. | NA | NA | NA | 30 | 480 | DNA | Electric | DNA | NA | NA | \Classifications\Building System Class\D10-Conveyance Systems\D1010 - Elevator\Elevator,Electric,Pass/Freight - ELE | 1021538
24-G1 | 24-G1 New Los Banos Courthouse | 24-G1-D1010-100-ELE03 | Elevator #3 - State ID # 170151 | Schindler | 6993C01G02 | E1B217M | OM00045070 | State ID# 170151 | 1st. Flr. Elevator Rm. | NA | NA | NA | 30 | 480 | DNA | Electric | DNA | NA | NA | \Classifications\Building System Class\D10-Conveyance Systems\D1010 - Elevator\Elevator,Electric,Pass/Freight - ELE | 1021539
24-G1 | 24-G1 New Los Banos Courthouse | 24-G1-B2033-120-DOR02 | ADA Main Double Door Entrance | NA | NA | NA | OM00045067 |  | 1st. Flr. Public Entrance | NA | NA | NA | NA | 120 | DNA | Electric | DNA | NA | NA | \Classifications\Building System Class\B20-General Building Exterior\B2030 - Exterior Doors\Door,Automatic-Sliding,Revolving - DOR | 1021541
24-G1 | 24-G1 New Los Banos Courthouse | 24-G1-D3012-120-GMR01 | Gas Smart Meter #61686517 | PG&E Smart Meter | 1514383 | 2H175 | OM00045077 |  | Grounds in Boiler Area | NA | NA | NA | NA | NA | NA | Gas | NA |  |  | \Classifications\Building System Class\D30-HVAC Systems\D3010 - Energy Supply\Gas Meter Readings - GMR | 1021545
24-G1 | 24-G1 New Los Banos Courthouse | 24-G1-D2022-260-HWG01 | Gas Water Heater | State Industries, Inc. | 1535M001217 | SUF100150NE200 | OM00045065 |  | 2nd Flr. Janitors Closet | NA | NA | NA | NA | DNA | DNA | Natural gas | DNA | DNA | 1000BTU/Hr | \Classifications\Building System Class\D20-Plumbing\D2020 - Domestic Water\Domestic Water Heater, Gas - HWG | 1021542
24-G1 | 24-G1 New Los Banos Courthouse | 24-G1-C1020-110-FRD01 | Fire Door 2nd Flr. By Public Stairway | Intertek | WHI-0136415 | W/N1418 | OM00045064 |  | 2nd. Flr. By Public Stairway | [10 empty] | \Classifications\Building System Class\C10-General Building Interior\C1020 - Fire Doors\Fire Doors - FRD | 1021543
24-G1 | 24-G1 New Los Banos Courthouse | 24-G1-C1020-110-FRD02 | Fire Double Door 2nd Flr. In Public Hall near RR | NA | NA | NA | OM00045063 |  |  | NA | NA | NA | NA | DNA | DNA | NA | DNA | NA | NA | \Classifications\Building System Class\C10-General Building Interior\C1020 - Fire Doors\Fire Doors - FRD | 1021544
24-G1 | 24-G1 New Los Banos Courthouse | 24-G1-D5010-110-EMT01 | Electrical Smart Meter | PG&E Smart Meter | 1009515128 | NIC314K | OM00045076 |  | Gounds Outside of Judges Parking Lot | NA | NA | NA | NA | 120/480 | DNA | Electric | DNA | NA | NA | \Classifications\Building System Class\D50-Electrical SYS\D5010 - Elec Service & Dist\Electric Meter Readings - EMT | 1021546
24-G1 | 24-G1 New Los Banos Courthouse | 24-G1-D5010-200-ESD01 | SHD ELE Distribution Panel | Square D | 1235947830060000 | E-1 | OM00045073 |  | 1st. Flr. Electrical Rm. | NA | NA | NA | NA | 480/277 | DNA | Electric | DNA | NA | NA | \Classifications\Building System Class\D50-Electrical SYS\D5010 - Elec Service & Dist\Electical Service and Distribution - ESD | 1021547
24-G1 | 24-G1 New Los Banos Courthouse | 24-G1-D5092-100-UPS01 | Emergency Lighting UPS (8 Batteries) | Myers Power Products | 91050L1-1 | 6-E-3-S-BA2008-C-M-SNMP-T-Z | OM00045074 |  | 1st. Floor Electrical Rm. | NA | NA | NA | NA | 277 | DNA | Electric and lead-sulfuric acid | DNA | NA | NA | \Classifications\Building System Class\D50-Electrical SYS\D5090 - Elec SYS\Uninterruptible Power System - UPS | 1021548
24-G1 | 24-G1 New Los Banos Courthouse | 24-G1-D5010-234-ATS01 | Power Transfer & Bypass Switch | Emerson | 1247025 | ASCO 7000 Series | OM00045072 |  | 1st. Flr. Electrical Rm. | NA | NA | NA | NA | 480 | DNA | Electric | DNA | NA | NA | \Classifications\Building System Class\D50-Electrical SYS\D5010 - Elec Service & Dist\Automatic Transfer Switch - ATS | 1021549
24-G1 | 24-G1 New Los Banos Courthouse | 24-G1-D5010-234-ATS02 | Main Switch Board | SQUARE D | 35947483-001 | A3014337 | OM00045071 |  | 1st. Floor Electrical Rm. | NA | NA | NA | NA | 480 | DNA | Electric | DNA | NA | NA | \Classifications\Building System Class\D50-Electrical SYS\D5010 - Elec Service & Dist\Automatic Transfer Switch - ATS | 1021550
24-G1 | 24-G1 New Los Banos Courthouse | 24-G1-D2023-310-HWP01 | Hot Water Circulation Pump | Grundfos | 59898214 | UP15-18B5 | OM00045066 |  | 2nd Flr. Janitors Closet | NA | NA | NA | 1/4 | 120V | DNA | Electric | DNA | NA | NA | \Classifications\Building System Class\D20-Plumbing\D2020 - Domestic Water\Domestic Hot Water Circulating Pump - HWP | 1021551
24-G1 | 24-G1 New Los Banos Courthouse | 24-G1-B3010-100-RUF01 | Roof | NA | NA | NA | OM00045096 |  | Throughout Building | NA | NA | NA | NA | NA | NA | NA | NA | NA | NA | \Classifications\Building System Class\B30-Roofing\B3010 - Roof Types\Roof - RUF | 1021555
24-G1 | 24-G1 New Los Banos Courthouse | 24-G1-B2010-100-BLD01 | Building | NA | NA | NA | OM00045097 |  | Throughout Building | NA | NA | NA | NA | NA | NA | NA | NA | NA | NA | \Classifications\Building System Class\B20-General Building Exterior\B2010 - Exterior Walls\Building - BLD | 1021552
24-G1 | 24-G1 New Los Banos Courthouse | 24-G1-D5092-250-EML01 | Emergency Lights | Watt Stopper | NA | LMEP48 | OM00045092 |  | Throughout Building | NA | NA | NA | NA | 115V/ 277V | Multiple | Electric | Multiple | NA | NA | \Classifications\Building System Class\D50-Electrical SYS\D5090 - Elec SYS\Emergency And Exit Lighting - EML | 1021553
24-G1 | 24-G1 New Los Banos Courthouse | 24-G1-D5092-250-ELT116 | Exterior Lights | Watt Stopper | NA | LMEP48 | OM00045093 |  | Throughout Building | NA | NA | NA | NA | 115V/ 277V | Multiple | Electric | Multiple | NA | NA | \Classifications\Building System Class\D50-Electrical SYS\D5090 - Elec SYS\Exterior Lighting - ELT | 1021554
24-G1 | 24-G1 New Los Banos Courthouse | 24-G1-G2049-300-HSC01 | Hardscape | NA | NA | NA | OM00045095 |  | Throughout Building | NA | NA | NA | NA | NA | NA | NA | NA | NA | NA | \Classifications\Building System Class\G20-Other Systems\G2040 - Site Development\Hardscape - HSC | 1021556
24-G1 | 24-G1 New Los Banos Courthouse | 24-G1-G2050-200-LSC01 | Landscape | NA | NA | NA | OM00045094 |  | Throughout Building | NA | NA | NA | NA | NA | NA | NA | NA | NA | NA | \Classifications\Building System Class\G20-Other Systems\G2050 - Landscaping\Landscaping - LSC | 1021557
24-G1 | 24-G1 New Los Banos Courthouse | 24-G1-D4031-100-FEX17 | Fire Extinguishers | JL Industries | Multiple | Class ABC | OM00045091 |  | Throughout Building | NA | NA | NA | NA | NA | NA | NA | NA | NA | NA | \Classifications\Building System Class\D40-Fire Protection SYS\D4030 - FIRE SPEC\Fire Extinguisher - FEX | 1021558
24-G1 | 24-G1 New Los Banos Courthouse | 24-G1-D4010-150-FMS01 | Fire Sprinkler System - 2 nd. Flr | Cosco Fire Protection | NA | NA | OM00045099 |  | 2nd Flr. 15 sprinklers throughout 2nd floor/ North side next to the judges parking lot in FAP/FMS Room | NA | NA | NA | NA | NA | NA | NA | NA | NA | NA | \Classifications\Building System Class\D40-Fire Protection SYS\D4010 - Sprinkler SYS\Fire Systems, stand pipes - FMS | 1021559
24-G1 | 24-G1 New Los Banos Courthouse | 24-G1-D5037-710-FAP01 | Fire Alarm Panel | GE | UATL | EST3 | OM00045098 |  | North side next to the judges parking lot in FAP Room | NA | NA | NA | NA | 120 | DNA | Electric | DNA | NA | NA | \Classifications\Building System Class\D50-Electrical SYS\D5030 - Comm & Security\Fire Alarm Panel - FAP | 1021560
24-G1 | 24-G1 New Los Banos Courthouse | 24-G1-D2023-310-WBS02 | Domestic Water Booster System WBS02 | Flow Therm | FAB15-100 | 70VS-02 | OM00045101 |  | Grounds in the Equipment Area next to the Judges Parking lot by Boilers. | NA | NA | NA | 5 | 230/460 | 11.8/5.9 | Electric | 3 | NA | NA | \Classifications\Building System Class\D20-Plumbing\D2020 - Domestic Water\Domestic Water Booster System - WBS | 1021561
24-G1 | 24-G1 Robert M. Falasco Justice Center | 24-G1-D4010-150-FMS02 | Fire Sprinkler System - 1 st. Flr | Cosco Fire Protection | NA | NA | OM00045100 |  | 1st Flr.13 sprinklers throughout 1st floor/North side next to the judges parking lot in FAP/FMS Room | NA | NA | NA | NA | NA | NA | NA | NA | NA | NA | \Classifications\Building System Class\D40-Fire Protection SYS\D4010 - Sprinkler SYS\Fire Systems, stand pipes - FMS | 1021637
25-A1 | 25-A1 Barclay Justice Center | 25-A1-B3010-100-RUF01 | Roof - RUF | NA | NA | NA | OM00027058 |  | DNA | NA | NA | NA | NA | NA | NA | NA | DNA | NA | NA | \Classifications\Building System Class\B30-Roofing\B3010 - Roof Types\Roof - RUF | 1009235
25-A1 | 25-A1 Barclay Justice Center | 25-A1-D2022-100-HWE01 | Dom. Water Heater - Electric | Reliance | 0942J001857 | 620S0MSK---200 | OM00003988 | Dom Water Heater | South furnace room | NA | NA | NA | NA | 120 | DNA | Electrical | DNA | NA | NA | \Classifications\Building System Class\D20-Plumbing\D2020 - Domestic Water\Domestic Water Heater, Electric - HWE | 1009236
25-A1 | 25-A1 Barclay Justice Center | 25-A1-D5092-250-EML04 | Light, Emergency, Hardwired System EML01 | Emergency Lighting and Power Equipment | NA | Biz Line E9883887 | OM00027054 | OM00004241 | Thru-out Facility | NA | NA | NA | NA | 120 Volts | .02 amps | NA | Single | NA | NA | \Classifications\Building System Class\D50-Electrical SYS\D5090 - Elec SYS\Emergency And Exit Lighting - EML | 1009255
25-A1 | 25-A1 Barclay Justice Center | 25-A1-D4031-100-FEX07 | Fire Extinguisher - FEX07 | Amerex | NA | NA | OM00027053 |  | THROUGHOUT BUILDING | NA | NA | NA | NA | NA | NA | NA | NA | NA | NA | \Classifications\Building System Class\D40-Fire Protection SYS\D4030 - FIRE SPEC\Fire Extinguisher - FEX | 1009818
25-A1 | 25-A1 Barclay Justice Center | 25-A1-D5010-200-ESD02 | Main Electrical Panel for Service to Bldg. SBR01 | Square D Commercial | NA | NA | OM00027317 |  | Employee Hallway East Wall | NA | NA | NA | NA | 240 | 225 | Electric | 3PH | NA | NA | \Classifications\Building System Class\D50-Electrical SYS\D5010 - Elec Service & Dist\Electical Service and Distribution - ESD | 1010344
25-A1 | 25-A1 Barclay Justice Center | 25-A1-D3031-210-CDR09 | Condensor CDR09 | Bryant | 2910E02090 | 113APA060-G | OM00027320 |  | Exterior West Side | NA | NA | R-410A | NA | 208/230V | 30A | Electrical |  | NA | NA | \Classifications\Building System Class\D30-HVAC Systems\D3030 - Cooling SYS\Condensing Unit, Air Cooled - CDR | 1011002
25-A1 | 25-A1 Barclay Justice Center | 25-A1-D3031-210-CDR08 | Condesor - CDR08 | Bryant | 3010E00002 | 113APA048-E | OM00027319 |  | Exterior West Side | NA | NA | R-22 | NA | 208/230 V | 30 max fuse | Electrical | 3 PH | NA | NA | \Classifications\Building System Class\D30-HVAC Systems\D3030 - Cooling SYS\Condensing Unit, Air Cooled - CDR | 1011003
25-A1 | 25-A1 Barclay Justice Center | 25-A1-D3050-122-FAH05 | Bryant Propane Furnace #5 | Bryant | 5109A63303 5A212-51 | 359BAV060100AAAA | OM00027322 |  | FLOOR 1, #2 East Side of Furnace South Side of Bldg. | NA | Washable | NA | NA | 120 | 20 | Propane | 1 | 100,000 | 90,000 | \Classifications\Building System Class\D30-HVAC Systems\D3050 - Package SYS\Forced Air Heater,Oil/Gas fired - FAH | 1011032
25-A1 | 25-A1 Barclay Justice Center | 25-A1-D3050-122-FAH06 | Bryant Propane Furnace #6 | Bryant | 0910A59768 | 359BAV060100AAAA | OM00027321 |  | FLOOR 1, #1 West Side of Furnace South Side of Bldg. | NA | Washable | NA | NA | 120 | 20 | Propane | 1 | 100,000 | 90,000 | \Classifications\Building System Class\D30-HVAC Systems\D3050 - Package SYS\Forced Air Heater,Oil/Gas fired - FAH | 1011033
25-A1 | 25-A1 Barclay Justice Center | 25-A1-B2010-100-BLD01 | Building | NA | NA | NA | OM00027059 | NA | Building | NA | NA | NA | NA | NA | NA | NA | NA | NA | NA | \Classifications\Building System Class\B20-General Building Exterior\B2010 - Exterior Walls\Building - BLD | 1012098
25-A1 | 25-A1 Barclay Justice Center | 25-A1-G3063-100-AST02 | Propane Tank 400gal | American | 7CEQ4371 | NA | OM00037176 |  | NW OF BUILDING | NA | NA | NA | NA | NA | NA | Propane | NA | NA | NA | \Classifications\Building System Class\G30-Site Mechanical Utilities\G3060 - Fuel Distribution\Tank, Fuel Storage, Above Ground - AST | 1012099
25-A1 | 25-A1 Barclay Justice Center | 25-A1-G2050-200-LSC01 | Landscape | Landscape | NA | NA | OM00027056 |  | Exterior Landscape | NA | NA | NA | NA | NA | NA | NA | NA | NA | Na | \Classifications\Building System Class\G20-Other Systems\G2050 - Landscaping\Landscaping - LSC | 1012100
25-A1 | 25-A1 Barclay Justice Center | 25-A1-D5092-250-ELT19 | Exterior Lights | MULTIPLE | MULTIPLE | MULTIPLE | OM00027055 |  | Exterior Lights | NA | NA | NA | NA | 120 V | Less than 30 amps | Electrical | 1 Ph | NA | NA | \Classifications\Building System Class\D50-Electrical SYS\D5090 - Elec SYS\Exterior Lighting - ELT | 1012101
25-A1 | 25-A1 Barclay Justice Center | 25-A1-G2049-300-HSC01 | Parking and sidewalks (Hardscape) | NA | NA | NA | OM00027057 |  | Exterior | NA | NA | NA | NA | NA | NA | NA | NA | NA | NA | \Classifications\Building System Class\G20-Other Systems\G2040 - Site Development\Hardscape - HSC | 1012102
25-A1 | 25-A1 Barclay Justice Center | 25-A1-D3050-122-FAH07 | Propane Furnace 01 | International Comfort Products | A133046821 | F9MVE1002120A1 | OM00027245 | OM00003997 | serves back of Courtroom | NA | 20x20x1 | NA | 1 | 110 | 11.8 | Other |  | 100,000 | 75,000 | \Classifications\Building System Class\D30-HVAC Systems\D3050 - Package SYS\Forced Air Heater,Oil/Gas fired - FAH | 1016298
25-A1 | 25-A1 Barclay Justice Center | 25-A1-D3050-122-FAH08 | Propane Furnace 02 | International Comfort Products | A132650790 | F9MVE1002120A1 | OM00027246 | OM00003998 | Attic | (1) 20x20x1 | DNA | NA | 1 | 110 | 11.8 | Other |  | 100,000 | 75,000 | \Classifications\Building System Class\D30-HVAC Systems\D3050 - Package SYS\Forced Air Heater,Oil/Gas fired - FAH | 1016299
25-A1 | 25-A1 Barclay Justice Center | 25-A1-D3050-122-FAH09 | Propane Furnace 03 | International Comfort Products | A132546072 | F9MVE1002120A1 | OM00027247 | OM00003999 | Attic | (1) 20x20x1 | DNA | NA | 1 | 110 | 11.8 | Other |  | 100,000 | 75,000 | \Classifications\Building System Class\D30-HVAC Systems\D3050 - Package SYS\Forced Air Heater,Oil/Gas fired - FAH | 1016300
25-A1 | 25-A1 Barclay Justice Center | 25-A1-D3050-122-FAH10 | Forced Air Furnace 04 | International Comfort Products | A132546076 | F9MVE1002120A1 | OM00027248 | OM00004000 | Attic | (1) 20x20x1 | DNA | NA | 1 | 110 | 11.8 | Other | DNA | 100,000 | 75,000 | \Classifications\Building System Class\D30-HVAC Systems\D3050 - Package SYS\Forced Air Heater,Oil/Gas fired - FAH | 1016301
25-A1 | 25-A1 Barclay Justice Center | 25-A1-D2022-100-HWE02 | Water Heater 19 Gallons | Reliance | 0942J001854 | 620S0MK - 200 | OM00037201 |  | 1st Floor -Janitors Closet | NA | NA | NA | NA | 120 | DNA | Electric | DNA | NA | NA | \Classifications\Building System Class\D20-Plumbing\D2020 - Domestic Water\Domestic Water Heater, Electric - HWE | 1016872
25-A1 | 25-A1 Barclay Justice Center | 25-A1-D5010-200-ESD01 | Main electrical panel | GE | 47716997 | MM1211 | OM00037173 | NA | Electrical Room | NA | NA | NA | NA | 120 | 800 | Electric | 3 | NA | NA | \Classifications\Building System Class\D50-Electrical SYS\D5010 - Elec Service & Dist\Electical Service and Distribution - ESD | 1016873
25-A1 | 25-A1 Barclay Justice Center | 25-A1-D3050-250-ACU02 | ACU Split system 2 | ComfortStar | 527122134030032 | CHP030CD | OM00027249 |  | Exterior | NA | NA | R-410A | NA | 230 | 14 | Electric | 1 | NA | NA | \Classifications\Building System Class\D30-HVAC Systems\D3050 - Package SYS\Air Conditioning,Split System - ACU | 1017189
25-A1 | 25-A1 Barclay Justice Center | 25-A1-D3031-210-CDR12 | Air Conditioner 03 | Bryant | 1214E19385 | 113APA036-E | OM00027238 | OM00003985 | Equip Pad on west side | NA | NA | R-410A | 1/4 | 208/230 | 20 | Electric | 3 | NA | NA | \Classifications\Building System Class\D30-HVAC Systems\D3030 - Cooling SYS\Condensing Unit (Air and/or Water) - CDR | 1017654
25-A1 | 25-A1 Barclay Justice Center | 25-A1-D3031-210-CDR10 | Air Conditioner 01 | Bryant | 1214E19383 | 113APA036-E | OM00027237 | OM00004007 | Equip Pad on west side | NA | NA | R-410A | 1/4 | 208/230 | 20 | Electric | 3 | NA | NA | \Classifications\Building System Class\D30-HVAC Systems\D3030 - Cooling SYS\Condensing Unit (Air and/or Water) - CDR | 1017653
25-A1 | 25-A1 Barclay Justice Center | 25-A1-D3031-210-CDR11 | Air Conditioner 02 | Bryant | 1214E19376 | 113APA036-E | OM00027239 | OM00004008 | Equip Pad on west side | NA | NA | R-410A | 1/4 | 208/230 | 20 | Electric | 3 | NA | NA | \Classifications\Building System Class\D30-HVAC Systems\D3030 - Cooling SYS\Condensing Unit (Air and/or Water) - CDR | 1017760
25-A1 | 25-A1 Barclay Justice Center | 25-A1-D3031-210-CDR13 | Air Conditioner 04 | Bryant | 1214E19367 | 113APA036-E | OM00027240 | OM00003986 | Equip Pad on west side | NA | NA | R-410A | 1/4 | 208/230 | 20 | Electric | 3 | NA | NA | \Classifications\Building System Class\D30-HVAC Systems\D3030 - Cooling SYS\Condensing Unit (Air and/or Water) - CDR | 1017761
25-A1 | 25-A1 Barclay Justice Center | 25-A1-D5037-710-FAP02 | Fire Alarm Panel - FAP | Gamewell | S1869 | SLP-E3 | OM00031063 | OM00027316 | 1st Flr. Hall Next to Courtroom | NA | NA | NA | NA | NA | NA | Electric |  | NA | NA | \Classifications\Building System Class\D50-Electrical SYS\D5030 - Comm & Security\Fire Alarm Panel - FAP | 1019420
26-B2 | 26-B2 New Mammoth Lakes Courthouse | 26-B2-B2010-100-BLD01 | Building 23,210 SF | NA | NA | NA | OM00027616 |  | Building | NA | NA | NA | NA | NA | NA | NA | NA | NA | NA | \Classifications\Building System Class\B20-General Building Exterior\B2010 - Exterior Walls\Building - BLD | 1012103
26-B2 | 26-B2 New Mammoth Lakes Courthouse | 26-B2-B3010-100-RUF01 | Roof 13,822 SF | NA | NA | NA | OM00027615 |  | Roof | NA | NA | NA | NA | NA | NA | NA | NA | NA | NA | \Classifications\Building System Class\B30-Roofing\B3010 - Roof Types\Roof - RUF | 1012104
26-B2 | 26-B2 New Mammoth Lakes Courthouse | 26-B2-D1010-100-ELE01 | Elevator 1 - Passenger Elevator B - Passenger | ThyssenKrupp | EAM468 | TAC 20 | OM00027707 | State ID# 160571 | Lobby | NA | NA | NA | NA | 208 | DNA | Electrical | 3 | NA | NA | \Classifications\Building System Class\D10-Conveyance Systems\D1010 - Elevator\Elevator,Electric,Pass/Freight - ELE | 1012105
26-B2 | 26-B2 New Mammoth Lakes Courthouse | 26-B2-D1010-100-ELE02 | Elevator 2 - In-Custody Elevator A - In-Custody | ThyssenKrupp | P50708 | TAC 20 | OM00027708 | State ID# 160572 | Holding Area | NA | NA | NA | NA | 208 | DNA | Electrical | 3 | NA | NA | \Classifications\Building System Class\D10-Conveyance Systems\D1010 - Elevator\Elevator,Electric,Pass/Freight - ELE | 1012106
26-B2 | 26-B2 New Mammoth Lakes Courthouse | 26-B2-D2023-310-HWP01 | BP1 - Boiler Pump | Bell & Gossett | PH008544-A | Bell & Gossett 80 3x7 | OM00027741 |  | Mechanical Room | NA | NA | NA | .75 | 208 | 5.3 | Electrical | 1 | NA | NA | \Classifications\Building System Class\D20-Plumbing\D2020 - Domestic Water\Domestic Hot Water Circulating Pump - HWP | 1012107
26-B2 | 26-B2 New Mammoth Lakes Courthouse | 26-B2-D2023-310-HWP02 | BP2 - Boiler Pump | Bell & Gossett | PH008544-B | Bell & Gossett 80 3x7 | OM00027740 |  | Mechanical Room | NA | NA | NA | .75 | 208 | 5.5 | Electrical | 1 | NA | NA | \Classifications\Building System Class\D20-Plumbing\D2020 - Domestic Water\Domestic Hot Water Circulating Pump - HWP | 1012108
26-B2 | 26-B2 New Mammoth Lakes Courthouse | 26-B2-D2023-310-HWP03 | HHWP1 - Hot Water Pump for Convectors | Bell & Gossett | PH008540-B | Bell & Gossett 80 1.5x9.5 | OM00027758 |  | Mechanical Room | NA | NA | NA | 1 | 208 | DNA | Electrical | 1 | NA | NA | \Classifications\Building System Class\D20-Plumbing\D2020 - Domestic Water\Domestic Hot Water Circulating Pump - HWP | 1012109
26-B2 | 26-B2 New Mammoth Lakes Courthouse | 26-B2-D2023-310-HWP04 | HHWP2 - Hot Water Pump for Convectors | Bell & Gossett | PH008540-A | Bell & Gossett 80 1.5x7 | OM00027760 |  | Mechanical Room | NA | NA | NA | 1 | 208 | DNA | Electrical | 1 | NA | NA | \Classifications\Building System Class\D20-Plumbing\D2020 - Domestic Water\Domestic Hot Water Circulating Pump - HWP | 1012110
26-B2 | 26-B2 New Mammoth Lakes Courthouse | 26-B2-D2023-310-HWP05 | HHWP3 - Hot Water Pump for Reheat | Bell & Gossett | PH008541-B | Bell & Gossett 80 1.5x7 | OM00027757 |  | Mechanical Room | DNA | DNA | DNA | .75 | 208 | DNA | Electrical | 1 | NA | NA | \Classifications\Building System Class\D20-Plumbing\D2020 - Domestic Water\Domestic Hot Water Circulating Pump - HWP | 1012111
26-B2 | 26-B2 New Mammoth Lakes Courthouse | 26-B2-D2023-310-HWP06 | HHWP4 - Hot Water Pump for Reheat | Bell & Gossett | PH008541-A | Bell & Gossett 80 1.5x7 | OM00027759 |  | Mechanical Room | NA | NA | NA | .75 | 208 | DNA | Electrical | 1 | NA | NA | \Classifications\Building System Class\D20-Plumbing\D2020 - Domestic Water\Domestic Hot Water Circulating Pump - HWP | 1012112
26-B2 | 26-B2 New Mammoth Lakes Courthouse | 26-B2-D2023-310-HWP07 | HHWP5 - Hot Water Pump for Primary Heating Coil | Bell & Gossett | PH008542-B | Bell & Gossett 80 2.5x7 | OM00027701 |  | Mechanical Room | NA | NA | NA | .75 | 208 | 2.9 | Electrical | 3 | NA | NA | \Classifications\Building System Class\D20-Plumbing\D2020 - Domestic Water\Domestic Hot Water Circulating Pump - HWP | 1012113
26-B2 | 26-B2 New Mammoth Lakes Courthouse | 26-B2-D2023-310-HWP08 | HHWP6 - Hot Water Pump for Primary Heating Coil | Bell & Gossett | PH008542-A | Bell & Gossett 80 2.5x7 | OM00027702 |  | Mechanical Room | NA | NA | NA | .75 | 208 | 2.9 | Electrical | 3 | NA | NA | \Classifications\Building System Class\D20-Plumbing\D2020 - Domestic Water\Domestic Hot Water Circulating Pump - HWP | 1012114
26-B2 | 26-B2 New Mammoth Lakes Courthouse | 26-B2-D2023-310-HWP09 | HHWP7 - Hot Water Pump for Snow Melt | Bell & Gossett | PH00843-B | Bell & Gossett 80 2.5x7 | OM00027756 |  | Mechanical Room | NA | NA | NA | .75 | 208 | DNA | Electrical | 1 | NA | NA | \Classifications\Building System Class\D20-Plumbing\D2020 - Domestic Water\Domestic Hot Water Circulating Pump - HWP | 1012115
26-B2 | 26-B2 New Mammoth Lakes Courthouse | 26-B2-D2023-310-HWP10 | HHWP8 - Hot Water Pump for Snow Melt | Bell & Gossett | PH008543-A | Bell & Gossett 80 2.5x7 | OM00027755 |  | Mechanical Room | NA | NA | NA | .75 | 208 | DNA | Electrical | 1 | NA | NA | \Classifications\Building System Class\D20-Plumbing\D2020 - Domestic Water\Domestic Hot Water Circulating Pump - HWP | 1012116
26-B2 | 26-B2 New Mammoth Lakes Courthouse | 26-B2-D2023-310-HWP11 | PHWP1 - Hot Water Pre-Heat Pump | Bell & Gossett | PH008574-B | Bell & Gossett 80 1531 2BC | OM00027751 |  | Mechanical Room | NA | NA | NA | 1.5 | 208 | DNA | Electrical | 3 | NA | NA | \Classifications\Building System Class\D20-Plumbing\D2020 - Domestic Water\Domestic Hot Water Circulating Pump - HWP | 1012117
26-B2 | 26-B2 New Mammoth Lakes Courthouse | 26-B2-D2023-310-HWP12 | PHWP2 - Hot Water Pre-Heat Pump | Bell & Gossett | PH008574-A | Bell & Gossett 80 1531 2BC | OM00027750 |  | Mechanical Room | NA | NA | NA | 1.5 | 208 | DNA | Electrical | 3 | NA | NA | \Classifications\Building System Class\D20-Plumbing\D2020 - Domestic Water\Domestic Hot Water Circulating Pump - HWP | 1012118
26-B2 | 26-B2 New Mammoth Lakes Courthouse | 26-B2-D2023-310-HWP13 | SMWP1 - Hot Water Snow Melt Pump | Bell & Gossett | NA | Bell & Gossett 1531 1-1/4BC | OM00027738 |  | Mechanical Room | NA | NA | NA | 3 | 208 | DNA | Electrical | 3 | NA | NA | \Classifications\Building System Class\D20-Plumbing\D2020 - Domestic Water\Domestic Hot Water Circulating Pump - HWP | 1012119
26-B2 | 26-B2 New Mammoth Lakes Courthouse | 26-B2-D2023-310-HWP14 | SMWP2 - Hot Water Snow Melt Pump | Bell & Gossett | NA | Bell & Gossett 1531 1-1/4BC | OM00027737 |  | Mechanical Room | NA | NA | NA | 3 | 208 | DNA | Electrical | 3 | NA | NA | \Classifications\Building System Class\D20-Plumbing\D2020 - Domestic Water\Domestic Hot Water Circulating Pump - HWP | 1012120
26-B2 | 26-B2 New Mammoth Lakes Courthouse | 26-B2-D2022-260-HWG01 | Domestic Hot Water Heater 75 Gal | Bradford White | GL14139685 | DH75T60FS3X | OM00027752 |  | Mechanical Room | NA | NA | NA | NA | NA | NA | Natural Gas | NA | 57000 | NA | \Classifications\Building System Class\D20-Plumbing\D2020 - Domestic Water\Domestic Water Heater, Gas - HWG | 1012121
26-B2 | 26-B2 New Mammoth Lakes Courthouse | 26-B2-D3021-110-BLR01 | Boiler 1 | Aerco International, Inc. | 1060-09-0054HP | MLX1060HP | OM00027743 |  | Mechanical Room | NA | NA | NA | NA | 120 | 4.2 | Gas | 1 | 1,060,000 | 975,200 | \Classifications\Building System Class\D30-HVAC Systems\D3020 - Heat SYS\Boiler,Electric - BLR | 1012122
26-B2 | 26-B2 New Mammoth Lakes Courthouse | 26-B2-D3021-110-BLR02 | Boiler 2 | Aerco International, Inc. | 1060-09-0053HP | MLX1060HP | OM00027742 |  | Mechanical Room | NA | NA | NA | NA | 120 | 4.2 | Natural Gas | 1 | 1,060,000 | 975,200 | \Classifications\Building System Class\D30-HVAC Systems\D3020 - Heat SYS\Boiler,Electric - BLR | 1012123
26-B2 | 26-B2 New Mammoth Lakes Courthouse | 26-B2-D3050-250-ACU01 | AC-1B - Condenser Unit for AC-1A Server Room | Liebert | 1035N202664 | PFH037A | OM00027712 |  | Sallyport | NA | NA | R-407C | 1/5 | 208 | 19.3 | Electrical | 1 | NA | 25.6 MBH | \Classifications\Building System Class\D30-HVAC Systems\D3050 - Package SYS\Air Conditioning,Split System - ACU | 1012124
26-B2 | 26-B2 New Mammoth Lakes Courthouse | 26-B2-D3050-250-ACU02 | AC-2B - Condenser Unit for AC-2A Server Room | Liebert | 1035N202774 | PFH037A | OM00027711 |  | Sallyport | NA | NA | R-407C | 1/5 | 208 | 19.3 | Electrical | 1 | NA | 25.6 MBH | \Classifications\Building System Class\D30-HVAC Systems\D3050 - Package SYS\Air Conditioning,Split System - ACU | 1012125
26-B2 | 26-B2 New Mammoth Lakes Courthouse | 26-B2-D3050-250-ACU03 | AC-3B - Condenser Unit for AC-3A Elevator Mech Room | Liebert | 1035N202638 | PFH020A | OM00027605 |  | Sallyport | NA | NA | R-407C | 1/5 | 208 | 12.1 | Electrical | 1 | NA | 16.1 MBH | \Classifications\Building System Class\D30-HVAC Systems\D3050 - Package SYS\Air Conditioning,Split System - ACU | 1012126
26-B2 | 26-B2 New Mammoth Lakes Courthouse | 26-B2-D3050-250-ACU04 | AC | CARRIER | 3710Q40498 | 38APD05055A12050 | OM00037515 |  | UTILITY AREA | NA | NA | R-410A | NA | 208 | DNA | ELECTRIC | 3 | DNA | DNA | \Classifications\Building System Class\D30-HVAC Systems\D3050 - Package SYS\Air Conditioning,Split System - ACU | 1012127
26-B2 | 26-B2 New Mammoth Lakes Courthouse | 26-B2-D3041-110-AHU01 | Air Handling Unit | Alliance Air Products | 1462AHU1 | 2BN-47.92-AS-PF-EC-FF-HW-SX-DX-PF | OM00027746 |  | Mechanical Room | DNA | (6) 12x24x2 (24) 24x24x12 | NA | NA | 208 | DNA | Electrical | 3 | NA | NA | \Classifications\Building System Class\D30-HVAC Systems\D3040 - Distribution SYS\Air Handling Unit - AHU | 1012128
26-B2 | 26-B2 New Mammoth Lakes Courthouse | 26-B2-D3041-210-SFN01 | Supply Air Fan | Paldor Reliance Super E Motor | C0807290212 | NYB-12 PF02-40 | OM00027744 |  | Mechanical Room | (3) Hi-Power II B116 | NA | NA | 30 | 208 | DNA | Electrical | 3 | NA | NA | \Classifications\Building System Class\D30-HVAC Systems\D3040 - Distribution SYS\Supply/Exhaust/Return fans- FAN | 1012129
26-B2 | 26-B2 New Mammoth Lakes Courthouse | 26-B2-D3042-220-EFN01 | Exhaust Fan for Parking Garage & Sallyport | Greenheck | 079SD32222-1 | Greenheck SBE-2H24-5 | OM00027706 |  | Garage | (1) 4L240 | NA | NA | .5 | 120 | DNA | Electrical | 1 | NA | NA | \Classifications\Building System Class\D30-HVAC Systems\D3040 - Distribution SYS\Supply/Exhaust/Return fans- FAN | 1012130
26-B2 | 26-B2 New Mammoth Lakes Courthouse | 26-B2-D3042-220-EFN02 | Exhaust Fan for Restrooms, Kitchenette, Holding Areas | Greenheck | 079SD32222 | Greenheck BSQ-180-10 | OM00027705 |  | Parking Garage | (1) AX52 | NA | NA | 1 | 208 | DNA | Electrical | 1 | NA | NA | \Classifications\Building System Class\D30-HVAC Systems\D3040 - Distribution SYS\Supply/Exhaust/Return fans- FAN | 1012131
26-B2 | 26-B2 New Mammoth Lakes Courthouse | 26-B2-D3041-230-RFN01 | Retrun Air Fan | "Paldor Reliance | F1006186402 | NYB-12 PF02-44/ EM3774T-8 | OM00027745 |  | Mechanical Room | (2) Hi-PowerII B110 | NA | NA | 10 | 208 | DNA | Electrical | 3 | NA | NA | \Classifications\Building System Class\D30-HVAC Systems\D3040 - Distribution SYS\Supply/Exhaust/Return fans- FAN | 1012132
26-B2 | 26-B2 New Mammoth Lakes Courthouse | 26-B2-D3040-600-HES01 | HX-1 - Heating Hot Water Pre-Heat | Flow Therm (Bell & Gossett) | 144766-01 | WU 66-23 | OM00027749 |  | Mechanical Room | NA | NA | NA | NA | NA | NA |  |  | NA | NA | \Classifications\Building System Class\D30-HVAC Systems\D3040 - Distribution SYS\Heat Exchanger,Steam - HES | 1012133
26-B2 | 26-B2 New Mammoth Lakes Courthouse | 26-B2-D3040-600-HES02 | HX-2 - Heating Hot Water Snow Melt | Flow Therm (Bell & Gossett) | NA | WU 66-43 | OM00027739 |  | Mechanical Room | NA | NA | NA | NA | 208 | DNA | NA | DNA | NA | NA | \Classifications\Building System Class\D30-HVAC Systems\D3040 - Distribution SYS\Heat Exchanger,Steam - HES | 1012134
26-B2 | 26-B2 New Mammoth Lakes Courthouse | 26-B2-D4010-150-FMS01 | Fire Sprinkler System | VIKING | W00451526 | DN100 CK VLV | OM00027704 |  | Mechanical Room | NA | NA | NA | NA | NA | NA | NA | NA | NA | NA | \Classifications\Building System Class\D40-Fire Protection SYS\D4010 - Sprinkler SYS\Fire Systems, stand pipes - FMS | 1012136
26-B2 | 26-B2 New Mammoth Lakes Courthouse | 26-B2-D2023-100-BFP01 | Fire Bypass Backflow BFP01 | Ames | 64738 | 2000B 0.750" DC | OM00037501 | Account#: 008771-000 Meter ID: 570100 | Grounds Vault off Sierra Park Rd." | NA | NA | NA | NA | NA | NA | NA | NA | NA | NA | \Classifications\Building System Class\D20-Plumbing\D2020 - Domestic Water\Backflow Preventer - BFP | 1012137
26-B2 | 26-B2 New Mammoth Lakes Courthouse | 26-B2-D2023-100-BFP02 | Backflow Preventer Fire - 2 | Ames | 171320031 | 300SS .8.000" DC DA | OM00037502 | Account#: 008771-000 Meter ID: 570100 | Vault off Sierra Park Rd. | NA | NA | NA | NA | NA | NA | NA | NA | NA | NA | \Classifications\Building System Class\D20-Plumbing\D2020 - Domestic Water\Backflow Preventer - BFP | 1012138
26-B2 | 26-B2 New Mammoth Lakes Courthouse | 26-B2-D4031-100-FEX07 | Hand Held Fire Extinguishers (7) Total Building | MULTIPLE | MULTIPLE | MULTIPLE | OM00027610 |  | (7) locations 1st & 2nd floors | NA | NA | NA | NA | NA | NA | NA | NA | NA | NA | \Classifications\Building System Class\D40-Fire Protection SYS\D4030 - FIRE SPEC\Fire Extinguisher - FEX | 1012139
26-B2 | 26-B2 New Mammoth Lakes Courthouse | 26-B2-D5092-250-EML19 | EMERGENCY LIGHTING | IOSLITE | MULTIPLE | #ELT-EMG-X-BA-X-SU | OM00027611 |  | (30) locatons 1st & 2nd floors | NA | NA | NA | NA | 120 | .04 ea | Electrical | 1 | NA | NA | \Classifications\Building System Class\D50-Electrical SYS\D5090 - Elec SYS\Emergency And Exit Lighting - EML | 1012140
26-B2 | 26-B2 New Mammoth Lakes Courthouse | 26-B2-D2090-650-WSR01 | Water Softener | Culligan Hi-Flo3 | BC11565999 | Culligan Hi-Flo3 | OM00027703 |  | Mechanical Room | NA | NA | NA | NA | 120 | DNA | Electrical | 1 | NA | NA | \Classifications\Building System Class\D20-Plumbing\D2090 - Other Plumbing SYS\Water Softener - WSR | 1012141
26-B2 | 26-B2 New Mammoth Lakes Courthouse | 26-B2-G2050-200-LSC01 | Exterior Landscape | NA | NA | NA | OM00027613 |  | Exterior Landscape | NA | NA | NA | NA | NA | NA | NA | NA | NA | NA | \Classifications\Building System Class\G20-Other Systems\G2050 - Landscaping\Landscaping - LSC | 1012142
26-B2 | 26-B2 New Mammoth Lakes Courthouse | 26-B2-D5092-250-ELT40 | Exterior Lamps Wall & Pole Mounted | Willy Meyer Shon, Bega | MULTIPLE | Varies - See Record Drawings E0.2 | OM00027612 |  | Exterior Building & Parking Lot | NA | NA | NA | NA | 120 | 32 Amps Total | Electrical | 1 | NA | NA | \Classifications\Building System Class\D50-Electrical SYS\D5090 - Elec SYS\Exterior Lighting - ELT | 1012143
26-B2 | 26-B2 New Mammoth Lakes Courthouse | 26-B2-G2049-300-HSC01 | Exterior Hardscape | NA | NA | NA | OM00027614 |  | Exterior Hardscape | NA | NA | NA | NA | NA | NA | NA | NA | NA | NA | \Classifications\Building System Class\G20-Other Systems\G2040 - Site Development\Hardscape - HSC | 1012144
26-B2 | 26-B2 New Mammoth Lakes Courthouse | 26-B2-D5037-710-FAP01 | Main Fire Alarm Panel | GE | BJ-8645 | EST 3-10257 | OM00027710 |  | Server Room | NA | NA | NA | NA |  |  | Electric |  | NA |  | \Classifications\Building System Class\D50-Electrical SYS\D5030 - Comm & Security\Fire Alarm Panel - FAP | 1015861
26-B2 | 26-B2 New Mammoth Lakes Courthouse | 26-B2-D2023-100-BFP03 | Backflow Preventer Irrigation Water - 3 | Febco | J27490 | 825y2.000" RP | OM00037503 | Account#: 008771-000 Meter ID: 570100 | Sierra Park Rd. | NA | NA | NA | NA | NA | NA | NA | NA | NA | NA | \Classifications\Building System Class\D20-Plumbing\D2020 - Domestic Water\Backflow Preventer - BFP | 1015870
26-B2 | 26-B2 New Mammoth Lakes Courthouse | 26-B2-D2023-100-BFP04 | Backflow Preventer MAIN DOMESTIC - 4 | WILKINS | LG1984 | 975DA 3.000" RPDA | OM00037504 | Account#: 008771-000 Meter ID: 570100 | 1st. Flr. Fire Riser Rm. / Blr. Rm. | NA | NA | NA | NA | NA | NA | NA | NA | NA | NA | \Classifications\Building System Class\D20-Plumbing\D2020 - Domestic Water\Backflow Preventer - BFP | 1015871
26-B2 | 26-B2 New Mammoth Lakes Courthouse | 26-B2-D5010-200-ESD01 | Main Electrical Panel | GE | P24000179900103 | Spectra Sieries Switchboard | OM00027608 |  | DNA | NA | NA | NA | NA | 208 | DNA | Electric | 3 | NA | NA | \Classifications\Building System Class\D50-Electrical SYS\D5010 - Elec Service & Dist\Electical Service and Distribution - ESD | 1015944
26-B2 | 26-B2 New Mammoth Lakes Courthouse | 26-B2-D5010-234-ATS01 | Automatic Transfer Switch | GE | 1606282-1 | MX150/ZG5MA08031-64M601N | OM00037505 |  | Janitor's Room First Floor | NA | NA | NA | NA | 480 | DNA | Electric | DNA | NA | NA | \Classifications\Building System Class\D50-Electrical SYS\D5010 - Elec Service & Dist\Automatic Transfer Switch - ATS | 1016036
26-B2 | 26-B2 New Mammoth Lakes Courthouse | 26-B2-G2023-160-PBB01 | Security Parking Beam Barrier | Lift Master Chamberlain | 2911N8958 | BG790-50-11 | OM00037506 |  | Rear Parking Driveway | NA | NA | NA | NA | NA | NA | NA | NA | NA | NA | \Classifications\Building System Class\G20-Other Systems\G2020 - Parking Lots\Security Parking Beam Barrier - PBB | 1016037
26-B2 | 26-B2 New Mammoth Lakes Courthouse | 26-B2-B2034-400-DOH01 | Overhead Door #1 | Lift Master Chamberlain | 451N2088 | GT101164 E79930 | OM00037507 |  | Rear of Building | NA | NA | NA | NA | NA | NA |  | NA | NA | NA | \Classifications\Building System Class\B20-General Building Exterior\B2030 - Exterior Doors\Door,Overhead-Shutter,Manual,Elec,Roll-up - DOH | 1016038
26-B2 | 26-B2 New Mammoth Lakes Courthouse | 26-B2-B2034-400-DOH02 | Overhead Door #2 | Lift Master Chamberlain | 4510N2090 | GT101164 E79930 | OM00037508 |  | Rear of Building | NA | NA | NA | NA | NA | NA | NA | NA | NA | NA | \Classifications\Building System Class\B20-General Building Exterior\B2030 - Exterior Doors\Door,Overhead-Shutter,Manual,Elec,Roll-up - DOH | 1016039
26-B2 | 26-B2 New Mammoth Lakes Courthouse | 26-B2-B2034-400-DOH03 | Overhead Door #3 | Lift Master Chamberlain | 4510N2089 | GT101164 E79930 | OM00037509 |  | Rear of Building | NA | NA | NA | NA | NA | NA | NA | NA | NA | NA | \Classifications\Building System Class\B20-General Building Exterior\B2030 - Exterior Doors\Door,Overhead-Shutter,Manual,Elec,Roll-up - DOH | 1016040
26-B2 | 26-B2 New Mammoth Lakes Courthouse | 26-B2-B2034-400-DOH04 | Overhead Door #4 | Lift Master Chamberlain | 4510N2087 | GT101164 E79930 | OM00037510 |  | Rear of Building | NA | NA | NA | NA | NA | NA | NA | NA | NA | NA | \Classifications\Building System Class\B20-General Building Exterior\B2030 - Exterior Doors\Door,Overhead-Shutter,Manual,Elec,Roll-up - DOH | 1016041
26-B2 | 26-B2 New Mammoth Lakes Courthouse | 26-B2-B2034-400-DOH05 | Overhead Door #5 | Lift Master Chamberlain | 4510N2091 | GT101164 E79930 | OM00037511 |  | Rear of BuildingsALLYPORT, | NA | NA | NA | NA | NA | NA | NA | NA | NA | NA | \Classifications\Building System Class\B20-General Building Exterior\B2030 - Exterior Doors\Door,Overhead-Shutter,Manual,Elec,Roll-up - DOH | 1016042
26-B2 | 26-B2 New Mammoth Lakes Courthouse | 26-B2-D3020-100-HET01 | Heater Water Expansion Tank HET01 | Bell & Gossett | 207521 | D-60V/SG | OM00037516 |  | Back corner of Mech. Room | NA | NA | NA | NA | NA | NA | NA |  | NA | NA | \Classifications\Building System Class\D30-HVAC Systems\D3020 - Heat SYS\Heater Water Expansion Tank - HET | 1016507
26-B2 | 26-B2 New Mammoth Lakes Courthouse | 26-B2-D2023-310-HWP15 | Domestic Hot Water Circulation pump15 | Bell & Gossett | NA | NA | OM00039743 |  | 1st Floor Mech Room Ceiling | NA | NA | NA | NA | NA | NA | NA | NA | NA | NA | \Classifications\Building System Class\D20-Plumbing\D2020 - Domestic Water\Domestic Hot Water Circulating Pump - HWP | 1018735
26-B2 | 26-B2 New Mammoth Lakes Courthouse | 26-B2-D2023-100-BFP05 | Domestic water backflow 5 | Wilkins | 3328066 | 328265XLTCU Zurn 975XL | OM00039741 | Account#: 008771-000 Meter ID: 570100 | 1st Floor Mech Room Far Wall | NA | NA | NA | NA | NA | NA | NA | NA | NA | NA | \Classifications\Building System Class\D20-Plumbing\D2020 - Domestic Water\Backflow Preventer - BFP | 1018734
26-B2 | 26-B2 New Mammoth Lakes Courthouse | 26-B2-G2023-160-PEB01 | Lift arm Barrier 01 | Lift Master | 2911N8958 | BG790-50-11 | OM00039744 |  | Exterior Rear Entry Sallyport | NA | NA | NA | 1/2 | NA | 11.2 | Electric | 1 | NA | NA | \Classifications\Building System Class\G20-Other Systems\G2020 - Parking Lots\Security Parking Electric Barrier - PEB | 1018736
26-B2 | 26-B2 New Mammoth Lakes Courthouse | 26-B2-B2033-120-DOR01 | Front Entrance Sliding Doors | ASSA ABLOY | NA | Besam SL500 Eco Door | OM00031061 |  | 1st. Flr. Front Entrance | NA | NA | NA | NA | 120 | DNA | Electric | 1 | NA | NA | \Classifications\Building System Class\B20-General Building Exterior\B2030 - Exterior Doors\Door,Automatic-Sliding,Revolving - DOR | 1019337
26-B2 | 26-B2 New Mammoth Lakes Courthouse | 26-B2-B2033-120-DOR02 | Front Exit Sliding Doors DOR02 | ASSA ABLOY | NA | Besam SL500 Eco Door | OM00031062 |  | 1st. Flr. Front Entrance | NA | NA | NA | NA | 120 | DNA | Electric | 1 | NA | NA | \Classifications\Building System Class\B20-General Building Exterior\B2030 - Exterior Doors\Door,Automatic-Sliding,Revolving - DOR | 1019338
26-B2 | 26-B2 Mammoth Lakes Courthouse | 26-B2-D4010-150-FMS02 | Dry Standpipe System | Tyco | DN63 | TFP DPV-1 | OM00031064 |  | 1st. Flr. Boiler Room | NA | NA | NA | NA | NA | NA | NA | NA | NA | NA | \Classifications\Building System Class\D40-Fire Protection SYS\D4010 - Sprinkler SYS\Fire Systems, stand pipes - FMS | 1021363
26-B2 | 26-B2 Mammoth Lakes Courthouse | 26-B2-D5092-250-ELI01 | Emergency Lighting Inverter | Digital Signal Power Manufacturing | 10717-4 | Eternalight-1 | OM00037525 |  | DNA | NA | NA | NA | NA | 208 | DNA | Electric | DNA | NA |  | \Classifications\Building System Class\D50-Electrical SYS\D5090 - Elec SYS\Emergency Light Inverter - ELI | 1022348
26-B2 | 26-B2 Mammoth Lakes Courthouse | 26-B2-D3068-100-BAS02 | BAS | SCHNEIDER ELECTRIC | DNA | ECO STRUCTURE | OM00043148 |  | Air Handler Room | NA | NA | NA | NA | NA | NA | NA | NA | NA | NA | \Classifications\Building System Class\D30-HVAC Systems\D3060 - Control & Inst Air\Building Automation System - BAS | 1022892
27-A1 | 27-A1 Salinas Courthouse- North Wing | 27-A1-B2033-120-DOR01 | Door,Swinging Electric-DOR01 | LCN | 10010224 | SENIOR SWING 7101-6400-C | OM00025115 | NA | PUBLIC EXIT | NA | NA | NA | 1/12 | 110 | DNA | Electric | 1 | NA | NA | \Classifications\Building System Class\B20-General Building Exterior\B2030 - Exterior Doors\Door,Automatic-Sliding,Revolving - DOR | 1010136
27-A1 | 27-A1 Salinas Courthouse- North Wing | 27-A1-B2033-120-DOR02 | Door,Swinging Electric-DOR02 | LCN | 9091049 | SENIOR SWING 7101-6400-C | OM00025086 | NA | EMPLOYEE HALLWAY | NA | NA | NA | 1/12 | 110 | DNA | Electric | 1 | NA | NA | \Classifications\Building System Class\B20-General Building Exterior\B2030 - Exterior Doors\Door,Automatic-Sliding,Revolving - DOR | 1010137
27-A1 | 27-A1 Salinas Courthouse- North Wing | 27-A1-B2033-120-DOR03 | Door,Swinging Electric-DOR03 | LCN | 1001912 | SENIOR SWING 7101-6400-C | OM00025087 | NA | MAIN ENTRANCE | NA | NA | NA | 1/12 | 110 | DNA | Electric | 1 | NA | NA | \Classifications\Building System Class\B20-General Building Exterior\B2030 - Exterior Doors\Door,Automatic-Sliding,Revolving - DOR | 1010138
27-A1 | 27-A1 Salinas Courthouse- North Wing | 27-A1-B2034-400-DOH01 | Door,Overhead,Roll-up,Electric - DOH01 | DNA | DNA | DNA | OM00025073 | NA | JURY ASSEMBLY ROOM | NA | NA | NA | 1/4 | 115 | DNA | Electric | 1 | NA | NA | \Classifications\Building System Class\B20-General Building Exterior\B2030 - Exterior Doors\Door,Overhead-Shutter,Manual,Elec,Roll-up - DOH | 1010139
27-A1 | 27-A1 Salinas Courthouse- North Wing | 27-A1-D1010-100-ELE02 | Elevator,Electric,Pass/Freight - ELE02 Conveyance #046893 | Otis | DNA | DNA | OM00025076 | State ID# 046893 | ELEVATOR ROOM | NA | NA | NA | 20 | 480 | 23.2 | Electric | 3 | NA | NA | \Classifications\Building System Class\D10-Conveyance Systems\D1010 - Elevator\Elevator,Hydraulic,Pass/Freight - ELE | 1010140
27-A1 | 27-A1 Salinas Courthouse- North Wing | 27-A1-D1010-100-ELE03 | Elevator,Electric,Pass/Freight - ELE03 Conveyance# 046892 | Otis | DNA | DNA | OM00025077 | State ID# 046892 | ELEVATOR ROOM | NA | NA | NA | 20 | 480 | 23.2 | Electric | 3 | NA | NA | \Classifications\Building System Class\D10-Conveyance Systems\D1010 - Elevator\Elevator,Hydraulic,Pass/Freight - ELE | 1010141
27-A1 | 27-A1 Salinas Courthouse- North Wing | 27-A1-D1010-100-ELE01 | Elevator,Hydraulic,Pass/Freight - ELE01 Conveyance #159085 | Otis | DNA | DNA | OM00025074 | State ID# 159085 | ELEVATOR ROOM | NA | NA | NA | DNA | DNA | DNA | Electric | 3 | NA | NA | \Classifications\Building System Class\D10-Conveyance Systems\D1010 - Elevator\Elevator,Hydraulic,Pass/Freight - ELE | 1010142
27-A1 | 27-A1 Salinas Courthouse- North Wing | 27-A1-D1010-100-ELE04 | Elevator,Hydraulic,Pass/Freight - ELE04 Conveyance #159086 | Northern | DNA | DNA | OM00025075 | State ID# 159086 | ELEVATOR ROOM | NA | NA | NA | DNA | DNA | DNA | Electric | 3 | NA | NA | \Classifications\Building System Class\D10-Conveyance Systems\D1010 - Elevator\Elevator,Hydraulic,Pass/Freight - ELE | 1010143
27-A1 | 27-A1 Salinas Courthouse- North Wing | 27-A1-D1013-310-WCL01 | Wheelchair Lift - WCL01 Conveyance #159191 | BALDOR-RELIANCE | B0905201288 | 33-1736W87 | OM00025081 | State ID# 159191 | COURTROOM | NA | NA | NA | 1 | 115/230 | 21 | Electric | 1 | NA | NA | \Classifications\Building System Class\D10-Conveyance Systems\D1010 - Elevator\Wheelchair Lift - WCL | 1010144
27-A1 | 27-A1 Salinas Courthouse- North Wing | 27-A1-D1013-310-WCL02 | Wheelchair Lift - WCL02 Conveyance #159192 | BALDOR-RELIANCE | B0905201298 | 33-1736W87 | OM00025082 | State ID# 159192 | COURTROOM | NA | NA | NA | 1 | 115/230 | 21 | Electric | 1 | NA | NA | \Classifications\Building System Class\D10-Conveyance Systems\D1010 - Elevator\Wheelchair Lift - WCL | 1010145
27-A1 | 27-A1 Salinas Courthouse- North Wing | 27-A1-D1013-310-WCL03 | Wheelchair Lift - WCL03 Conveyance #159194 | BALDOR-RELIANCE | B0908061189 | 33-1736W87 | OM00025080 | State ID# 159194 | COURTROOM | NA | NA | NA | 1 | 115/230 | 21 | Electric | 1 | NA | NA | \Classifications\Building System Class\D10-Conveyance Systems\D1010 - Elevator\Wheelchair Lift - WCL | 1010146
27-A1 | 27-A1 Salinas Courthouse- North Wing | 27-A1-D1013-310-WCL04 | Wheelchair Lift - WCL04 | BALDOR-RELIANCE | B0905201313 | 33-1736W87 | OM00025083 | State ID# 159193 | COURTROOM | NA | NA | NA | 1 | 115/230 | 21 | Electric | 1 | NA | NA | \Classifications\Building System Class\D10-Conveyance Systems\D1010 - Elevator\Wheelchair Lift - WCL | 1010147
27-A1 | 27-A1 Salinas Courthouse- North Wing | 27-A1-D2023-310-HWP01 | Domestic Hot Water Circulating Pump - P-1 | BELL & GOSSETT | DNA | SERIES PRAB | OM00025031 | NA | MECHANICAL ROOM | NA | NA | NA | 1/6 | 110 | 1.9 | Electric | 1 | NA | NA | \Classifications\Building System Class\D20-Plumbing\D2020 - Domestic Water\Domestic Hot Water Circulating Pump - HWP | 1010148
27-A1 | 27-A1 Salinas Courthouse- North Wing | 27-A1-D2023-310-WBS01 | Domestic Water Booster System - WBS01 | ARMSTRONG | DNA | DNA | OM00025028 | NA | MECHANICAL ROOM | NA | NA | NA | 3 | 230/460 | 8 / 4 | Electric | 3 | NA | NA | \Classifications\Building System Class\D20-Plumbing\D2020 - Domestic Water\Domestic Water Booster System - WBS | 1010149
27-A1 | 27-A1 Salinas Courthouse- North Wing | 27-A1-D2040-100-PSU01 | Sump Pump - PP-1A | PACIFIC PUMPING | 11EE15232A | 1-1/2 SO-SLD | OM00025019 | NA | MECHANICAL ROOM | NA | NA | NA | 1/2 | 230/460 | 2.2 / 1.1 | Electric | 3 | NA | NA | \Classifications\Building System Class\D20-Plumbing\D2040 - Rain Drain\Sump Pump - PSU | 1010150
27-A1 | 27-A1 Salinas Courthouse- North Wing | 27-A1-D2040-100-PSU02 | Sump Pump - PP-1B | PACIFIC PUMPING | 11EE15232B | 1-1/2 SO-SLD | OM00025020 | NA | MECHANICAL ROOM | NA | NA | NA | 1/2 | 230/460 | 2.2 / 1.1 | Electric | 3 | NA | NA | \Classifications\Building System Class\D20-Plumbing\D2040 - Rain Drain\Sump Pump - PSU | 1010151
27-A1 | 27-A1 Salinas Courthouse- North Wing | 27-A1-D3030-100-TSP01 | Thermal Storage Pump - P-10 | BELL & GOSSETT | C10K240096 | JVC48T17D175B | OM00025022 | NA | MECHANICAL ROOM | NA | NA | NA | 1/2 | 208/230/460 | 2.1 / 2.2 / 1.1 | Electric | 3 | NA | NA | \Classifications\Building System Class\D30-HVAC Systems\D3030 - Cooling SYS\Thermal Storage Pump - TSP | 1010152
27-A1 | 27-A1 Salinas Courthouse- North Wing | 27-A1-D3030-100-TSP02 | Thermal Storage Pump - P-8 | BELL & GOSSETT | 960043 | 15313RR91/2RF | OM00025024 | NA | MECHANICAL ROOM | NA | NA | NA | 15 | 230/460 | 41 / 20.5 | Electric | 3 | NA | NA | \Classifications\Building System Class\D30-HVAC Systems\D3030 - Cooling SYS\Thermal Storage Pump - TSP | 1010153
27-A1 | 27-A1 Salinas Courthouse- North Wing | 27-A1-D3030-100-TSP03 | Thermal Storage Pump - P-9 | BELL & GOSSETT | 901031 | 15313RR91/2RF | OM00025025 | NA | MECHANICAL ROOM | NA | NA | NA | 15 | 230/460 | 41 / 20.5 | Electric | 3 | NA | NA | \Classifications\Building System Class\D30-HVAC Systems\D3030 - Cooling SYS\Thermal Storage Pump - TSP | 1010154
27-A1 | 27-A1 Salinas Courthouse- North Wing | 27-A1-D3031-100-PCH03 | Condenser Water/tower water Pump - PCH03 | WEIMAN | 6663U | 4L2-6663U | OM00025015 | NA | MECHANICAL ROOM | NA | NA | NA | 20 | 230/460 | 52/26 | Electric | 3 | NA | NA | \Classifications\Building System Class\D30-HVAC Systems\D3030 - Cooling SYS\Chilled Water Pump - PCH | 1010160
27-A1 | 27-A1 Salinas Courthouse- North Wing | 27-A1-D3031-100-PCH04 | Condenser Water/tower water Pump - PCH04 | WEIMAN | 6663U | 4L2-6663U | OM00025016 | NA | MECHANICAL ROOM | NA | NA | NA | 20 | 230/460 | 52/26 | Electric | 3 | NA | NA | \Classifications\Building System Class\D30-HVAC Systems\D3030 - Cooling SYS\Chilled Water Pump - PCH | 1010161
27-A1 | 27-A1 Salinas Courthouse- North Wing | 27-A1-D3030-110-CTW01 | Cooling Tower - CTW01 | BAC | U12537601MAD | F1463-PR | OM00025045 | NA | PENTHOUSE | (8) B135 | NA | NA | DNA (2) | 460 | DNA | Electric | 3 | NA | NA | \Classifications\Building System Class\D30-HVAC Systems\D3030 - Cooling SYS\Cooling Tower - CTW | 1010162
27-A1 | 27-A1 Salinas Courthouse- North Wing | 27-A1-D3031-130-CLR01 | Chiller,Water Cooled - CLR01 | TRANE | U90K03063 | RTHA150FCM0LCUI3LF2LFNN00GQ | OM00025006 | NA | MECHANICAL ROOM | NA | NA | R-22 | DNA | 460 | 300 | Electric | 3 | NA | NA | \Classifications\Building System Class\D30-HVAC Systems\D3030 - Cooling SYS\Chiller, Water Cooled - CLR | 1010163
27-A1 | 27-A1 Salinas Courthouse- North Wing | 27-A1-D3031-130-CLR02 | Chiller,Water Cooled - CLR02 | TRANE | U90L03064 | RTHA150FCM0LCUI3LF2LFNN00GQ | OM00025007 | NA | MECHANICAL ROOM | NA | NA | R-22 | DNA | 460 | 300 | Electric | 3 | NA | NA | \Classifications\Building System Class\D30-HVAC Systems\D3030 - Cooling SYS\Chiller, Water Cooled - CLR | 1010164
27-A1 | 27-A1 Salinas Courthouse- North Wing | 27-A1-D3031-100-PCH01 | Chilled Water Pump - CW01 | Westingtonhouse | 680B101643 | TBDP | OM00025009 | NA | MECHANICAL ROOM | NA | NA | NA | 15 | 230/460 | 39.2 / 19.6 | Electric | 3 | NA | NA | \Classifications\Building System Class\D30-HVAC Systems\D3030 - Cooling SYS\Chilled Water Pump - PCH | 1010165
27-A1 | 27-A1 Salinas Courthouse- North Wing | 27-A1-D3031-100-PCH02 | Chilled Water Pump - CW02 | WEIMAN | T1003227 | 3L5-2 | OM00025010 | NA | MECHANICAL ROOM | NA | NA | NA | 15 | 230/460 | 39.2 / 19.6 | Electric | 3 | NA | NA | \Classifications\Building System Class\D30-HVAC Systems\D3030 - Cooling SYS\Chilled Water Pump - PCH | 1010166
27-A1 | 27-A1 Salinas Courthouse- North Wing | 27-A1-D3041-160-FDP147 | Fire Dampers - FDP147 | DNA | DNA | DNA | OM00025617 | NA | THROUGHOUT | NA | NA | NA | NA | NA | NA | NA | NA | NA | NA | \Classifications\Building System Class\D30-HVAC Systems\D3040 - Distribution SYS\Fire Dampers - FDP | 1010167
27-A1 | 27-A1 Salinas Courthouse- North Wing | 27-A1-D3040-120-FCU01 | Fan Coil Unit - FCU01 | COMPU-AIRE | 8356MK10035603 | MKC1034 | OM00025013 | NA | MDF ROOM | DNA | 24X24X2-(1) CAMFILL MERV 13 PART #405413005, 24X12X2-(1) MERV 13 PART #405413006 | R-22 | 3 | 480 | 4.2 | Electric | 3 | DNA | DNA | \Classifications\Building System Class\D30-HVAC Systems\D3040 - Distribution SYS\Fan Coil Unit - FCU | 1010168
27-A1 | 27-A1 Salinas Courthouse- North Wing | 27-A1-D3050-250-ACU01 | Air Conditioning,Split System - CU01 | CARRIER | 2608V21662 | 38MVC018-301 | OM00025061 |  | ROOF | NA | NA | R-410A | 0.224 | 208/230 | 11 | Electric | 1 | NA | NA | \Classifications\Building System Class\D30-HVAC Systems\D3050 - Package SYS\Air Conditioning,Split System - ACU | 1010169
27-A1 | 27-A1 Salinas Courthouse- North Wing | 27-A1-D3050-250-ACU02 | Air Conditioning,Split System - CU02 | CARRIER | 1508V10089 | 38MVC009-1 | OM00025062 |  | ROOF | NA | NA | R-410A | 0.102 | 115 | 12 | Electric | 1 | NA | NA | \Classifications\Building System Class\D30-HVAC Systems\D3050 - Package SYS\Air Conditioning,Split System - ACU | 1010170
27-A1 | 27-A1 Salinas Courthouse- North Wing | 27-A1-D3050-250-ACU03 | Air Conditioning,Split System - CU03 | CARRIER | 1508V10079 | 38MVC009-1 | OM00025063 |  | ROOF | NA | NA | R-410A | 0.102 | 115 | 12 | Electric | 1 | NA | NA | \Classifications\Building System Class\D30-HVAC Systems\D3050 - Package SYS\Air Conditioning,Split System - ACU | 1010171
27-A1 | 27-A1 Salinas Courthouse- North Wing | 27-A1-D3050-250-ACU04 | Air Conditioning,Split System - CU04 | CARRIER | 1508V10086 | 38MVC009-1 | OM00025064 |  | ROOF | NA | NA | R-410A | 0.102 | 115 | 12 | Electric | 1 | NA | NA | \Classifications\Building System Class\D30-HVAC Systems\D3050 - Package SYS\Air Conditioning,Split System - ACU | 1010172
27-A1 | 27-A1 Salinas Courthouse- North Wing | 27-A1-D3050-250-ACU05 | Air Conditioning,Split System - CU05 | CARRIER | 4707X90210 | 38HDR036-311 | OM00025072 |  | ROOF | NA | NA | R-410A | 1/4 | 208/230 | 19.1 | Electric | 1 | NA | NA | \Classifications\Building System Class\D30-HVAC Systems\D3050 - Package SYS\Air Conditioning,Split System - ACU | 1010173
27-A1 | 27-A1 Salinas Courthouse- North Wing | 27-A1-D3050-250-ACU06 | Air Conditioning,Split System - CU06 | CARRIER | 1508V10084 | 38MVC009-1 | OM00025071 |  | ROOF | NA | NA | R-410A | 0.102 | 115 | 12 | Electric | 1 | NA | NA | \Classifications\Building System Class\D30-HVAC Systems\D3050 - Package SYS\Air Conditioning,Split System - ACU | 1010174
27-A1 | 27-A1 Salinas Courthouse- North Wing | 27-A1-D3050-250-ACU07 | Air Conditioning,Split System - CU07 | CARRIER | 1508V11800 | 38MVC018-3 | OM00025070 |  | ROOF | NA | NA | R-410A | 0.224 | 208/230 | 11 | Electric | 1 | NA | NA | \Classifications\Building System Class\D30-HVAC Systems\D3050 - Package SYS\Air Conditioning,Split System - ACU | 1010175
27-A1 | 27-A1 Salinas Courthouse- North Wing | 27-A1-D3050-250-ACU08 | Air Conditioning,Split System - CU08 | CARRIER | 2608V21639 | 38MVC018-301 | OM00025069 |  | ROOF | NA | NA | R-410A | 0.224 | 208/230 | 11 | Electric | 1 | NA | NA | \Classifications\Building System Class\D30-HVAC Systems\D3050 - Package SYS\Air Conditioning,Split System - ACU | 1010176
27-A1 | 27-A1 Salinas Courthouse- North Wing | 27-A1-D3050-250-ACU09 | Air Conditioning,Split System - CU09 | CARRIER | 2608V21663 | 38MVC018-301 | OM00025068 |  | ROOF | NA | NA | R-410A | 0.224 | 208/230 | 11 | Electric | 1 | NA | NA | \Classifications\Building System Class\D30-HVAC Systems\D3050 - Package SYS\Air Conditioning,Split System - ACU | 1010177
27-A1 | 27-A1 Salinas Courthouse- North Wing | 27-A1-D3050-250-ACU10 | Air Conditioning,Split System - CU10 | CARRIER | 1508V 10087 | 38MVC009-1 | OM00025067 |  | ROOF | NA | NA | R-410A | 0.102 | 115 | 12 | Electric | 1 | NA | NA | \Classifications\Building System Class\D30-HVAC Systems\D3050 - Package SYS\Air Conditioning,Split System - ACU | 1010178
27-A1 | 27-A1 Salinas Courthouse- North Wing | 27-A1-D3050-250-ACU11 | Air Conditioning,Split System - CU11 | CARRIER | 2608V22018 | 38MVC018-301 | OM00025066 |  | ROOF | NA | NA | R-410A | 0.224 | 208/230 | 11 | Electric | 1 | NA | NA | \Classifications\Building System Class\D30-HVAC Systems\D3050 - Package SYS\Air Conditioning,Split System - ACU | 1010179
27-A1 | 27-A1 Salinas Courthouse- North Wing | 27-A1-D3050-250-ACU12 | Air Conditioning,Split System - CU12 | CARRIER | 1508V11802 | 38MVC018-3 | OM00025065 |  | ROOF | NA | NA | R-410A | 0.224 | 208/230 | 11 | Electric | 1 | NA | NA | \Classifications\Building System Class\D30-HVAC Systems\D3050 - Package SYS\Air Conditioning,Split System - ACU | 1010180
27-A1 | 27-A1 Salinas Courthouse- North Wing | 27-A1-D3050-250-ACU13 | Air Conditioning,Split System - CU13 | CARRIER | 3108X91145 | 38HDR036-3 | OM00025059 |  | ROOF | NA | NA | R-410A | 1/4 | 208/230 | 19.1 | Electric | 1 | NA | NA | \Classifications\Building System Class\D30-HVAC Systems\D3050 - Package SYS\Air Conditioning,Split System - ACU | 1010181
27-A1 | 27-A1 Salinas Courthouse- North Wing | 27-A1-D3050-250-ACU14 | Air Conditioning,Split System - CU14 | CARRIER | 4707X90212 | 38HDR036-3 | OM00025060 |  | ROOF | NA | NA | R-410A | 1/4 | 208/230 | 19.1 | Electric | 1 | NA | NA | \Classifications\Building System Class\D30-HVAC Systems\D3050 - Package SYS\Air Conditioning,Split System - ACU | 1010182
27-A1 | 27-A1 Salinas Courthouse- North Wing | 27-A1-D3050-310-HPU01 | Heat Pump,Air Cooled - HPU01 | CARRIER | 5105G30295 | 50HJQ006---621-- | OM00025038 | NA | EXTERIOR | DNA | DNA | R-22 | DNA | 460 | 51.5 | Electric | 3 | NA | NA | \Classifications\Building System Class\D30-HVAC Systems\D3050 - Package SYS\Heat Pump,Air Cooled - HPU | 1010183
27-A1 | 27-A1 Salinas Courthouse- North Wing | 27-A1-D3068-100-BAS01 | Building Automation System - BAS01 | Honeywell | D6YK4K1 | MMU | OM00025027 | NA | MECHANICAL ROOM | NA | NA | NA | NA | 110 | 8 | Electric | 1 | NA | NA | \Classifications\Building System Class\D30-HVAC Systems\D3060 - Control & Inst Air\Building Automation System - BAS | 1010184
27-A1 | 27-A1 Salinas Courthouse- North Wing | 27-A1-D3090-114-CMP01 | Control Air Compressor - CMP01 | GAST | 5Z671 | DOAP710T-AA | OM00032916 |  | MECHANICAL ROOM | NA | NA | NA | DNA | 110 | 4.2 | Electric | 1 | NA | NA | \Classifications\Building System Class\D30-HVAC Systems\D3090 - Other HVAC Systems and Equipment\Air Compressor - CMP | 1010185
27-A1 | 27-A1 Salinas Courthouse- North Wing | 27-A1-D2023-100-BFP01 | Backflow Preventer - BFP01 MAIN FIRE LINE | ZURN WILKINS | Y05388 | 375ADA | OM00025001 | Account# OM00025001 Meter#: 35458792 | EXTERIOR, at street Fire Main | NA | NA | NA | NA | NA | NA | NA | NA | NA | NA | \Classifications\Building System Class\D20-Plumbing\D2020 - Domestic Water\Backflow Preventer - BFP | 1010186
27-A1 | 27-A1 Salinas Courthouse- North Wing | 27-A1-D2023-100-BFP02 | Backflow Preventer - BFP02 MAIN FIRE LINE BYPASS | ZURN WILKINS | 3088923 | 975XL | OM00025003 |  | EXTERIOR | NA | NA | NA | NA | NA | NA | NA | NA | NA | NA | \Classifications\Building System Class\D20-Plumbing\D2020 - Domestic Water\Backflow Preventer - BFP | 1010187
27-A1 | 27-A1 Salinas Courthouse- North Wing | 27-A1-D2023-100-BFP03 | Backflow Preventer - BFP03 IRRIGATION BACKFLOW | FIBCO | J007063 | 825YA | OM00025004 |  | EXTERIOR | NA | NA | NA | NA | NA | NA | NA | NA | NA | NA | \Classifications\Building System Class\D20-Plumbing\D2020 - Domestic Water\Backflow Preventer - BFP | 1010188
27-A1 | 27-A1 Salinas Courthouse- North Wing | 27-A1-D2023-100-BFP04 | Backflow Preventer - BFP04 MAIN CITY WATER SUPPLY | ZURN WILKINS | X16149 | 375A | OM00025005 |  | EXTERIOR | NA | NA | NA | NA | NA | NA | NA | NA | NA | NA | \Classifications\Building System Class\D20-Plumbing\D2020 - Domestic Water\Backflow Preventer - BFP | 1010189
27-A1 | 27-A1 Salinas Courthouse- North Wing | 27-A1-D2023-100-BFP05 | Backflow Preventer - BFP05 MAKE-UP CITY WATER TO CONDENSER PIPING | ZURN WILKINS | 1317G06 | 975XL | OM00025021 |  | MECHANICAL ROOM | NA | NA | NA | NA | NA | NA | NA | NA | NA | NA | \Classifications\Building System Class\D20-Plumbing\D2020 - Domestic Water\Backflow Preventer - BFP | 1010190
27-A1 | 27-A1 Salinas Courthouse- North Wing | 27-A1-D2023-100-BFP06 | Backflow Preventer - BFP06 | ZURN WILKINS | L3934 | 375 | OM00025023 |  | MECHANICAL ROOM | NA | NA | NA | NA | NA | NA | NA | NA | NA | NA | \Classifications\Building System Class\D20-Plumbing\D2020 - Domestic Water\Backflow Preventer - BFP | 1010191
27-A1 | 27-A1 Salinas Courthouse- North Wing | 27-A1-D2023-100-BFP07 | Backflow Preventer - BFP07 BOILER WATER SUPPLY | WATTS | DNA | 009-M3 3/4 inch | OM00025048 |  | PENTHOUSE | NA | NA | NA | NA | NA | NA | NA | NA | NA | NA | \Classifications\Building System Class\D20-Plumbing\D2020 - Domestic Water\Backflow Preventer - BFP | 1010192
27-A1 | 27-A1 Salinas Courthouse- North Wing | 27-A1-D2023-100-BFP08 | Backflow Preventer - BFP08 COOLING TOWER SUPPLY | ZURN WILKINS | DNA | 975XL 1 1/2 inch | OM00025055 |  | PENTHOUSE | NA | NA | NA | NA | NA | NA | NA | NA | NA | NA | \Classifications\Building System Class\D20-Plumbing\D2020 - Domestic Water\Backflow Preventer - BFP | 1010193
27-A1 | 27-A1 Salinas Courthouse- North Wing | 27-A1-D2023-100-BFP09 | Backflow Preventer - BFP09 RESTROOMS AND JANITORS CLOSET | FLOWMATIC | DNA | RPZ II 3/4 inch | OM00025613 |  | JANITORS CLOSET | NA | NA | NA | NA | NA | NA | NA | NA | NA | NA | \Classifications\Building System Class\D20-Plumbing\D2020 - Domestic Water\Backflow Preventer - BFP | 1010194
27-A1 | 27-A1 Salinas Courthouse- North Wing | 27-A1-D4010-150-FMS01 | System Extinguishing,Wet Pipe - FMS01 | GRINNELL | DNA | MODEL A | OM00025029 | NA | MECHANICAL ROOM | NA | NA | NA | NA | NA | NA | NA | NA | NA | NA | \Classifications\Building System Class\D40-Fire Protection SYS\D4010 - Sprinkler SYS\Fire Systems, stand pipes - FMS | 1010195
27-A1 | 27-A1 Salinas Courthouse- North Wing | 27-A1-D4022-210-FSG01 | Pump,Fire,Electric Motor Driven - FSG01 | PEERLESS PUMP | 682596 | 5AEF8N | OM00025035 | NA | MECHANICAL ROOM | NA | NA | NA | 50 | 460 | 57.7 | Electric | 3 | NA | NA | \Classifications\Building System Class\D40-Fire Protection SYS\D4020 - Stand Pipe\Pump,Fire,Electric Motor Driven - FSG | 1010196
27-A1 | 27-A1 Salinas Courthouse- North Wing | 27-A1-D4022-210-JPM01 | Jockey Pump - JPM01 | PEERLESS PUMP | DNA | CDL3 | OM00025034 | NA | MECHANICAL ROOM | NA | NA | NA | DNA | 460 | 2.03 | Electric | 3 | NA | NA | \Classifications\Building System Class\D40-Fire Protection SYS\D4020 - Stand Pipe\Jockey Pump - JPM | 1010197
27-A1 | 27-A1 Salinas Courthouse- North Wing | 27-A1-D4024-100-FHS12 | Other Stand Pipe and Hose Systems-FHS12 | BH | DNA | FIG A97 | OM00025616 | NA | THROUGHOUT | NA | NA | NA | NA | NA | NA | NA | NA | NA | NA | \Classifications\Building System Class\D40-Fire Protection SYS\D4020 - Stand Pipe\Other Stand Pipe Hose Systems - FHS | 1010198
27-A1 | 27-A1 Salinas Courthouse- North Wing | 27-A1-D4031-100-FEX40 | Fire Extinguisher - FEX40 | AMEREX | R-690365 | B456 | OM00032906 |  | THROUGHOUT | NA | NA | NA | NA | NA | NA | NA | NA | NA | NA | \Classifications\Building System Class\D40-Fire Protection SYS\D4030 - FIRE SPEC\Fire Extinguisher - FEX | 1010199
27-A1 | 27-A1 Salinas Courthouse- North Wing | 27-A1-D5037-710-FAP01 | Fire Alarm Panel - FAP01 | FIRE-LITE ALARMS BY HONEYWELL | DNA | MS-9600LS | OM00025078 | NA | ELECTRICAL ROOM | NA | NA | NA | NA | 110 | DNA | Electric | 1 | NA | NA | \Classifications\Building System Class\D50-Electrical SYS\D5030 - Comm & Security\Fire Alarm Panel - FAP | 1010200
27-A1 | 27-A1 Salinas Courthouse- North Wing | 27-A1-D5092-250-EML61 | Emergency And Exit Lighting - EML61 | LITHONIA | NA | NA | OM00032908 | NA | THROUGHOUT | NA | NA | NA | NA | 110 | DNA | Electric | 1 | NA | NA | \Classifications\Building System Class\D50-Electrical SYS\D5090 - Elec SYS\Emergency And Exit Lighting - EML | 1010202
27-A1 | 27-A1 Salinas Courthouse- North Wing | 27-A1-G2023-150-PEG01 | Secured Parking Gate - PEG01 | VIKING ACCESS SYSTEMS | 0407-30-12283 | L3 | OM00025037 | NA | EXTERIOR | NA | NA | NA | DNA | 120 | 1.5 | Electric | 1 | NA | NA | \Classifications\Building System Class\G20-Other Systems\G2020 - Parking Lots\Secured Parking Gate - PEG | 1010203
27-A1 | 27-A1 Salinas Courthouse- North Wing | 27-A1-G3010-210-PWT01 | Potable Water Storage Tank- PWT01 | LAARS | 101841 | 86841 | OM00025032 | NA | MECHANICAL ROOM | NA | NA | NA | NA | NA | NA | NA | NA | NA | NA | \Classifications\Building System Class\G30-Site Mechanical Utilities\G3010 - Water Supply\Potable Water Storage Tank - PWT | 1010204
27-A1 | 27-A1 Salinas Courthouse- North Wing | 27-A1-D3044-125-PHW01 | Hot Water Pump - P-2 PHW01 | BELL & GOSSETT | 105094 | 35TBIM89 | OM00025030 | NA | MECHANICAL ROOM | NA | NA | NA | 1/2 | 208 | 1.8 | Electric | 3 | NA | NA | \Classifications\Building System Class\D30-HVAC Systems\D3040 - Distribution SYS\Hot Water Pump - PHW | 1010205
27-A1 | 27-A1 Salinas Courthouse- North Wing | 27-A1-D3044-125-PHW02 | Hot Water Pump - P-6 PHW02 | GOULDS | H9912192 | NPE | OM00025052 | NA | PENTHOUSE | NA | NA | NA | 3 | 208/230/460 | 7.6 / 3.8 | Electric | 3 | NA | NA | \Classifications\Building System Class\D30-HVAC Systems\D3040 - Distribution SYS\Hot Water Pump - PHW | 1010206
27-A1 | 27-A1 Salinas Courthouse- North Wing | 27-A1-D3044-125-PHW03 | Hot Water Pump - P-5 PHW03 | GOULDS | H9912193 | NPE | OM00025053 | NA | PENTHOUSE | NA | NA | NA | 3 | 208/230/460 | 7.6 / 3.8 | Electric | 3 | NA | NA | \Classifications\Building System Class\D30-HVAC Systems\D3040 - Distribution SYS\Hot Water Pump - PHW | 1010207
27-A1 | 27-A1 Salinas Courthouse- North Wing | 27-A1-D2030-410-PMS01 | Pump Ejector Sewage - PMS01 | DNA | DNA | DNA | OM00025017 | NA | MECHANICAL ROOM | NA | NA | NA | 3 | 460 | DNA | Electric | 3 | NA | NA | \Classifications\Building System Class\D20-Plumbing\D2030 - Sani Waste\Sewage Ejector Pump - PMS | 1010208
27-A1 | 27-A1 Salinas Courthouse- North Wing | 27-A1-D2030-410-PMS02 | Pump Ejector Sewage - PMS02 | DNA | DNA | DNA | OM00025018 | NA | MECHANICAL ROOM | NA | NA | NA | 3 | 460 | DNA | Electric | 3 | NA | NA | \Classifications\Building System Class\D20-Plumbing\D2030 - Sani Waste\Sewage Ejector Pump - PMS | 1010209
27-A1 | 27-A1 Salinas Courthouse- North Wing | 27-A1-D3012-120-GMR01 | Gas Meter Readings - GMR01 | ROOTS | DNA | 11M | OM00025120 | NA | EXTERIOR | NA | NA | NA | NA | NA | NA | NA | NA | NA | NA | \Classifications\Building System Class\D30-HVAC Systems\D3010 - Energy Supply\Gas Meter Readings - GMR | 1010210
27-A1 | 27-A1 Salinas Courthouse- North Wing | 27-A1-D5092-250-ELT52 | Exterior Lighting - ELT52 | DNA | DNA | DNA | OM00032907 | NA | EXTERIOR | NA | NA | NA | NA | DNA | DNA | Electric | NA | NA | NA | \Classifications\Building System Class\D50-Electrical SYS\D5090 - Elec SYS\Exterior Lighting - ELT | 1010211
27-A1 | 27-A1 Salinas Courthouse- North Wing | 27-A1-B3010-100-RUF01 | Building Roof - RUF01 | DNA | NA | NA | OM00032905 | [12 empty] | \Classifications\Building System Class\B30-Roofing\B3010 - Roof Types\Roof - RUF | 1010227
27-A1 | 27-A1 Salinas Courthouse- North Wing | 27-A1-D3041-110-AHU01 | Air Handling Unit - AHU01 | ALLIANCE AIR PRODUCTS | 1286AHU1 | 4BS-87-AS-PFEC-FFCW-AS-PF | OM00025057 | NA | PENTHOUSE | (6) B149, (3) B138 | 24X24X2-(20) MERV 8, 24X12X2-(5) MERV 8, 24X24X12-(20) MERV 14, 24X12X12-(5) MERV 14 | NA | (1) 75, (1) 25 | 460 | 85, 30 | Electric | 3 | NA | NA | \Classifications\Building System Class\D30-HVAC Systems\D3040 - Distribution SYS\Air Handling Unit - AHU | 1010257
27-A1 | 27-A1 Salinas Courthouse- North Wing | 27-A1-D3041-110-AHU02 | Air Handling Unit - AHU02 | ALLIANCE AIR PRODUCTS | 1286AHU2 | 4BS-91.8-AS-PF-EC-FF-CW-AS-PF | OM00025058 | NA | PENTHOUSE | (6) B149, (3) B144 | 24X24X2-(25) MERV 8, 24X24X12-(25) MERV 14 WITH HEADERS | NA | (1) 75, (1) 25 | 460 | 85, 30 | Electric | 3 | NA | NA | \Classifications\Building System Class\D30-HVAC Systems\D3040 - Distribution SYS\Air Handling Unit - AHU | 1010258
27-A1 | 27-A1 Salinas Courthouse- North Wing | 27-A1-D3021-130-BLR01 | Boiler,Hot Water,Oil/Gas/Comb. - BLR01 | Ajax Boiler, Inc. | 55804 | XNG4500 | OM00025050 | NA | PENTHOUSE penthouse mechanical room, serving the Salinas North Wing Courthouse | NA | NA | NA | 108 | 120 | 12 | Natural Gas | 1 | 4,500,000 | 3,600,000 | \Classifications\Building System Class\D30-HVAC Systems\D3020 - Heat SYS\Boiler,Hot Water,Oil/Gas/Comb. - BLR | 1010259
27-A1 | 27-A1 Salinas Courthouse- North Wing | 27-A1-D2017-100-SHW01 | Eye Washes & Emergency Showers - SHW01 | BRADLEY | DNA | DNA | OM00025056 | NA | PENTHOUSE | NA | NA | NA | NA | NA | NA | NA | NA | NA | NA | \Classifications\Building System Class\D20-Plumbing\D2010 - Plumb Fix\Showers - SHW | 1010260
27-A1 | 27-A1 Salinas Courthouse- North Wing | 27-A1-D5010-200-ESD02 | Main Electrical Panel - SBR01 | GENERAL ELECTRIC | P04008335100101 | SSF16D216 | OM00025079 |  | ELECTRICAL ROOM | NA | NA | NA | NA | 277/408 | 1600 | Electric | 3 | NA | NA | \Classifications\Building System Class\D50-Electrical SYS\D5010 - Elec Service & Dist\Electical Service and Distribution - ESD | 1010261
27-A1 | 27-A1 Salinas Courthouse- North Wing | 27-A1-D2020-130-WMR01 | Water Meter Readings - WMR01 | DNA | DNA | DNA | OM00032936 | NA | EXTERIOR | NA | NA | NA | NA | NA | NA | NA | NA | NA | NA | \Classifications\Building System Class\D20-Plumbing\D2020 - Domestic Water\Water Meter Readings - WMR | 1010262
27-A1 | 27-A1 Salinas Courthouse- North Wing | 27-A1-B2010-100-BLD01 | Building | NA | NA | NA | OM00025118 | CUPA Facility ID# FA0812543 | [11 empty] | \Classifications\Building System Class\B20-General Building Exterior\B2010 - Exterior Walls\Building - BLD | 1011696
27-A1 | 27-A1 Salinas Courthouse- North Wing | 27-A1-D3042-220-EFN01 | Exhaust Fan - EFN01 | Greenheck | 11659483092 | SFB-18-30-CW-UB-X | OM00025113 |  | Roof | AX-48 | NA | NA | 3 | 460 | 8.7 | electric | 3 | NA | NA | \Classifications\Building System Class\D30-HVAC Systems\D3040 - Distribution SYS\Supply/Exhaust/Return fans- FAN | 1013575
27-A1 | 27-A1 Salinas Courthouse- North Wing | 27-A1-D3042-220-EFN02 | Exhaust Fan - EFN02 | Greenheck | 116594B40902 | SFB-18-30-CW-UB-X | OM00025114 |  | Roof | AX-48 | NA | NA | 3 | 460 | 8.7-8/4 | electric | 3 | NA | NA | \Classifications\Building System Class\D30-HVAC Systems\D3040 - Distribution SYS\Supply/Exhaust/Return fans- FAN | 1013576
27-A1 | 27-A1 Salinas Courthouse- North Wing | 27-A1-D3050-250-ACU15 | Air Conditioning,Split System - CU15 | Fujitsu | HBN004351 | AOU36CLX1 | OM00025111 |  | Outside ground level | NA | NA | R-410A | 4-Jan | 208/230 | 30 | electric | 1 | NA | 33000 | \Classifications\Building System Class\D30-HVAC Systems\D3050 - Package SYS\Air Conditioning,Split System - ACU | 1013577
27-A1 | 27-A1 Salinas Courthouse- North Wing | 27-A1-D3050-250-ACU16 | Air Conditioning,Split System - CU16 | Fujitsu | HBN004350 | AOU36CLX1 | OM00025110 |  | Outside ground level | NA | NA | R-410A | 4-Jan | 208/230 | 30 | electric | 1 | NA | 33000 | \Classifications\Building System Class\D30-HVAC Systems\D3050 - Package SYS\Air Conditioning,Split System - ACU | 1013578
27-A1 | 27-A1 Salinas Courthouse- North Wing | 27-A1-D3050-250-ACU17 | Air Conditioning,Split System - CU17 | Fujitsu | HBN004349 | AOU36CLX1 | OM00025112 |  | Outside ground level | NA | NA | R-410A | 4-Jan | 208/230 | 30 | electric | 1 | NA | 33000 | \Classifications\Building System Class\D30-HVAC Systems\D3050 - Package SYS\Air Conditioning,Split System - ACU | 1013579
27-A1 | 27-A1 Salinas Courthouse- North Wing | 27-A1-D5010-234-ATS01 | Automatic Transfer Switch ATS01 | General Electric | DNA | MX200 | OM00032729 |  | Basement Mechanical Room | NA | NA | NA | NA | 480 | 225 | Electric | 3 | NA | NA | \Classifications\Building System Class\D50-Electrical SYS\D5010 - Elec Service & Dist\Automatic Transfer Switch - ATS | 1016696
27-A1 | 27-A1 Salinas Courthouse- North Wing | 27-A1-D5010-234-ATS02 | Automatic Transfer Switch ATS02 | General Electric | 1403455-2 | MX200 | OM00032730 |  | Basement Mechanical Room | NA | NA | NA | NA | 480 | 225 | Electric | 3 | NA | NA | \Classifications\Building System Class\D50-Electrical SYS\D5010 - Elec Service & Dist\Automatic Transfer Switch - ATS | 1016697
27-A1 | 27-A1 Salinas Courthouse- North Wing | 27-A1-D5010-234-ATS03 | Automatic Transfer Switch ATS03 | General Electric | 7413455-1 | MX200 | OM00032731 |  | Basement Mechanical Room | NA | NA | NA | NA | 480 | 225 | Electric | 3 | NA | NA | \Classifications\Building System Class\D50-Electrical SYS\D5010 - Elec Service & Dist\Automatic Transfer Switch - ATS | 1016698
27-A1 | 27-A1 Salinas Courthouse- North Wing | 27-A1-G2050-200-LSC01 | Landscaping | NA |  | NA | OM00032910 |  |  | NA | NA | NA | NA | NA | NA | NA | NA | NA | NA | \Classifications\Building System Class\G20-Other Systems\G2050 - Landscaping\Landscaping - LSC | 1018977
27-A1 | 27-A1 Salinas Courthouse- North Wing | 27-A1-G2049-300-HSC01 | Hardscape - HSC01 |  |  |  | OM00032909 |  | Grounds, all Hardscape | NA | NA | NA | NA | NA | NA | NA | NA | NA | NA | \Classifications\Building System Class\G20-Other Systems\G2040 - Site Development\Hardscape - HSC | 1018978
27-A1 | 27-A1 Salinas Courthouse- North Wing | 27-A1-D5010-200-ESD01 | Electrical, Main Electrical Panel - MCE01 | Unitrol Cutler-Hammer | NA | Unitrol | OM00032912 |  | Roof, Penthouse | NA | NA | NA | NA | DNA | DNA | Electric | DNA | NA | NA | \Classifications\Building System Class\D50-Electrical SYS\D5010 - Elec Service & Dist\Electical Service and Distribution - ESD | 1018979
27-A1 | 27-A1 Salinas Courthouse- North Wing | 27-A1-D5010-110-MCC01 | Pump Motor Control Center - MCC01 |  |  |  | OM00032938 |  | Basement, Mechanical Room | NA | NA | NA | NA | DNA | DNA | Electric | DNA | NA | NA | \Classifications\Building System Class\D50-Electrical SYS\D5010 - Elec Service & Dist\Chiller Room Electrical Panel - MCC | 1018980
27-A1 | 27-A1 Salinas Courthouse- North Wing | 27-A1-D5010-110-MCC02 | Cooling Tower Motor Control Center - MCC02 | DNA | DNA | DNA | OM00032913 |  | Roof, Penthouse | NA | NA | NA | NA | DNA | DNA | Electric | DNA | NA | NA | \Classifications\Building System Class\D50-Electrical SYS\D5010 - Elec Service & Dist\Chiller Room Electrical Panel - MCC | 1018981
27-A1 | 27-A1 Salinas Courthouse- North Wing | 27-A1-B2034-400-DOH02 | Door, Overhead (Shutter, Manual, Electric, Roll up) - DOH02 | DNA | DNA | DNA | OM00025117 |  | First Floor, Judges Secure | NA | NA | NA | NA | DNA | DNA | Electric | DNA | NA | NA | \Classifications\Building System Class\B20-General Building Exterior\B2030 - Exterior Doors\Door,Overhead-Shutter,Manual,Elec,Roll-up - DOH | 1018982
27-A1 | 27-A1 Salinas Courthouse- North Wing | 27-A1-D5011-240-TRN01 | Electrical, Transformer - TRN01 | TransferMore |  | Model # 9T4060008 Type FCT | OM00032914 |  | First Floor, Electrical Room | NA | NA | NA | NA | DNA | DNA | Electric | DNA | NA |  | \Classifications\Building System Class\D50-Electrical SYS\D5010 - Elec Service & Dist\Transformer - TRN | 1018983
27-A1 | 27-A1 Salinas Courthouse- North Wing | 27-A1-B2034-400-DOH03 | Door, Swing Electric Door - DOH03 | Senior Swing | DNA | DNA | OM00032725 |  | Floor 1, Rear Entrance | NA | NA | NA | NA | DNA | DNA | Electric | DNA | NA | NA | \Classifications\Building System Class\B20-General Building Exterior\B2030 - Exterior Doors\Door,Overhead-Shutter,Manual,Elec,Roll-up - DOH | 1018984
27-A1 | 27-A1 Salinas Courthouse- North Wing | 27-A1-D5011-240-TRN02 | Electrical, Transformer - TRN02 | DNA | DNA | DNA | OM00032915 |  | Basement, Electrical Room | NA | NA | NA | NA | DNA | DNA | Electric | DNA | NA | NA | \Classifications\Building System Class\D50-Electrical SYS\D5010 - Elec Service & Dist\Transformer - TRN | 1018985
27-A1 | 27-A1 Salinas Courthouse- North Wing | 27-A1-D3040-600-HES01 | Heat Exchanger, Steam - HES01 | DNA | DNA | DNA | OM00025119 |  | Basement, Mechanical Room | NA | NA | NA | NA | DNA | DNA | Gas | DNA | NA | NA | \Classifications\Building System Class\D30-HVAC Systems\D3040 - Distribution SYS\Heat Exchanger,Steam - HES | 1018986
27-A1 | 27-A1 Salinas Courthouse- North Wing | 27-A1-C1020-110-FRD01 | Doors, Fire Doors Overhead - FRO01 | Smoke Guard | DNA | M-600 | OM00032929 |  | Basement, Elevator Overhead Left | NA | NA | NA | NA | 12V | 7A | Electric | DNA | NA | NA | \Classifications\Building System Class\C10-General Building Interior\C1020 - Fire Doors\Fire Doors - FRD | 1018987
27-A1 | 27-A1 Salinas Courthouse- North Wing | 27-A1-C1020-110-FRD02 | Doors, Fire Doors Overhead - FRO02 | Smoke Guard | DNA | M-600 | OM00032930 |  | Basement, Elevator Overhead Right | NA | NA | NA | NA | 12V | 7A | Electric | DNA | NA | NA | \Classifications\Building System Class\C10-General Building Interior\C1020 - Fire Doors\Fire Doors - FRD | 1018988
27-A1 | 27-A1 Salinas Courthouse- North Wing | 27-A1-C1020-110-FRD03 | Doors, Fire Doors Overhead - FRO03 | Smoke Guard | DNA | M-600 | OM00032931 |  | Floor 2, Elevator Overhead Left | NA | NA | NA | NA | 12V | 7A | Electric | DNA | NA | NA | \Classifications\Building System Class\C10-General Building Interior\C1020 - Fire Doors\Fire Doors - FRD | 1018989
27-A1 | 27-A1 Salinas Courthouse- North Wing | 27-A1-C1020-110-FRD04 | Doors, Fire Doors Overhead - FRO04 | Smoke Guard | DNA | M-600 | OM00032932 |  | Floor 2, Elevator Overhead Right | NA | NA | NA | NA | 12V | 7A | Electric | NA | NA | NA | \Classifications\Building System Class\C10-General Building Interior\C1020 - Fire Doors\Fire Doors - FRD | 1018990
27-A1 | 27-A1 Salinas Courthouse- North Wing | 27-A1-C1020-110-FRD05 | Doors, Fire Doors Overhead - FRO05 | Smoke Guard | DNA | M-600 | OM00032933 |  | Floor 3, Elevator Overhead Left | NA | NA | NA | NA | 12V | 7A | Electric | DNA | NA | NA | \Classifications\Building System Class\C10-General Building Interior\C1020 - Fire Doors\Fire Doors - FRD | 1018991
27-A1 | 27-A1 Salinas Courthouse- North Wing | 27-A1-C1020-110-FRD06 | Doors, Fire Doors Overhead - FRO06 | Smoke Guard | DNA | M-600 | OM00032934 |  | Floor 3, Elevator Overhead Right | NA | NA | NA | NA | 12V | 7A | Electric | DNA | NA | NA | \Classifications\Building System Class\C10-General Building Interior\C1020 - Fire Doors\Fire Doors - FRD | 1018992
27-A1 | 27-A1 Salinas Courthouse- North Wing | 27-A1-C1020-110-FRD07 | Doors, Fire Doors Overhead - FRO07 | Vortex | DNA | DNA | OM00032935 |  | Floor 1, Hallway, Holding Cell | NA | NA | NA | NA | DNA | DNA | Electric | DNA | NA | NA | \Classifications\Building System Class\C10-General Building Interior\C1020 - Fire Doors\Fire Doors - FRD | 1018993
27-A1 | 27-A1 Salinas Courthouse- North Wing | 27-A1-D1092-120-PTS01 | Vaccum Plumbing System | AcornVac | DNA | AVCC0075-000 | OM00025614 |  |  | NA | NA | NA | 13 | 480 | DNA | Electric | DNA | 3 | NA | \Classifications\Building System Class\D10-Conveyance Systems\D1090 - Other Conveyance Systems\Pneumatic Tube System -PTS | 1019331
27-B1 | 27-B1 Marina Courthouse | 27-B1-D4031-100-FEX08 | Fire Extinguisher - FEX08 | Badger | NA | B500 | OM00019013 |  | 1st Floor, various | NA | NA | NA | NA | NA | NA | NA | NA | NA | NA | \Classifications\Building System Class\D40-Fire Protection SYS\D4030 - FIRE SPEC\Fire Extinguisher - FEX | EQ-1004987
27-B1 | 27-B1 Marina Courthouse | 27-B1-D3050-250-ACU07 | Air Conditioning,Split System - ACU07 | Fujitsu | DDA003113 (inside) / DDN002592 (roof) | AOU24CL | OM00004904 |  | Roof | NA | NA | R-410A | 1 | 208/230 | 17.7 | ELECTRICAL | 1 | 33,100 | DNA | \Classifications\Building System Class\D30-HVAC Systems\D3050 - Package SYS\Air Conditioning,Split System - ACU | EQ-1005765
27-B1 | 27-B1 Marina Courthouse | 27-B1-B2010-100-BLD01 | Building Structure BLD01 | NA | NA | NA | OM00032395 |  | NA | NA | NA | NA | NA | NA | NA | NA | NA | NA | NA | \Classifications\Building System Class\B20-General Building Exterior\B2010 - Exterior Walls\Building - BLD | EQ-1007293
27-B1 | 27-B1 Marina Courthouse | 27-B1-B3010-100-RUF01 | Roof - RUF01 | NA | NA | NA | OM00001214 |  | NA | NA | NA | NA | NA | NA | NA | NA | NA | NA | NA | \Classifications\Building System Class\B30-Roofing\B3010 - Roof Types\Roof - RUF | EQ-1007470
27-B1 | 27-B1 Marina Courthouse | 27-B1-B2033-120-DOR01 | Door,Swinging Electric-DOR01 | Norton | DNA | Air Operated 79S1E5 | OM00001211 | DNA | entrance to front lobby | NA | NA | NA | DNA | 110 | DNA | Electric | 1 | NA | NA | \Classifications\Building System Class\B20-General Building Exterior\B2030 - Exterior Doors\Door,Automatic-Sliding,Revolving - DOR | 1008622
27-B1 | 27-B1 Marina Courthouse | 27-B1-C1020-110-FRD01 | Fire Doors Sliding (Fire Curtain)- FRD01 | DNA | DNA | DNA | OM00019158 | DNA | holding cell area | NA | NA | NA | DNA | DNA | DNA | Electric | 1 | NA | NA | \Classifications\Building System Class\C10-General Building Interior\C1020 - Fire Doors\Fire Doors - FRD | 1008623
27-B1 | 27-B1 Marina Courthouse | 27-B1-C1020-110-FRD02 | Fire Doors, Won - WON01 | Warnook Hersey | 001238 | WHI694970 | OM00019157 | DNA | North hallway | NA | NA | NA | NA | NA | NA | NA | NA | NA | NA | \Classifications\Building System Class\C10-General Building Interior\C1020 - Fire Doors\Fire Doors - FRD | 1008624
27-B1 | 27-B1 Marina Courthouse | 27-B1-D3050-250-ACU08 | Air Conditioning,Split System - ACU08 | Fujitsu | EBA000915 (inside) / EBN001034 (roof) | AOU36CLX | OM00004903 |  | Fire Control Room | NA | NA | R-410A | DNA | DNA | 17.7 | Electric | DNA | NA | NA | \Classifications\Building System Class\D30-HVAC Systems\D3050 - Package SYS\Air Conditioning,Split System - ACU | 1008628
27-B1 | 27-B1 Marina Courthouse | 27-B1-D2023-100-BFP01 | Backflow Preventer - BFP01 | Febco | J006460 | 825YA Type RP 1 1/2" | OM00019162 | ID#:1 | west side of property by sidewalk | NA | NA | NA | NA | NA | NA | NA | NA | NA | NA | \Classifications\Building System Class\D20-Plumbing\D2020 - Domestic Water\Backflow Preventer - BFP | 1008630
27-B1 | 27-B1 Marina Courthouse | 27-B1-D2023-100-BFP02 | Backflow Preventer - BFP02 double-check type for fire system | Wilkins | 02073 | 950DA Type DCDA 4" | OM00019163 | ID#:2¦D02073 | west side of property by sidewalk | NA | NA | NA | NA | NA | NA | NA | NA | NA | NA | \Classifications\Building System Class\D20-Plumbing\D2020 - Domestic Water\Backflow Preventer - BFP | 1008631
27-B1 | 27-B1 Marina Courthouse | 27-B1-D4010-150-FMS01 | System Extinguishing,Wet Pipe - FMS01 | DNA | DNA | DNA | OM00019161 | DNA | North utility room (access from outside) | NA | NA | NA | NA | NA | NA | NA | NA | NA | NA | \Classifications\Building System Class\D40-Fire Protection SYS\D4010 - Sprinkler SYS\Fire Systems, stand pipes - FMS | 1008632
27-B1 | 27-B1 Marina Courthouse | 27-B1-D5010-200-ESD01 | Main Electrical Panel - SBR01 | Siemens | 60-22725-A10 | 5B | OM00001209 |  | electrical room 1 | NA | NA | NA | NA | 208/120 | DNA | Electric | 3 | NA | NA | \Classifications\Building System Class\D50-Electrical SYS\D5010 - Elec Service & Dist\Electical Service and Distribution - ESD | 1008633
27-B1 | 27-B1 Marina Courthouse | 27-B1-D5037-710-FAP01 | Fire Alarm Panel - FAP01 | Intelli Knight | DNA | 5700 | OM00019154 | DNA | Fire Control Room | NA | NA | NA | NA | 120 | 2.5 | Electric | 1 | NA | NA | \Classifications\Building System Class\D50-Electrical SYS\D5030 - Comm & Security\Fire Alarm Panel - FAP | 1008636
27-B1 | 27-B1 Marina Courthouse | 27-B1-D5038-810-ITA01 | Intrusion Alarm - ITA01 | Radionics | DNA | DNA | OM00019155 | DNA | Fire Control Room | NA | NA | NA | NA | 110 | DNA | Electric | 1 | NA | NA | \Classifications\Building System Class\D50-Electrical SYS\D5030 - Comm & Security\Intrusion Alarm - ITA | 1008637
27-B1 | 27-B1 Marina Courthouse | 27-B1-D5092-250-EML10 | Emergency And Exit Lighting - EML10 | NA | NA | NA | OM00001213 |  | various | NA | NA | NA | NA | DNA | DNA | Electric | 1 | NA | NA | \Classifications\Building System Class\D50-Electrical SYS\D5090 - Elec SYS\Emergency And Exit Lighting - EML | 1008638
27-B1 | 27-B1 Marina Courthouse | 27-B1-D3012-120-GMR01 | Gas Meter Readings - GMR01 | Sprague | 27627248 | Smart Meter | OM00025089 | DNA | outside north side of building | NA | NA | NA | NA | NA | NA | Gas | NA | NA | NA | \Classifications\Building System Class\D30-HVAC Systems\D3010 - Energy Supply\Gas Meter Readings - GMR | 1008642
27-B1 | 27-B1 Marina Courthouse | 27-B1-D2020-130-WMR01 | Water Meter Readings - WMR01 | Badger | 33626-069 | 70 | OM00019171 | DNA | west side of property by sidewalk | NA | NA | NA | NA | NA | NA | NA | NA | NA | NA | \Classifications\Building System Class\D20-Plumbing\D2020 - Domestic Water\Water Meter Readings - WMR | 1008643
27-B1 | 27-B1 Marina Courthouse | 27-B1-D2020-130-WMR02 | Water Meter Readings - WMR02 | Badger | DNA | 70 | OM00019172 |  | west side of property by sidewalk | NA | NA | NA | NA | NA | NA | NA | NA | NA | NA | \Classifications\Building System Class\D20-Plumbing\D2020 - Domestic Water\Water Meter Readings - WMR | 1008644
27-B1 | 27-B1 Marina Courthouse | 27-B1-G2050-200-LSC01 | Landscaping - LSC01 | NA | DNA | DNA | OM00019175 | DNA | electrical room 2 | NA | NA | NA | NA | 115 | 0.5 | Electric | 1 | NA | NA | \Classifications\Building System Class\G20-Other Systems\G2050 - Landscaping\Landscaping - LSC | 1008645
27-B1 | 27-B1 Marina Courthouse | 27-B1-D5092-250-ELT19 | Exterior Lighting - ELT19 | DNA | DNA | DNA | OM00019173 | DNA | perimeter of building/parking lot | NA | NA | NA | NA | DNA | DNA | Electric | DNA | NA | NA | \Classifications\Building System Class\D50-Electrical SYS\D5090 - Elec SYS\Exterior Lighting - ELT | 1008646
27-B1 | 27-B1 Marina Courthouse | 27-B1-G2049-300-HSC01 | Hardscape | DNA | DNA | DNA | OM00019176 | DNA | parking lot and grounds | NA | NA | NA | NA | NA | NA | NA | NA | NA | NA | \Classifications\Building System Class\G20-Other Systems\G2040 - Site Development\Hardscape - HSC | 1008647
27-B1 | 27-B1 Marina Courthouse | 27-B1-D2022-100-HWE02 | Domestic Water Heater, Electric - HWE02 | A. O. Smith | 0931I004383 | ECS30200 | OM00025091 |  | janitor's closet | NA | NA | NA | NA | 208 | DNA | electric | 1 | NA | NA | \Classifications\Building System Class\D20-Plumbing\D2020 - Domestic Water\Domestic Water Heater, Electric - HWE | 1013580
27-B1 | 27-B1 Marina Courthouse | 27-B1-D2023-310-HWP02 | Domestic Hot Water Circulating Pump - HWP02 | Bell & Gossett | 103251 | NRF22 | OM00025090 |  | janitor's closet | NA | NA | NA | DNA | 115 | 0.8 | DNA | DNA | NA | NA | \Classifications\Building System Class\D20-Plumbing\D2020 - Domestic Water\Domestic Hot Water Circulating Pump - HWP | 1013581
27-B1 | 27-B1 Marina Courthouse | 27-B1-D3050-210-PKU07 | Package Unit- PKU07 | Trane | 110710139L | YSC060E3RLA | OM00025095 |  | Roof | A-26 | 20x30x2 (x2) | R-410A | 2 | 208 | 29.5 | Natural Gas | 3 | 60,000 | 48,000 | \Classifications\Building System Class\D30-HVAC Systems\D3050 - Package SYS\Package Unit - PKU | 1013582
27-B1 | 27-B1 Marina Courthouse | 27-B1-D3050-210-PKU08 | Package Unit- PKU08 | Trane | 110612411L | YSC060E3RLA000018 | OM00025093 |  | Roof | AX26 | 20x30x2 (2) | R-410A | 2.5 | 208/230 | 29.5 | Natural Gas | 3 | 60000 | 48000 | \Classifications\Building System Class\D30-HVAC Systems\D3050 - Package SYS\Package Unit - PKU | 1013583
27-B1 | 27-B1 Marina Courthouse | 27-B1-D3050-210-PKU09 | Package Unit- PKU09 | Trane | 110710097L | YSC060E3RLA180B | OM00025094 |  | mechanical area | A-26 | 20x30x2 -(x2) | R-410A | 2.5 | 208 | 29.5 | Gas | 3 | 60000 | 48000 | \Classifications\Building System Class\D30-HVAC Systems\D3050 - Package SYS\Package Unit - PKU | 1013584
27-B1 | 27-B1 Marina Courthouse | 27-B1-D3050-210-PKU10 | Package Unit- PKU10 | Trane | 110910702L | YSC036ERLA190B | OM00025092 |  | Roof | AX26 | 20x30x2 (2) | R-410A | 2 | 208 | 23 | Natural Gas | 3 | 60000 | 48000 | \Classifications\Building System Class\D30-HVAC Systems\D3050 - Package SYS\Package Unit - PKU | 1013585
27-B1 | 27-B1 Marina Courthouse | 27-B1-D3050-210-PKU11 | Package Unit- PKU11 | Trane | 110910251L | YSC092E3RLA150-D | OM00025109 |  | Roof | AX35 | 20x25x2 (4) | R-410A | 4.5 | 208 | 41.2 | Natural Gas | 3 | 120,000 | 96,000 | \Classifications\Building System Class\D30-HVAC Systems\D3050 - Package SYS\Package Unit - PKU | 1013586
27-B1 | 27-B1 Marina Courthouse | 27-B1-D3050-210-PKU12 | Package Unit- PKU12 | Trane | 110911006L | YHC120E3RLA0B | OM00025096 |  | mechanical area | DNA | 20x25x2 (3) 20x30x2 (2) | R-410A | 5.5 | 208 | 50.3 | Gas | 3 | 150000 | 120000 | \Classifications\Building System Class\D30-HVAC Systems\D3050 - Package SYS\Package Unit - PKU | 1013587
27-B1 | 27-B1 Marina Courthouse | 27-B1-D2023-100-BFP03 | Backflow Prevention BFP03 On Fire By Pass Line | Wilkins | 375057 | 950XL Type DC 3/4" | OM00032728 | ID#:3 | On Fire By Pass Line | [10 empty] | \Classifications\Building System Class\D20-Plumbing\D2020 - Domestic Water\Backflow Preventer - BFP | 1015390
27-B1 | 27-B1 Marina Courthouse | 27-B1-D5092-210-GEN01 | Generator | Kohler Power Systems | SGM32HPW3 | 80REOZ | OM00044901 |  | exterior | NA | NA | NA | NA | DNA | DNA | Gas | DNA | NA | NA | \Classifications\Building System Class\D50-Electrical SYS\D5090 - Elec SYS\Emergency Generator - GEN | 1021766
27-B1 | 27-B1 Marina Courthouse | 27-B1-D5010-234-ATS01 | Automatic Transfer Switch | Kohler Power Systems | SGM32HNB9 | KCS-ACTA-0230S | OM00044902 |  | Electrical Room | NA | NA | NA | DNA | DNA | DNA |  | DNA | NA | NA | \Classifications\Building System Class\D50-Electrical SYS\D5010 - Elec Service & Dist\Automatic Transfer Switch - ATS | 1021784
27-C1 | 27-C1 Monterey Courthouse | 27-C1-B2010-100-BLD01 | Building Structure | NA | NA | NA | OM00032396 |  | NA | NA | NA | NA | NA | NA | NA | NA | NA | NA | NA | \Classifications\Building System Class\B20-General Building Exterior\B2010 - Exterior Walls\Building - BLD | EQ-1007294
27-C1 | 27-C1 Monterey Courthouse | 27-C1-B3010-100-RUF01 | Roof - RUF01 | NA | NA | NA | OM00032397 |  | NA | NA | NA | NA | NA | NA | NA | NA | NA | NA | NA | \Classifications\Building System Class\B30-Roofing\B3010 - Roof Types\Roof - RUF | EQ-1007471
27-C1 | 27-C1 Monterey Courthouse | 27-C1-D3050-250-ACU01 | Air Conditioning,Split System - ACU01 | Fujitsu | GDA010049 Cond-012177 | ASU24CL1 (inside) / AOU24CL1 (roof) | OM00025097 |  | Floor 2 - MDF | NA | Washable | R-410A | DNA | 208-230 | 0.2 (inside) / 10.5 (roof) | Electric | 1 | NA | 24000 | \Classifications\Building System Class\D30-HVAC Systems\D3050 - Package SYS\Air Conditioning,Split System - ACU | 1014891
27-C1 | 27-C1 Monterey Courthouse | 27-C1-D4031-100-FEX12 | Fire Extinguisher - FEX12 | AMEREX | 970767 | B500 | OM00019014 |  | various | NA | NA | NA | NA | NA | NA | NA | NA | NA |  | \Classifications\Building System Class\D40-Fire Protection SYS\D4030 - FIRE SPEC\Fire Extinguisher - FEX | 1015799
27-C1 | 27-C1 Monterey Courthouse | 27-C1-D1010-100-ELE01 | ELE01 | Otis | DNA | DNA | OM00032733 | State ID# 048185 | Basement, Elevator Room | NA | NA | NA | 15 | 480VAC | 21.2 | Electric | 3 | NA | NA | \Classifications\Building System Class\D10-Conveyance Systems\D1010 - Elevator\Elevator,Electric,Pass/Freight - ELE | 1021673
27-C1 | 27-C1 Monterey Courthouse | 27-C1-D1010-100-ELE02 | ELE02 Secured Elevator | Otis | DNA | DNA | OM00032734 | State ID# 048186 | Roof Penthouse -Elevator Machine Cage | NA | NA | NA | DNA | 460VAC | DNA | Electric | 3 | NA | NA | \Classifications\Building System Class\D10-Conveyance Systems\D1010 - Elevator\Elevator,Electric,Pass/Freight - ELE | 1021674
27-D1 | 27-D1 King City Courthouse | 27-D1-B2010-100-BLD01 | Building Structure BLD01 | NA | NA | NA | OM00032398 |  | NA | NA | NA | NA | NA | NA | NA | NA | NA | NA | NA | \Classifications\Building System Class\B20-General Building Exterior\B2010 - Exterior Walls\Building - BLD | EQ-1007295
27-D1 | 27-D1 King City Courthouse | 27-D1-B3010-100-RUF01 | Roofing Systems RUF01 | NA | NA | NA | OM00032399 |  | Roof | NA | NA | NA | NA | NA | NA | NA | NA | NA | NA | \Classifications\Building System Class\B30-Roofing\B3010 - Roof Types\Roof - RUF | EQ-1007472
27-D1 | 27-D1 King City Courthouse | 27-D1-D3050-250-ACU01 | Air Conditioning,Split System - ACU01 | Fujitsu | DNA | ASU24CL (inside) / AOU24CL (roof) | OM00019141 |  | clerks office | NA | NA | R-410A | DNA | 208-230 | 0.2 (inside) / 10.1 (roof) | Electric | 1 | NA | NA | \Classifications\Building System Class\D30-HVAC Systems\D3050 - Package SYS\Air Conditioning,Split System - ACU | 1008648
27-D1 | 27-D1 King City Courthouse | 27-D1-D4031-100-FEX03 | Fire Extinguisher - FEX03 | Fire Extinguisher - FEX03 | NA | B500 | OM00019237 | OM00019237 | various | NA | NA | NA | NA | NA | NA | NA | NA | NA |  | \Classifications\Building System Class\D40-Fire Protection SYS\D4030 - FIRE SPEC\Fire Extinguisher - FEX | 1015800
27-E1 | 27-E1 Juvenile Courthouse | 27-E1-B2010-100-BLD01 | Building | NA | NA | NA | OM00032911 | [12 empty] | \Classifications\Building System Class\B20-General Building Exterior\B2010 - Exterior Walls\Building - BLD | 1011697
27-E1 | 27-E1 Juvenile Courthouse | 27-E1-D3050-210-PKU01 | Package Unit 01 | Day & Night (Carrier) | 4876G00305 | M/N-579C090250 P/N-579CGA090250 | OM00032940 |  | Roof top Mechanical Area | AX-38 | 16x25x2 (4) | R-22 | 2 | 208/230VAC | 60 | Electric and natural gas | 3 | 250000 | 187500 | \Classifications\Building System Class\D30-HVAC Systems\D3050 - Package SYS\Package Unit - PKU | 1021629
27-E1 | 27-E1 Juvenile Courthouse | 27-E1-D5092-250-EML02 | Lighting Emergency and exit | Lithonia | NA | NA | OM00032928 |  | 1st Floor Court Room, Dept 12 | NA | NA | NA | NA | DNA | DNA | DNA | DNA | NA | NA | \Classifications\Building System Class\D50-Electrical SYS\D5090 - Elec SYS\Emergency And Exit Lighting - EML | 1021630
27-E1 | 27-E1 Juvenile Courthouse | 27-E1-D4031-100-FEX01 | Fire extinguishers FEX01 | Badger | NA | 05LB | OM00032927 |  | 1st Floor, Courtroom, Dept 12 | NA | NA | NA | NA | NA | NA | NA | NA | NA | NA | \Classifications\Building System Class\D40-Fire Protection SYS\D4030 - FIRE SPEC\Fire Extinguisher - FEX | 1021631
27-G1 | 27-G1 Gabilan Street Annex | 27-G1-D5037-710-FAP01 | Fire Alarm Panel - FAP01 | Fire Lite Alarms | DNA | MS 9200 | OM00032726 |  | Workroom/Server Room | NA | NA | NA | DNA | DNA | DNA | NA | DNA | NA | NA | \Classifications\Building System Class\D50-Electrical SYS\D5030 - Comm & Security\Fire Alarm Panel - FAP | 1015359
27-G1 | 27-G1 Gabilan Street Annex | 27-G1-D4031-100-CTY01 | Fire Extinguisher, Landlord maintained (1) | DNA | DNA | DNA | OM00019422 | NA | Floor 1 | NA | NA | NA | DNA | DNA | DNA | NA | DNA | NA | NA | \Classifications\Building System Class\D40-Fire Protection SYS\D4030 - FIRE SPEC\Fire Extinguisher - FEX | 1015360
28-A1 | 28-A1 Criminal Court Building | 28-A1-D5092-210-GEN01 | Emergency Standby Generator - GEN01 | Cummins Onan | H970645975 | 300DFCB | OM00004718 | Permit# B3995 Plant#19851/Engine SN 33047 | Sally Port - Outside - Generator Room | NA | NA | NA | 465 | 480 | 451 | Diesel | 3 | NA | NA | \Classifications\Building System Class\D50-Electrical SYS\D5090 - Elec SYS\Emergency Generator - GEN | EQ-1003262
28-A1 | 28-A1 Criminal Court Building | 28-A1-D3050-210-PKU01 | Package Unit- PKU01 | Mammoth | 7610-01-01 | CLBEFP-1203-78-VAV | OM00004714 | NA | Roof | NA | 12X24X2-(6), 24X24X2-(18), 24X24X4-(18), 12X24X4-(6) | R-22 | (1)-60 & (1)-30 | 460 | 77 & 40 | Electric | 3 | NA | 129 TONS | \Classifications\Building System Class\D30-HVAC Systems\D3050 - Package SYS\Package Unit - PKU | EQ-1003264
28-A1 | 28-A1 Criminal Court Building | 28-A1-D3044-125-PHW01 | Hot Water Pump - PHW01 | Bell & Gosset | PH008936 | 2x9.5 8.875BF | OM00042054 | OM00032411 | Roof | NA | NA | NA | 3 | 208 | 8.6 | Electric | 3 | NA | NA | \Classifications\Building System Class\D30-HVAC Systems\D3040 - Distribution SYS\Hot Water Pump - PHW | EQ-1003265
28-A1 | 28-A1 Criminal Court Building | 28-A1-D3044-125-PHW02 | Hot Water Pump - PHW02 | Bell & Gosset | PH008770 | 802X91/2B 87/8BF | OM00042053 | OM00032412 | Roof | NA | NA | NA | 3 | 208 | DNA | Electric | 3 | NA | NA | \Classifications\Building System Class\D30-HVAC Systems\D3040 - Distribution SYS\Hot Water Pump - PHW | EQ-1003266
28-A1 | 28-A1 Criminal Court Building | 28-A1-D1010-100-ELE01 | Elevator,Hydraulic,Pass/Freight - ELE01 Conveyance #114059 | US ELEVATOR | J208/A08A196R023M | ASCENSION 2000 | OM00005113 | State ID# 114059 | Floor 1 -Lobby | NA | NA | NA | 40 | 230/460 | 106/53 | ELECTRIC | 3 | NA | NA | \Classifications\Building System Class\D10-Conveyance Systems\D1010 - Elevator\Elevator,Hydraulic,Pass/Freight - ELE | EQ-1004990
28-A1 | 28-A1 Criminal Court Building | 28-A1-D1010-100-ELE02 | Elevator,Hydraulic,Pass/Freight - ELE02 Conveyance #114058 | US ELEVATOR | J208/A08A196R023M | ASCENSION 2000 | OM00005114 | State ID# 114058 | Lobby | NA | NA | NA | 40 | 230/460 | 106/53 | ELECTRIC | 3 | NA | NA | \Classifications\Building System Class\D10-Conveyance Systems\D1010 - Elevator\Elevator,Hydraulic,Pass/Freight - ELE | EQ-1004991
28-A1 | 28-A1 Criminal Court Building | 28-A1-D1010-100-ELE03 | Elevator,Hydraulic,Pass/Freight - ELE03 Conveyance #114137 | US ELEVATOR | DNA | ASCENSION 2000 | OM00005116 | State ID# 114137 | Roof - Southeast Quadrant | NA | NA | NA | 40 | 480 | 30 | ELECTRIC | 3 | NA | NA | \Classifications\Building System Class\D10-Conveyance Systems\D1010 - Elevator\Elevator,Hydraulic,Pass/Freight - ELE | EQ-1004992
28-A1 | 28-A1 Criminal Court Building | 28-A1-D1010-100-ELE04 | Elevator,Hydraulic,Pass/Freight - ELE04 Conveyance #114136 | US ELEVATOR | DNA | ASCENSION 2000 | OM00005115 | State ID# 114136 | Roof - Southeast Quadrant | NA | NA | NA | 60 | 480 | 77 | ELECTRIC | 3 | NA | NA | \Classifications\Building System Class\D10-Conveyance Systems\D1010 - Elevator\Elevator,Hydraulic,Pass/Freight - ELE | EQ-1004993
28-A1 | 28-A1 Criminal Court Building | 28-A1-D4031-100-FEX24 | Fire Extinguisher - FEX24 | Amerex | VP-868725 | B402 | OM00042051 | OM00001485 | DNA | NA | NA | NA | DNA | NA | NA | NA | NA | NA | NA | \Classifications\Building System Class\D40-Fire Protection SYS\D4030 - FIRE SPEC\Fire Extinguisher - FEX | EQ-1004994
28-A1 | 28-A1 Criminal Court Building | 28-A1-B2010-100-BLD01 | Building Structure | NA | NA | NA | OM00042047 | OM00032400 | NA | NA | NA | NA | NA | NA | NA | NA | NA | NA | NA | \Classifications\Building System Class\B20-General Building Exterior\B2010 - Exterior Walls\Building - BLD | EQ-1007296
28-A1 | 28-A1 Criminal Court Building | 28-A1-B3010-100-RUF01 | Roof - RUF01 | DNA | DNA | DNA | OM00042048 | OM00005120 | NA | NA | NA | NA | NA | NA | NA | NA | NA | NA | NA | \Classifications\Building System Class\B30-Roofing\B3010 - Roof Types\Roof - RUF | EQ-1007473
28-A1 | 28-A1 Criminal Court Building | 28-A1-B2033-120-DOR01 | Door,Swinging Electric-DOR01 | Stanley | DNA | 382961 | OM00042045 | DNA | Public Entrance | NA | NA | NA | DNA | 110 | DNA | Electric | 1 | NA | NA | \Classifications\Building System Class\B20-General Building Exterior\B2030 - Exterior Doors\Door,Automatic-Sliding,Revolving - DOR | 1008649
28-A1 | 28-A1 Criminal Court Building | 28-A1-G2023-150-PEG01 | Door,Overhead,Roll-up,Electric - DOH01 | DNA | DNA | DNA | OM00001376 | DNA | Garbage/Loading Sallyport | NA | NA | NA | DNA | 110 | DNA | Electric | 1 | NA | NA | \Classifications\Building System Class\G20-Other Systems\G2020 - Parking Lots\Secured Parking Gate - PEG | 1008650
28-A1 | 28-A1 Criminal Court Building | 28-A1-C1020-110-FRD01 | Fire Doors Overhead - FRD01 | DNA | 1677 | DNA | OM00044370 | DNA | 2nd Floor Holding Cell Corridor | NA | NA | NA | DNA | 120 | 1A | Electric | 1 | NA | NA | \Classifications\Building System Class\C10-General Building Interior\C1020 - Fire Doors\Fire Doors - FRD | 1008651
28-A1 | 28-A1 Criminal Court Building | 28-A1-C1020-110-FRD02 | Fire Doors Overhead - FRO02 | Won-Door | 1679 | R-6799 | OM00032049 | DNA | Judge Elevator 2nd Floor | NA | NA | NA | DNA | DNA | DNA | Electric | DNA | NA | NA | \Classifications\Building System Class\C10-General Building Interior\C1020 - Fire Doors\Fire Doors - FRD | 1008652
28-A1 | 28-A1 Criminal Court Building | 28-A1-C1020-110-FRD03 | Fire Doors Overhead - FRO03 | DNA | DNA | DNA | OM00032053 | DNA | Secure Cooridor | NA | NA | NA | DNA | DNA | DNA | Electric | DNA | NA | NA | \Classifications\Building System Class\C10-General Building Interior\C1020 - Fire Doors\Fire Doors - FRD | 1008653
28-A1 | 28-A1 Criminal Court Building | 28-A1-C1020-110-FRD04 | Fire Doors Overhead - FRO04 | DNA | DNA | DNA | OM00032054 | DNA | Secure Cooridor | NA | NA | NA | DNA | DNA | DNA | Electric | DNA | NA | NA | \Classifications\Building System Class\C10-General Building Interior\C1020 - Fire Doors\Fire Doors - FRD | 1008654
28-A1 | 28-A1 Criminal Court Building | 28-A1-C1020-110-FRD05 | Fire Doors Overhead - FRO05 | DNA | DNA | DNA | OM00032051 | DNA | Inmate 2nd Floor Holding | NA | NA | NA | DNA | DNA | DNA | Electric | DNA | NA | NA | \Classifications\Building System Class\C10-General Building Interior\C1020 - Fire Doors\Fire Doors - FRD | 1008655
28-A1 | 28-A1 Criminal Court Building | 28-A1-C1020-110-FRD06 | Fire Doors Overhead - FRO06 | Won-Door | 608144 | R-6799 | OM00032046 | DNA | 2nd Floor | NA | NA | NA | DNA | DNA | DNA | Electric | DNA | NA | NA | \Classifications\Building System Class\C10-General Building Interior\C1020 - Fire Doors\Fire Doors - FRD | 1008656
28-A1 | 28-A1 Criminal Court Building | 28-A1-C1020-110-FRD07 | Fire Doors Overhead - FRO07 | Won-Door | 608146 | R-6799 | OM00032043 | DNA | 3rd Floor Public Corridor | NA | NA | NA | DNA | DNA | DNA | Electric | DNA | NA | NA | \Classifications\Building System Class\C10-General Building Interior\C1020 - Fire Doors\Fire Doors - FRD | 1008657
28-A1 | 28-A1 Criminal Court Building | 28-A1-C1020-110-FRD08 | Fire Doors Overhead - FRO08 | Won-Door | 608145 | R-6799 | OM00032045 | DNA | 2nd Floor | NA | NA | NA | DNA | DNA | DNA | Electric | DNA | NA | NA | \Classifications\Building System Class\C10-General Building Interior\C1020 - Fire Doors\Fire Doors - FRD | 1008658
28-A1 | 28-A1 Criminal Court Building | 28-A1-C1020-110-FRD09 | Fire Doors Overhead - FRO09 | Won-Door | 608147 | R-6799 | OM00032044 | DNA | 3rd Floor Public Corridor | NA | NA | NA | DNA | DNA | DNA | Electric | DNA | NA | NA | \Classifications\Building System Class\C10-General Building Interior\C1020 - Fire Doors\Fire Doors - FRD | 1008659
28-A1 | 28-A1 Criminal Court Building | 28-A1-C1020-110-FRD12 | Fire Doors, Won - FRD01 | DNA | 609017 | DNA | OM00032047 | DNA | Clerk of the Court | NA | NA | NA | DNA | DNA | DNA | Electric | DNA | NA | NA | \Classifications\Building System Class\C10-General Building Interior\C1020 - Fire Doors\Fire Doors - FRD | 1008660
28-A1 | 28-A1 Criminal Court Building | 28-A1-D1013-310-WCL01 | Wheelchair Lift - WCL01 | PORCH-LIFT | DNA | DNA | OM00001375 | State ID# 114140 | Judges Entry / Restricted Cooridor | NA | NA | NA | NA | DNA | DNA | Electric | DNA | NA | NA | \Classifications\Building System Class\D10-Conveyance Systems\D1010 - Elevator\Wheelchair Lift - WCL | 1008661
28-A1 | 28-A1 Criminal Court Building | 28-A1-D1013-310-WCL03 | Wheelchair Lift - WCL03 | DNA | DNA | DNA | OM00001382 | State ID# 114144 | Courtroom F | NA | NA | NA | NA | DNA | DNA | Electric | DNA | NA | NA | \Classifications\Building System Class\D10-Conveyance Systems\D1010 - Elevator\Wheelchair Lift - WCL | 1008662
28-A1 | 28-A1 Criminal Court Building | 28-A1-D1013-310-WCL04 | Wheelchair Lift - WCL04 | DNA | DNA | DNA | OM00001383 | State ID# 114145 | Courtroom G | NA | NA | NA | NA | DNA | DNA | Electric | DNA | NA | NA | \Classifications\Building System Class\D10-Conveyance Systems\D1010 - Elevator\Wheelchair Lift - WCL | 1008663
28-A1 | 28-A1 Criminal Court Building | 28-A1-D1013-310-WCL02 | Wheelchair Lift - WCL02 | DNA | DNA | DNA | OM00001384 | State ID# 114154 | Courtroom H | NA | NA | NA | NA | DNA | DNA | Electric | DNA | NA | NA | \Classifications\Building System Class\D10-Conveyance Systems\D1010 - Elevator\Wheelchair Lift - WCL | 1008664
28-A1 | 28-A1 Criminal Court Building | 28-A1-D1013-310-WCL05 | Wheelchair Lift - WCL05 | DNA | DNA | DNA | OM00001385 | State ID# 114155 | Courtroom D | NA | NA | NA | NA | DNA | DNA | Electric | DNA | NA | NA | \Classifications\Building System Class\D10-Conveyance Systems\D1010 - Elevator\Wheelchair Lift - WCL | 1008665
28-A1 | 28-A1 Criminal Court Building | 28-A1-D1013-310-WCL06 | Wheelchair Lift - WCL06 | DNA | DNA | DNA | OM00001386 | State ID# 114142 | Courtroom E | NA | NA | NA | NA | DNA | DNA | Electric | DNA | NA | NA | \Classifications\Building System Class\D10-Conveyance Systems\D1010 - Elevator\Wheelchair Lift - WCL | 1008666
28-A1 | 28-A1 Criminal Court Building | 28-A1-D1013-310-WCL07 | Wheelchair Lift - WCL07 | PORCH-LIFT | DNA | DNA | OM00005124 | MTRL LIFT RVW | Garbage/Loading Sallyport | NA | NA | NA | NA | DNA | DNA | Electric | DNA | NA | NA | \Classifications\Building System Class\D10-Conveyance Systems\D1010 - Elevator\Wheelchair Lift - WCL | 1008667
28-A1 | 28-A1 Criminal Court Building | 28-A1-D1091-100-DMW01 | Dumbwaiter,Electric - DMW01 | Matot Inc. | 101409 | Ambassador 110 | OM00032052 | State ID# 114138¦ Dumbwaiter | Copy Room | NA | NA | NA | DNA | DNA | DNA | Electric | DNA | NA | NA | \Classifications\Building System Class\D10-Conveyance Systems\D1090 - Other Conveyance Systems\Dumbwaiter - DMW | 1008668
28-A1 | 28-A1 Criminal Court Building | 28-A1-D2023-310-HWP01 | Domestic Hot Water Circulating Pump - HWP01 | Grundfos | DNA | DNA | OM00001370 | DNA | Janitors Closet | NA | NA | NA | NA | 110 | DNA | Electric | 1 | NA | NA | \Classifications\Building System Class\D20-Plumbing\D2020 - Domestic Water\Domestic Hot Water Circulating Pump - HWP | 1008669
28-A1 | 28-A1 Criminal Court Building | 28-A1-D2040-100-PSU01 | Sump Pump - PSU01 | Paco | DNA | PIP702A | OM00001486 | DNA | Elevator Pit | NA | NA | NA | 1/2 | 115 | DNA | Electric | 1 | NA | NA | \Classifications\Building System Class\D20-Plumbing\D2040 - Rain Drain\Sump Pump - PSU | 1008671
28-A1 | 28-A1 Criminal Court Building | 28-A1-D2040-100-PSU02 | Sump Pump - PSU02 | Paco | DNA | PIP702A | OM00001487 | DNA | Elevator Pit | NA | NA | NA | 1/2 | 115 | DNA | Electric | 1 | NA | NA | \Classifications\Building System Class\D20-Plumbing\D2040 - Rain Drain\Sump Pump - PSU | 1008672
28-A1 | 28-A1 Criminal Court Building | 28-A1-D3041-160-FDP80 | Fire Dampers - FDP80 | DNA | DNA | DNA | OM00001488 | DNA | Throughout | NA | NA | NA | DNA | DNA | DNA | Electric | 1 | NA | NA | \Classifications\Building System Class\D30-HVAC Systems\D3040 - Distribution SYS\Fire Dampers - FDP | 1008676
28-A1 | 28-A1 Criminal Court Building | 28-A1-D3068-100-BAS01 | Building Automation System - BAS01 | Alerton | DNA | Apex | OM00032068 | OM00001373 | Equipment Room | NA | NA | NA | NA | 110 | DNA | Electric | 1 | NA | NA | \Classifications\Building System Class\D30-HVAC Systems\D3060 - Control & Inst Air\Building Automation System - BAS | 1008677
28-A1 | 28-A1 Criminal Court Building | 28-A1-D2023-100-BFP01 | Backflow Preventer - BFP01 Serves boiler | Wilkins Zurn | DNA | 975XL | OM00001381 | DNA | Roof | NA | NA | NA | NA | NA | NA | NA | NA | NA | NA | \Classifications\Building System Class\D20-Plumbing\D2020 - Domestic Water\Backflow Preventer - BFP | 1008678
28-A1 | 28-A1 Criminal Court Building | 28-A1-D2023-100-BFP03 | Backflow Preventer - BFP03 | Ames | 21M0374 | 2000SS | OM00001389 | Acct#: 207 0406 HazardID#: 200713 | Fire Sprinkler Riser Room | NA | NA | NA | NA | NA | NA | NA | NA | NA | NA | \Classifications\Building System Class\D20-Plumbing\D2020 - Domestic Water\Backflow Preventer - BFP | 1008680
28-A1 | 28-A1 Criminal Court Building | 28-A1-D4010-150-FMS01 | System Extinguishing,Wet Pipe - FMS01 | DNA | DNA | DNA | OM00001374 | DNA | Stairwell #3 | NA | NA | NA | NA | NA | NA | NA | NA | NA | NA | \Classifications\Building System Class\D40-Fire Protection SYS\D4010 - Sprinkler SYS\Fire Systems, stand pipes - FMS | 1008681
28-A1 | 28-A1 Criminal Court Building | 28-A1-D5010-200-ESD01 | Main Electrical Panel - SBR01 | Siemens | 19-32382-C10 | SB | OM00001379 |  | Electrical Room | NA | NA | NA | NA | 480/277 | 1600 | Electric | 3 | NA | NA | \Classifications\Building System Class\D50-Electrical SYS\D5010 - Elec Service & Dist\Electical Service and Distribution - ESD | 1008683
28-A1 | 28-A1 Criminal Court Building | 28-A1-D5010-234-ATS01 | Automatic Transfer Switch - ATS01 | Cummings Onan | H970646459 | OT 600 | OM00001378 |  | Electrical Room | NA | NA | NA | NA | 480 | 600 | Electric | 3 | NA | NA | \Classifications\Building System Class\D50-Electrical SYS\D5010 - Elec Service & Dist\Automatic Transfer Switch - ATS | 1008684
28-A1 | 28-A1 Criminal Court Building | 28-A1-D5037-710-FAP01 | Fire Alarm Panel - FAP01 | Edwards Systems Technology | DNA | CM1N | OM00001377 | DNA | Electrical Room | NA | NA | NA | NA | 110 | DNA | Electric | 1 | NA | NA | \Classifications\Building System Class\D50-Electrical SYS\D5030 - Comm & Security\Fire Alarm Panel - FAP | 1008686
28-A1 | 28-A1 Criminal Court Building | 28-A1-D5038-810-ITA01 | Intrusion Alarm - ITA01 | Andover | 447423 | Infinity ACX780 | OM00044369 | DNA | Basement Security Room | NA | NA | NA | NA | 115/230 | 75VA | Electric | 1 | NA | NA | \Classifications\Building System Class\D50-Electrical SYS\D5030 - Comm & Security\Intrusion Alarm - ITA | 1008687
28-A1 | 28-A1 Criminal Court Building | 28-A1-D5092-250-EML179 | Emergency And Exit Lighting - EML179 | Kurt Versen | NA | P634-SC-EM | OM00042050 | OM00020234 | Throughout | NA | NA | NA | NA | 277 | DNA | Electric | DNA | NA | NA | \Classifications\Building System Class\D50-Electrical SYS\D5090 - Elec SYS\Emergency And Exit Lighting - EML | 1008688
28-A1 | 28-A1 Criminal Court Building | 28-A1-D2030-410-PMS01 | Pump Ejector Sewage - PMS01 | Paco | DNA | PIP526 | OM00001371 | DNA | Equipment Room - Court Control | NA | NA | NA | 1 | 230 | DNA | Electric | 3 | NA | NA | \Classifications\Building System Class\D20-Plumbing\D2030 - Sani Waste\Sewage Ejector Pump - PMS | 1008689
28-A1 | 28-A1 Criminal Court Building | 28-A1-D2030-410-PMS02 | Pump Ejector Sewage - PMS02 | Paco | DNA | PIP526 | OM00001372 | DNA | Equipment Room - Court Control | NA | NA | NA | 1 | 230 | DNA | Electric | 3 | NA | NA | \Classifications\Building System Class\D20-Plumbing\D2030 - Sani Waste\Sewage Ejector Pump - PMS | 1008690
28-A1 | 28-A1 Criminal Court Building | 28-A1-D5010-110-EMT01 | Electric Meter Readings - EMT01 | Landix+Gyr | KZL10037393670608 | TYPE RXRS4e | OM00001483 |  | Exterior - West side access panel | NA | NA | NA | NA | 480/277 | DNA | Electric | 3 | NA | NA | \Classifications\Building System Class\D50-Electrical SYS\D5010 - Elec Service & Dist\Electric Meter Readings - EMT | 1008691
28-A1 | 28-A1 Criminal Court Building | 28-A1-D3012-120-GMR01 | Gas Meter Readings - GMR01 | PG&E | 32499225 | Smart Meter | OM00032041 | DNA | Exterior | NA | NA | NA | NA | NA | NA | NA | NA | NA | NA | \Classifications\Building System Class\D30-HVAC Systems\D3010 - Energy Supply\Gas Meter Readings - GMR | 1008692
28-A1 | 28-A1 Criminal Court Building | 28-A1-D2020-130-WMR01 | Water Meter Readings - WMR01 | DNA | 6382535 | DNA | OM00042046 | OM00005119 | Exterior | NA | NA | NA | NA | NA | NA | NA | NA | NA | NA | \Classifications\Building System Class\D20-Plumbing\D2020 - Domestic Water\Water Meter Readings - WMR | 1008693
28-A1 | 28-A1 Criminal Court Building | 28-A1-D5092-250-ELT31 | Exterior Lighting - ELT31 | Kurt Versen | DNA | P634-SC | OM00042049 | OM00020233 | Exterior | NA | NA | NA | NA | 277 | DNA | Electric | DNA | NA | NA | \Classifications\Building System Class\D50-Electrical SYS\D5090 - Elec SYS\Exterior Lighting - ELT | 1008694
28-A1 | 28-A1 Criminal Court Building | 28-A1-G3063-100-DFS02 | Diesel Fuel Leak Detection System - DFS02 | Tesco | T-40666 | A-16H1206ALP | OM00032067 |  | Generator Room | NA | NA | NA | NA | 110 | DNA | Electric | 1 |  |  | \Classifications\Building System Class\G30-Site Mechanical Utilities\G3060 - Fuel Distribution\Diesel Fuel Leak Detection System - DFS | 1013547
28-A1 | 28-A1 Criminal Court Building | 28-A1-D2022-260-HWG02 | Domestic Water Heater, Gas - HWG02 | AO Smith | 1118M000186 | BTN 120 108 | OM00032064 |  | 3rd Floor 310 | NA | NA | NA | NA | 110 | 5 | Gas | 1 | 120000 | 96000 | \Classifications\Building System Class\D20-Plumbing\D2020 - Domestic Water\Domestic Water Heater, Gas - HWG | 1015249
28-A1 | 28-A1 Criminal Court Building | 28-A1-D2017-100-SHW01 | Eye Washes & Emergency Showers - SHW01 | Sperian | 489835 | Porta Stream | OM00032069 | DNA | Exterior Generator Enclosure | NA | NA | NA | NA | NA | NA | NA | NA | NA | NA | \Classifications\Building System Class\D20-Plumbing\D2010 - Plumb Fix\Showers - SHW | 1015396
28-A1 | 28-A1 Criminal Court Building | 28-A1-C1020-110-FRD10 | Fire Doors Overhead - FRO10 | DNA | DNA | DNA | OM00032050 | 114126 | Inmate 3rd Floor | NA | NA | NA | DNA | DNA | DNA | Electric | DNA | NA | NA | \Classifications\Building System Class\C10-General Building Interior\C1020 - Fire Doors\Fire Doors - FRD | 1015677
28-A1 | 28-A1 Criminal Court Building | 28-A1-C1020-110-FRD11 | Fire Doors Overhead - FRO11 | DNA | DNA | DNA | OM00032042 | 6873 | Dumbwaiter | NA | NA | NA | DNA | DNA | DNA | Electric | DNA | NA | NA | \Classifications\Building System Class\C10-General Building Interior\C1020 - Fire Doors\Fire Doors - FRD | 1015796
28-A1 | 28-A1 Criminal Court Building | 28-A1-D3021-130-BLR02 | Boiler,Hot Water,Oil/Gas/Comb. - BLR02 | Raypak | 1005310338 | H9-1532BL | OM00032063 | NA | Boiler Pad | NA | NA | NA | 1/2 | 110 | NA | Natural gas | 1 | 1530000 | 1250000 | \Classifications\Building System Class\D30-HVAC Systems\D3020 - Heat SYS\Boiler,Hot Water,Oil/Gas/Comb. - BLR | 1015897
28-A1 | 28-A1 Criminal Court Building | 28-A1-D2023-100-BFP04 | Backflow Preventer - BFP02 Domestic Water Main | Febco | 9805111301 | 880V Type RP | OM00032449 | Acct#: 202 6537 | Fire Sprinkler Riser Room | NA | NA | NA | NA | NA | NA | NA | NA | NA | NA | \Classifications\Building System Class\D20-Plumbing\D2020 - Domestic Water\Backflow Preventer - BFP | 1016851
28-A1 | 28-A1 Criminal Court Building | 28-A1-D3050-250-ACU01 | Split-System A/C Unit ACU01 | Daikin | C003374 | RKN24KEVJU | OM00032452 |  | 1st Floor Secure hall | NA | NA | R-410A | NA | 208 | 12.6 | Electric | 1 | NA | NA | \Classifications\Building System Class\D30-HVAC Systems\D3050 - Package SYS\Air Conditioning,Split System - ACU | 1017295
28-A1 | 28-A1 Criminal Court Building | 28-A1-D3050-250-ACU02 | Split-System A/C Unit ACU02 | Daikin | E001711 | RKS36LVJU | OM00032450 |  | 2nd Floor Secure Hall | NA | NA | R-410A | NA | 208 | 19.5 | Electric | 1 | NA | NA | \Classifications\Building System Class\D30-HVAC Systems\D3050 - Package SYS\Air Conditioning,Split System - ACU | 1017296
28-A1 | 28-A1 Criminal Court Building | 28-A1-D3050-250-ACU03 | Split-System A/C Unit ACU03 | Daikin | C003410 | RKN24KEVJU | OM00032451 |  | 3rd Floor Secure hall | NA | NA | R-410A | NA | 208 | 12.6 | Electric | 1 | NA | NA | \Classifications\Building System Class\D30-HVAC Systems\D3050 - Package SYS\Air Conditioning,Split System - ACU | 1017297
28-A1 | 28-A1 Criminal Court Building | 28-A1-D5011-240-TRN01 | Electrical, Transformer - TRN01 | Siemens | L113824 | 3F3Y075 | OM00042056 |  | 1st Floor Electrical Room | NA | NA | Na | NA | 480 | 75kVA | Electric | 3 |  |  | \Classifications\Building System Class\D50-Electrical SYS\D5010 - Elec Service & Dist\Transformer - TRN | 1020484
28-A1 | 28-A1 Criminal Court Building | 28-A1-D5011-240-TRN02 | Electrical, Transformer - TRN02 | Siemens | L113823 | #F3Y225K13 | OM00042055 |  | 1st Floor Electrical Room | NA | NA | NA | NA | 480 | 225kVA | Electric | 3 | NA | NA | \Classifications\Building System Class\D50-Electrical SYS\D5010 - Elec Service & Dist\Transformer - TRN | 1020485
28-B1 | 28-B1 Historic Courthouse | 28-B1-D2022-260-HWG01 | Domestic Water Heater, Gas - HWG01 | State | 1043M001659 | SBS10076NE 300 | OM00032066 | NA | Compressor Room | NA | NA | NA | NA | NA | NA | Gas | NA | 75100 | DNA | \Classifications\Building System Class\D20-Plumbing\D2020 - Domestic Water\Domestic Water Heater, Gas - HWG | EQ-1003272
28-B1 | 28-B1 Historic Courthouse | 28-B1-D3044-125-PHW01 | Hot Water Pump - PHW01 | Marathon Electric | M99071 | 2QJ56C17D5537BP | OM00004709 | NA | Southwest Quadrant - Mechanical Room | NA | NA | NA | 3/4 | 115/208/230 | 12/5.8-6 | Electric | 1 | NA | NA | \Classifications\Building System Class\D30-HVAC Systems\D3040 - Distribution SYS\Hot Water Pump - PHW | EQ-1003273
28-B1 | 28-B1 Historic Courthouse | 28-B1-D3021-130-BLR01 | Boiler,Hot Water,Oil/Gas/Comb. - BLR01 | Teledyne Laars | A96CG0106 | NA | OM00004708 | DNA | Lower Level, Southwest Quadrant, Mechanical Room | NA | NA | NA | DNA | 208 | DNA | Natural gas | 1 | 250000 | 212,000 | \Classifications\Building System Class\D30-HVAC Systems\D3020 - Heat SYS\Boiler,Hot Water,Oil/Gas/Comb. - BLR | EQ-1003274
28-B1 | 28-B1 Historic Courthouse | 28-B1-D1010-100-ELE01 | Elevator,Hydraulic,Pass/Freight - ELE01 | DOVER | E52142 | AP-180-40 | OM00005117 | State ID# 065012 ¦ Passenger Elevator | South Quadrant | NA | NA | NA | 40 | 230/460 | 96/48 | ELECTRIC | 3 | NA | NA | \Classifications\Building System Class\D10-Conveyance Systems\D1010 - Elevator\Elevator,Hydraulic,Pass/Freight - ELE | EQ-1005007
28-B1 | 28-B1 Historic Courthouse | 28-B1-D4031-100-FEX15 | Fire Extinguisher - FEX15 | Potter Roemer | NA | UN1066 | OM00044353 | OM00001409 | Throughout | NA | NA | NA | NA | NA | NA | NA | NA | NA | NA | \Classifications\Building System Class\D40-Fire Protection SYS\D4030 - FIRE SPEC\Fire Extinguisher - FEX | EQ-1005009
28-B1 | 28-B1 Historic Courthouse | 28-B1-D3050-210-PKU01 | Package Unit- PKU01 | Seasons-4 INC | A7658-0802AC-3 CT HOUSE | 6CLI24-0292-XXXXX-13SE | OM00004702 | DNA | Roof, Central Quadrant | NA | 16x20x4-(12) | R-22 | 15 | 460 | 9.4 & 2.7 | Electric | 3 | NA | NA | \Classifications\Building System Class\D30-HVAC Systems\D3050 - Package SYS\Package Unit - PKU | EQ-1005010
28-B1 | 28-B1 Historic Courthouse | 28-B1-D3050-210-PKU02 | Package Unit- PKU02 | Seasons-4 INC | A7658-0802MZ-2 CT HOUSE | 6MLI27-0222-DN4.0-08SE | OM00004703 | DNA | South Quadrant, Roof | NA | 16x20x4-(16) | R-22 | 7.5 & 1.5 | 460 | 9.4 & 2.7 | Electric | 3 | NA | NA | \Classifications\Building System Class\D30-HVAC Systems\D3050 - Package SYS\Package Unit - PKU | EQ-1005011
28-B1 | 28-B1 Historic Courthouse | 28-B1-D3050-210-PKU03 | Package Unit - PKU03 | Seasons-4 INC | A7658-0802MZ-1 CT HOUSE | 6MLI27-0222-DN3-085E | OM00004704 | DNA | Roof, North Quadrant | (2) B-71 | 16x20x4-(16) | R-22 | 7.5 & 1.5 | 460 | 9.4 & 2.7 | Electric | 3 | NA | NA | \Classifications\Building System Class\D30-HVAC Systems\D3050 - Package SYS\Package Unit - PKU | EQ-1005012
28-B1 | 28-B1 Historic Courthouse | 28-B1-D3041-110-AHU02 | AIR HANDLER #2 | Carrier |  |  | OM00004711 |  | Northwest Quadrant - Mechanical Room | B-40 |  | DNA | [7 empty] | \Classifications\Building System Class\D30-HVAC Systems\D3040 - Distribution SYS\Air Handling Unit - AHU | EQ-1005953
28-B1 | 28-B1 Historic Courthouse | 28-B1-D3041-110-AHU01 | AIR HANDLER #1 | Carrier | 2296F09847 | 40RM-024-B600FD | OM00004710 |  | Southwest Quadrant Mechanical Room | B-40 |  | DNA |  | 460 | [5 empty] | \Classifications\Building System Class\D30-HVAC Systems\D3040 - Distribution SYS\Air Handling Unit - AHU | EQ-1005954
28-B1 | 28-B1 Historic Courthouse | 28-B1-B2010-100-BLD01 | Building Structure | NA | NA | NA | OM00032317 | OM00032317 | NA | NA | NA | NA | NA | NA | NA | NA | NA | NA | NA | \Classifications\Building System Class\B20-General Building Exterior\B2010 - Exterior Walls\Building - BLD | EQ-1007297
28-B1 | 28-B1 Historic Courthouse | 28-B1-B3010-100-RUF01 | Roofing Systems | Duralast Roofing | NA | NA | OM00032318 |  | Roof | NA | NA | NA | NA | NA | NA | NA | NA | NA | NA | \Classifications\Building System Class\B30-Roofing\B3010 - Roof Types\Roof - RUF | EQ-1007474
28-B1 | 28-B1 Historic Courthouse | 28-B1-D4010-150-FMS01 | System Extinguishing,Wet Pipe - FMS01 | DNA | DNA | DNA | OM00001413 | DNA | North Quadrant | NA |  | NA |  | NA |  | NA | NA | NA | NA | \Classifications\Building System Class\D40-Fire Protection SYS\D4010 - Sprinkler SYS\Fire Systems, stand pipes - FMS | 1008508
28-B1 | 28-B1 Historic Courthouse | 28-B1-D4010-150-FMS02 | System Extinguishing,Wet Pipe - FMS02 | DNA | DNA | DNA | OM00001391 | DNA | Northwest Quadrant | NA |  | NA |  | NA |  | NA | NA | NA | NA | \Classifications\Building System Class\D40-Fire Protection SYS\D4010 - Sprinkler SYS\Fire Systems, stand pipes - FMS | 1008509
28-B1 | 28-B1 Historic Courthouse | 28-B1-D2023-100-BFP03 | Backflow Preventer - BFP03 BOILER WATER SUPPLY | WATTS | 06011 | 009M2OT 1-1/2 inch RP | OM00001411 | Acct#: 207 0406 | Lower Level, Southwest Quadrant, Mechanical Room | NA | NA | NA | NA | NA | NA | NA | NA | NA | NA | \Classifications\Building System Class\D20-Plumbing\D2020 - Domestic Water\Backflow Preventer - BFP | 1009027
28-B1 | 28-B1 Historic Courthouse | 28-B1-D2023-310-HWP01 | Domestic Hot Water Circulating Pump - HWP01 | Bell & Gossett | DNA | P18748 | OM00032065 | DNA | Compressor Room | NA | NA | NA | 0.5 | 115 | 1.75 | Electric | 1 | NA | NA | \Classifications\Building System Class\D20-Plumbing\D2020 - Domestic Water\Domestic Hot Water Circulating Pump - HWP | 1010212
28-B1 | 28-B1 Historic Courthouse | 28-B1-D3041-160-FDP08 | Fire Dampers - FDP08 | DNA | DNA | DNA | OM00044356 | DNA | Throughout | NA | NA | NA | NA | 120 | DNA | Electric | 1 | NA | NA | \Classifications\Building System Class\D30-HVAC Systems\D3040 - Distribution SYS\Fire Dampers - FDP | 1010213
28-B1 | 28-B1 Historic Courthouse | 28-B1-D3050-250-ACU01 | Air Conditioning,Split System - ACU01 | Carrier | 1896F04181 | 38AKS024-610 | OM00004713 |  | Southwest corner | (1) B40 | 16x24x2 (4), 16x20x2 (4) | R-22 | 5 | 460 | 7.2 | Electric | 3 | NA | 38000 (3 Ton) | \Classifications\Building System Class\D30-HVAC Systems\D3050 - Package SYS\Air Conditioning,Split System - ACU | 1010214
28-B1 | 28-B1 Historic Courthouse | 28-B1-D3050-250-ACU02 | Air Conditioning,Split System - ACU02 | Carrier | 1896F04180 | 38AKS024-610 | OM00004712 |  | lower, Mechanical Room | (1) B40 | 16x24x2 (4), 16x20x2 (4) | R-22 | 5 | 460 | 7.2 | Electric | 3 | NA | 38000 (3 Ton) | \Classifications\Building System Class\D30-HVAC Systems\D3050 - Package SYS\Air Conditioning,Split System - ACU | 1010215
28-B1 | 28-B1 Historic Courthouse | 28-B1-D5010-200-ESD01 | Main Electrical Panel - SBR01 | Westinghouse | SF45802 IT.8 | DNA | OM00001407 |  | Electrical Room | NA | NA | NA | NA | 277/480 | 1000 | Electric | 3 | NA | NA | \Classifications\Building System Class\D50-Electrical SYS\D5010 - Elec Service & Dist\Electical Service and Distribution - ESD | 1010217
28-B1 | 28-B1 Historic Courthouse | 28-B1-D5092-250-EML53 | Emergency And Exit Lighting - EML53 | NA | NA | NA | OM00044354 |  | Throughout | NA | NA | NA | NA | 120 | DNA | Electric | DNA | NA | NA | \Classifications\Building System Class\D50-Electrical SYS\D5090 - Elec SYS\Emergency And Exit Lighting - EML | 1010219
28-B1 | 28-B1 Historic Courthouse | 28-B1-D3012-120-GMR01 | Gas Meter Readings - GMR01 | Schlumberger | 514598298 | 1000A | OM00042062 | OM00001405 | Exterior Northlawn | NA | NA | NA | NA | NA | NA | NA | NA | NA | NA | \Classifications\Building System Class\D30-HVAC Systems\D3010 - Energy Supply\Gas Meter Readings - GMR | 1010244
28-B1 | 28-B1 Historic Courthouse | 28-B1-D5038-810-ITA01 | Intrusion Alarm - ITA01 | Ademco | 5599345 | Vista - 50 PUL | OM00001408 | DNA | Electrical Room | NA | NA | NA | NA | DNA | DNA | Electric | 1 | NA | NA | \Classifications\Building System Class\D50-Electrical SYS\D5030 - Comm & Security\Intrusion Alarm - ITA | 1010246
28-B1 | 28-B1 Historic Courthouse | 28-B1-D2040-100-PSU01 | Sump Pump - PSU01 | Rigid | DNA | SP-500 | OM00001414 | DNA | Old Boiler Room | NA | NA | NA | 1/2 | 120 | 10 | Electric | 1 | NA | NA | \Classifications\Building System Class\D20-Plumbing\D2040 - Rain Drain\Sump Pump - PSU | 1010247
28-B1 | 28-B1 Historic Courthouse | 28-B1-D2040-100-PSU02 | Sump Pump - PSU02 | Rigid | DNA | SP-500 | OM00001415 | DNA | Old Boiler Room | NA | NA | NA | 1/2 | 120 | 10 | Electric | 1 | NA | NA | \Classifications\Building System Class\D20-Plumbing\D2040 - Rain Drain\Sump Pump - PSU | 1010248
28-B1 | 28-B1 Historic Courthouse | 28-B1-D2020-130-WMR01 | Water Meter Readings - WMR01 | DNA | DNA | DNA | OM00044355 | DNA | Exterior | NA | NA | NA | NA | NA | NA | NA | NA | NA | NA | \Classifications\Building System Class\D20-Plumbing\D2020 - Domestic Water\Water Meter Readings - WMR | 1010250
28-B1 | 28-B1 Historic Courthouse | 28-B1-D3090-114-CMP02 | Control Air Compressor - CMP02 | Chicago Pneumatic | HOP342560 | RCP583V4 | OM00032071 | State ID#: A001240-12 NB#/SER#185620 | Floor 3, Central Quadrant , Compressor room | DNA | DNA | DNA | 3 | 208/230/460 | 9.0-8.6/4.3 | Electric | 3 | NA | NA | \Classifications\Building System Class\D30-HVAC Systems\D3090 - Other HVAC Systems and Equipment\Air Compressor - CMP | 1015357
28-B1 | 28-B1 Historic Courthouse | 28-B1-D3090-114-CMP03 | Control Air Compressor - CMP03 | Chicago Pneumatic | HOP342561 | RCP583V4 | OM00032072 | State ID#: A001241-12 NB/SER#192094 | Floor 3, Central Quadrant , Compressor room | NA | NA | NA | 3 | 208/230/460 | 9.0-8.6/4.3 | Electric | 3 | NA | NA | \Classifications\Building System Class\D30-HVAC Systems\D3090 - Other HVAC Systems and Equipment\Air Compressor - CMP | 1015358
28-B1 | 28-B1 Historic Courthouse | 28-B1-D5037-710-FAP02 | Fire Alarm Panel - FAP02 | Simplex | 4100-9314 | Master Controller 4100-9314 | OM00032074 | OM00001392 | Floor 1 North Hallway | NA | NA | NA | NA | 120AC | NA | Electric | 1 | NA | NA | \Classifications\Building System Class\D50-Electrical SYS\D5030 - Comm & Security\Fire Alarm Panel - FAP | 1019818
28-B1 | 28-B1 Historic Courthouse | 28-B1-D5011-240-TRN01 | Electrical, Transformer - TRN01 | GE | 1475A6115AEG001 | 9T83B3875 | OM00042065 |  | 1st Floor Electrical Room | NA | NA | NA | NA | 480 | 112.5Kva | Electric | 3 |  |  | \Classifications\Building System Class\D50-Electrical SYS\D5010 - Elec Service & Dist\Transformer - TRN | 1020481
28-B1 | 28-B1 Historic Courthouse | 28-B1-D3020-100-HET01 | Heater Water Expansion Tank - HET01 | DNA | DNA | DNA | OM00044371 |  | 1st Floor Electrical Room Lower Level Machanical Room | NA | NA | NA | NA | NA | NA | NA | NA | NA | NA | \Classifications\Building System Class\D30-HVAC Systems\D3020 - Heat SYS\Heater Water Expansion Tank - HET | 1020482
28-B1 | 28-B1 Historic Courthouse | 28-B1-D5011-240-TRN02 | Electrical, Transformer - TRN02 | GE | 1475A382GAG085 | 9T23Q3473G03 | OM00044372 |  | Lower Level Electrical Room | NA | NA | NA | NA | 480 | 45kVA | Electric | 3 | NA | NA | \Classifications\Building System Class\D50-Electrical SYS\D5010 - Elec Service & Dist\Transformer - TRN | 1020483
28-C1 | 28-C1 Napa Juvenile Court | 28-C1-D3050-250-ACU01 | Air Conditioning,Split System - ACU01 | Mitsubishi Electric | 62U02208BB | PUY-A12NHA | OM00004696 |  | Roof | NA | DNA | R-410A | DNA | 208/230 | DNA | Electric | 1 | NA | 24,000 | \Classifications\Building System Class\D30-HVAC Systems\D3050 - Package SYS\Air Conditioning,Split System - ACU | EQ-1003281
28-C1 | 28-C1 Napa Juvenile Court | 28-C1-D3042-210-FAN01 | Exhaust Fan #1 | Greenheck | 95B11143 | G65DGFX0D | OM00004699 | NA | Roof | DNA | NA | NA | DNA | 110 | DNA | Electric | 1 | NA | NA | \Classifications\Building System Class\D30-HVAC Systems\D3040 - Distribution SYS\Fan,Axial - FAN | EQ-1003284
28-C1 | 28-C1 Napa Juvenile Court | 28-C1-D3042-210-FAN02 | Exhaust Fan #2 | Dayton | 05L06195 | 4YC646 | OM00004700 | NA | Roof | DNA | NA | NA | DNA | 110 | DNA | Electric | DNA | NA | NA | \Classifications\Building System Class\D30-HVAC Systems\D3040 - Distribution SYS\Fan,Axial - FAN | EQ-1003285
28-C1 | 28-C1 Napa Juvenile Court | 28-C1-D3042-210-FAN03 | Exhaust Fan #3 | Dayton | 05L18258 | 4YC646 | OM00004771 | NA | Roof | DNA | NA | NA | DNA | 110 | DNA | Electric | DNA | NA | NA | \Classifications\Building System Class\D30-HVAC Systems\D3040 - Distribution SYS\Fan,Axial - FAN | EQ-1003286
28-C1 | 28-C1 Napa Juvenile Court | 28-C1-D4031-100-FEX06 | Fire Extinguisher (6) | Amerex | NA | B402 ABC | OM00044349 |  | Throughout Building | NA | NA | NA | NA | NA | NA | NA | NA | NA | NA | \Classifications\Building System Class\D40-Fire Protection SYS\D4030 - FIRE SPEC\Fire Extinguisher - FEX | EQ-1005014
28-C1 | 28-C1 Napa Juvenile Court | 28-C1-B2010-100-BLD01 | Building Structure | NA | NA | NA | OM00032996 |  | NA | NA | NA | NA | NA | NA | NA | NA | NA | NA | NA | \Classifications\Building System Class\B20-General Building Exterior\B2010 - Exterior Walls\Building - BLD | EQ-1007298
28-C1 | 28-C1 Napa Juvenile Court | 28-C1-B3010-100-RUF01 | Roofing Systems | NA | NA | NA | OM00044350 |  | NA | NA | NA | NA | NA | NA | NA | NA | NA | NA | NA | \Classifications\Building System Class\B30-Roofing\B3010 - Roof Types\Roof - RUF | EQ-1007475
28-C1 | 28-C1 Napa Juvenile Court | 28-C1-D3050-210-PKU10 | Package Unit- PKU01 | Carrier | 310C42221 | 48ESNA6009030 | OM00020137 | NA | Roof | Direct Drive | 18x24x2 - (x2) | R-410A | NA | 208/230 | 26.4 | Electric/Natural Gas | 1 | 90,000 | 73,000 | \Classifications\Building System Class\D30-HVAC Systems\D3050 - Package SYS\Package Unit - PKU | 1010038
28-C1 | 28-C1 Napa Juvenile Court | 28-C1-D3050-210-PKU11 | Package Unit- PKU02 | Carrier | 2909C13080 | 48ESNA6009030 | OM00020138 | NA | Roof | Direct Drive | 18x24x2 - (x2) | R-410A | NA | 208/230 | 26.4 | Electric/Natural Gas | 1 | 90,000 | 73,000 | \Classifications\Building System Class\D30-HVAC Systems\D3050 - Package SYS\Package Unit - PKU | 1010039
28-C1 | 28-C1 Napa Juvenile Court | 28-C1-D3050-210-PKU12 | Package Unit- PKU03 | Carrier | 1010G10218 | 48TCLA04A1A3A0A0A0 | OM00020139 | NA | Roof | A-37 | 2-16x25x2 | R-410A | NA | 208/230 | 16.6 | Electric/Natural Gas | 1 | 60,000 | 50,000 | \Classifications\Building System Class\D30-HVAC Systems\D3050 - Package SYS\Package Unit - PKU | 1010040
28-C1 | 28-C1 Napa Juvenile Court | 28-C1-D3050-210-PKU13 | Package Unit- PKU04 | Carrier | 1010G10220 | 48TCLA04A1A3A0A0A0 | OM00020140 | NA | Roof | A-35 | 2-16x25x2 | R-410A | NA | 208/230 | 16.6 | Electric/Natural Gas | 1 | 60,000 | 50,000 | \Classifications\Building System Class\D30-HVAC Systems\D3050 - Package SYS\Package Unit - PKU | 1010041
28-C1 | 28-C1 Napa Juvenile Court | 28-C1-D3050-210-PKU14 | Package Unit- PKU05 | Carrier | 1210C58661 | 48ESNA240430 | OM00020141 | NA | Roof | DNA | 2-16x24x1 | R-410A | NA | 208/230 | 12.8 | Electric/Natural Gas | 1 | 40,000 | 30,000 | \Classifications\Building System Class\D30-HVAC Systems\D3050 - Package SYS\Package Unit - PKU | 1010042
28-C1 | 28-C1 Napa Juvenile Court | 28-C1-D3050-210-PKU15 | Package Unit- PKU06 | Carrier | 1710G30259 | 48TCL06A1A3A0A0A0 | OM00020142 | NA | Roof | A-35 | 2-16x25x2 | R-410A | NA | 208/230 | 26.2 | Electric/Natural Gas | 1 | 60,000 | 50,000 | \Classifications\Building System Class\D30-HVAC Systems\D3050 - Package SYS\Package Unit - PKU | 1010043
28-C1 | 28-C1 Napa Juvenile Court | 28-C1-D3050-210-PKU16 | Package Unit- PKU07 | Carrier | 1710G30258 | 48TCL06A1A3A0A0A0 | OM00020143 | NA | Roof | A-35 | 2-16x25x2 | R-410A | NA | 208/230 | 26.2 | Electric/Natural Gas | 1 | 60,000 | 50,000 | \Classifications\Building System Class\D30-HVAC Systems\D3050 - Package SYS\Package Unit - PKU | 1010044
28-C1 | 28-C1 Napa Juvenile Court | 28-C1-D5038-810-ITA01 | Intrusion Alarm - ITA01 | Ademco Control | DNA | Vista - 50 P | OM00005248 | DNA | IT Room | NA | NA | NA | NA | 110 | DNA | Electric | 1 | NA | NA | \Classifications\Building System Class\D50-Electrical SYS\D5030 - Comm & Security\Intrusion Alarm - ITA | 1010046
28-C1 | 28-C1 Napa Juvenile Court | 28-C1-D5037-710-FAP01 | Fire Alarm Panel - FAP01 | Silent Knight | DNA | SK-5208 | OM00005251 | DNA | Main Electrical Room | NA | NA | NA | NA | 110 | DNA | Electric | 1 | NA | NA | \Classifications\Building System Class\D50-Electrical SYS\D5030 - Comm & Security\Fire Alarm Panel - FAP | 1010047
28-C1 | 28-C1 Napa Juvenile Court | 28-C1-D2023-100-BFP01 | Backflow Preventer - BFP01 Irrigation SE | FEBCO | B15108 | 1 inch SE | OM00005268 | Acct#: 101 | South East, Front of Building | NA | NA | NA | NA | NA | NA | NA | NA | NA | NA | \Classifications\Building System Class\D20-Plumbing\D2020 - Domestic Water\Backflow Preventer - BFP | 1010048
28-C1 | 28-C1 Napa Juvenile Court | 28-C1-D2023-100-BFP02 | Backflow Preventer - BFP02 Main Line Main Electrical Room | Wilkins | 3310003 | 975XL2 2 inch | OM00005252 | Acct#:101 1649 HazardID#: 203530 | Main Electrical Room | NA | NA | NA | NA | NA | NA | NA | NA | NA | NA | \Classifications\Building System Class\D20-Plumbing\D2020 - Domestic Water\Backflow Preventer - BFP | 1010049
28-C1 | 28-C1 Napa Juvenile Court | 28-C1-D2023-100-BFP03 | Backflow Preventer - BFP03 | Ames | 19710 | 2000BM3 | OM00005253 | Acct#: 101 | Main Electrical Room | NA | NA | NA | NA | NA | NA | NA | NA | NA | NA | \Classifications\Building System Class\D20-Plumbing\D2020 - Domestic Water\Backflow Preventer - BFP | 1010050
28-C1 | 28-C1 Napa Juvenile Court | 28-C1-D2023-100-BFP04 | Backflow Preventer - BFP04 | Ames | KG-0063 | DCDA | OM00005254 | Acct#: 101 | Main Electrical Room | NA | NA | NA | NA | NA | NA | NA | NA | NA | NA | \Classifications\Building System Class\D20-Plumbing\D2020 - Domestic Water\Backflow Preventer - BFP | 1010051
28-C1 | 28-C1 Napa Juvenile Court | 28-C1-D4010-150-FMS01 | System Extinguishing,Wet Pipe - FMS01 | Simplex Grinnel | DNA | DNA | OM00005255 | DNA | Main Electrical Room | NA | NA | NA | NA | NA | NA | NA | NA | NA | NA | \Classifications\Building System Class\D40-Fire Protection SYS\D4010 - Sprinkler SYS\Fire Systems, stand pipes - FMS | 1010052
28-C1 | 28-C1 Napa Juvenile Court | 28-C1-D5010-200-ESD01 | Main Electrical Panel - SBR01 | Square D | DNA | HCM49-44326-1 | OM00005256 |  | Main Electrical Room | NA | NA | NA | NA | 120/240 | 600 | Electric | 1 | NA | NA | \Classifications\Building System Class\D50-Electrical SYS\D5010 - Elec Service & Dist\Electical Service and Distribution - ESD | 1010054
28-C1 | 28-C1 Napa Juvenile Court | 28-C1-D5092-250-EML08 | Emergency And Exit Lighting - EML08 | NA | NA | NA | OM00033000 |  | Throughout Building | NA | NA | NA | NA | 110 | DNA | Electric | 1 | NA | NA | \Classifications\Building System Class\D50-Electrical SYS\D5090 - Elec SYS\Emergency And Exit Lighting - EML | 1010055
28-C1 | 28-C1 Napa Juvenile Court | 28-C1-D5010-110-EMT01 | Electric Meter Readings - EMT01 | PG&E | DNA | Smartmeter NIL-314 | OM00042067 | DNA | Exterior | NA | NA | NA | NA | 240 | DNA | Electric | 1 | NA | NA | \Classifications\Building System Class\D50-Electrical SYS\D5010 - Elec Service & Dist\Electric Meter Readings - EMT | 1010056
28-C1 | 28-C1 Napa Juvenile Court | 28-C1-D3012-120-GMR01 | Gas Meter Readings - GMR01 | Sprague | 35958010 | 1000 | OM00042068 | DNA | Exterior | NA | NA | NA | NA | NA | NA | Gas | NA | NA | NA | \Classifications\Building System Class\D30-HVAC Systems\D3010 - Energy Supply\Gas Meter Readings - GMR | 1010057
28-C1 | 28-C1 Napa Juvenile Court | 28-C1-D2020-130-WMR01 | Water Meter Readings - WMR01 | Badger Meter | 11481807 | NSF-61 | OM00044351 | DNA | Exterior | NA | NA | NA | NA | NA | NA | NA | NA | NA | NA | \Classifications\Building System Class\D20-Plumbing\D2020 - Domestic Water\Water Meter Readings - WMR | 1010058
28-C1 | 28-C1 Napa Juvenile Court | 28-C1-G2050-200-LSC01 | Landscaping - LSC01 | DNA | DNA | DNA | OM00032999 | DNA | Grounds | NA | NA | NA | NA | NA | NA | NA | NA | NA | NA | \Classifications\Building System Class\G20-Other Systems\G2050 - Landscaping\Landscaping - LSC | 1010059
28-C1 | 28-C1 Napa Juvenile Court | 28-C1-D5092-250-ELT01 | Exterior Lighting - ELT01 | DNA | DNA | DNA | OM00032998 | DNA | Exterior | NA | NA | NA | NA | 110 | DNA | Electric | 1 | NA | NA | \Classifications\Building System Class\D50-Electrical SYS\D5090 - Elec SYS\Exterior Lighting - ELT | 1010060
28-C1 | 28-C1 Napa Juvenile Court | 28-C1-G2049-300-HSC02 | Hardscape - HSC02 | DNA | DNA | DNA | OM00032997 | DNA | Grounds | NA | NA | NA | NA | NA | NA | NA | NA | NA | NA | \Classifications\Building System Class\G20-Other Systems\G2040 - Site Development\Hardscape - HSC | 1010061
28-C1 | 28-C1 Napa Juvenile Court | 28-C1-B2033-120-DOR01 | Door,Swinging Electric-DOR01 | Stanely | A331782 | DNA | OM00005249 | DNA | Maine Entrance | NA | NA | NA | DNA | 110 | DNA | Electric | 1 | NA | NA | \Classifications\Building System Class\B20-General Building Exterior\B2030 - Exterior Doors\Door,Automatic-Sliding,Revolving - DOR | 1010062
28-C1 | 28-C1 Napa Juvenile Court | 28-C1-B2033-120-DOR02 | Door,Swinging Electric-DOR02 | Stanely | A333163 | DNA | OM00005250 | DNA | Courtroom | NA | NA | NA | DNA | 110 | DNA | Electric | 1 | NA | NA | \Classifications\Building System Class\B20-General Building Exterior\B2030 - Exterior Doors\Door,Automatic-Sliding,Revolving - DOR | 1010063
28-C1 | 28-C1 Napa Juvenile Court | 28-C1-D2022-260-HWG01 | Domestic Water Heater, Gas - HWG01 | State | F04400962 | GS650YOCTG | OM00005281 | DNA | Main Electrical Room | NA | NA | NA | NA | NA | DNA | Gas | NA | 40,000 | DNA | \Classifications\Building System Class\D20-Plumbing\D2020 - Domestic Water\Domestic Water Heater, Gas - HWG | 1010064
28-C1 | 28-C1 Napa Juvenile Court | 28-C1-G2023-150-PEG01 | Door,Overhead,Roll-up,Electric - PEG01 | Atlas Door Company | 68010X1-A | Power Master H-51 | OM00005282 | DNA | Sally Port | NA | NA | NA | DNA | 240 | DNA | Electric | 1 | NA | NA | \Classifications\Building System Class\G20-Other Systems\G2020 - Parking Lots\Secured Parking Gate - PEG | 1010065
28-C1 | 28-C1 Napa Juvenile Court | 28-C1-D2023-310-HWP01 | Pump, Domestic Hot Water Circulating - HWP01 | Grndfos | 59896775 | DNA | OM00042066 |  | Outside Utility Room | NA | NA | NA | NA | 115 | 95 | Electric | 1 |  |  | \Classifications\Building System Class\D20-Plumbing\D2020 - Domestic Water\Domestic Hot Water Circulating Pump - HWP | 1019819
30-A1 | 30-A1 Central Justice Center | 30-A1-D3041-230-RFN07 | Return Air Fan 7 | Ameracan Fan | DNA | 90JM-25-6-9 | OM00015988 |  | Mech Room W. END OF N. HALLWAY | NA | NA | NA | 7.5 | 460 | 10.7 | electric | 3 | NA | NA | \Classifications\Building System Class\D30-HVAC Systems\D3040 - Distribution SYS\Supply/Exhaust/Return fans- FAN | 1009331
30-A1 | 30-A1 Central Justice Center | 30-A1-D5011-240-TRN11 | Transformer 112 kVA | Powell Elec. Co | 35537 T5AA | DNA | OM00015935 |  | Electrical Room | NA | NA | NA | NA | 480 | 400 | electric | 3 | NA | NA | \Classifications\Building System Class\D50-Electrical SYS\D5010 - Elec Service & Dist\Transformer - TRN | 1009334
30-A1 | 30-A1 Central Justice Center | 30-A1-D5011-240-TRN12 | Transformer 7th Floor 12 | Powell Elec. Co Westinghouse | 66l739 | DT3 | OM00015993 |  | Electrical Room | NA | NA | NA | NA | 240 | 600 | electric | 3 | NA | NA | \Classifications\Building System Class\D50-Electrical SYS\D5010 - Elec Service & Dist\Transformer - TRN | 1009335
30-A1 | 30-A1 Central Justice Center | 30-A1-D3041-230-RFN08 | Return Fan FOR AH23 | American Fan | DNA | 90JM-25-6-9 | OM00015991 |  | WEST END OF N HALLWAY | NA | NA | NA | DNA | 480 | DNA | electric | 3 | NA | NA | \Classifications\Building System Class\D30-HVAC Systems\D3040 - Distribution SYS\Supply/Exhaust/Return fans- FAN | 1009337
30-A1 | 30-A1 Central Justice Center | 30-A1-D3041-110-AHU17 | Air Handler AHU17, 7TH FLOOR | Temtrol | U102291-002-00 | WF-DH69 | OM00015945 |  | Mech Room | 4=BX112 | 15=24x24x4 15=24x24x1 5=12x24x4 5=12x24x1 | CHILLED WATER | 25 | 460 | 29.9 | electric | 3 | NA | NA | \Classifications\Building System Class\D30-HVAC Systems\D3040 - Distribution SYS\Air Handling Unit - AHU | 1009338
30-A1 | 30-A1 Central Justice Center | 30-A1-D3041-110-AHU18 | Air Handler AHU18, 8th Floor | Temtrol | U102291-001-00 | WF-DH69 | OM00015994 | DNA | Mech Room, NORTH SECURED HALLWAY | (4) BX108 | (15) 24x24x4, (15) 24x24x2, (5) 12x24x4, (5) 12x24x2 | CHILLED WATER | 25 | 480 | 29.9 | electric | 3 | NA | NA | \Classifications\Building System Class\D30-HVAC Systems\D3040 - Distribution SYS\Air Handling Unit - AHU | 1009339
30-A1 | 30-A1 Central Justice Center | 30-A1-D3041-110-AHU20 | Air Handler AHU20, on 10th Floor MECH ROOM | Temtrol | 808-57 | WF_DH69 | OM00000374 |  | Mech Room | (3) BX112 | (15) 24x24x4, (15) 24x24x2, (5) 12x24x4, (5) 12x24x2 | CHILLED WATER | 25 | 460 | 34 | electric | 3 | NA | NA | \Classifications\Building System Class\D30-HVAC Systems\D3040 - Distribution SYS\Air Handling Unit - AHU | 1009341
30-A1 | 30-A1 Central Justice Center | 30-A1-D1010-100-ELE07 | Elevator #7 (Hydro) | Otis With Motion Control Eng. | 3036643 | HMC1000-PHC | OM00015890 | State ID# 046987 | Basement | NA | NA | NA | 30 | 480 | 40 | electric | 3 | NA | NA | \Classifications\Building System Class\D10-Conveyance Systems\D1010 - Elevator\Elevator,Hydraulic,Pass/Freight - ELE | 1009342
30-A1 | 30-A1 Central Justice Center | 30-A1-D1010-100-ELE08 | Elevator #8 (Hydro) | Otis With Motion Control Eng. | 3036646 | HMC-1000-PHC | OM00015788 | State ID# 046988 | Elevator Mech. Room 8 Northtside Basement Parking | NA | NA | NA | 40 | 480 | 51 | electric | 3 | NA | NA | \Classifications\Building System Class\D10-Conveyance Systems\D1010 - Elevator\Elevator,Hydraulic,Pass/Freight - ELE | 1009343
30-A1 | 30-A1 Central Justice Center | 30-A1-D1010-100-ELE09 | Elevator #9 ( Hydro) | Otis With Motion Control Eng. | 3070980 | HMC-1000-PHC | OM00015831 | State ID# 046989 | Elevator Mech. Room 9 Westside Basement Parking | NA | NA | NA | 15 | 480 | 21 | electric | 3 | NA | NA | \Classifications\Building System Class\D10-Conveyance Systems\D1010 - Elevator\Elevator,Hydraulic,Pass/Freight - ELE | 1009344
30-A1 | 30-A1 Central Justice Center | 30-A1-D1010-100-ELE11 | Elevator #11 (Hydro) | Otis With Motion Control Eng. | DNA | DNA | OM00015846 | State ID# 047067 | Elevator Mech. Room 10 | NA | NA | NA | DNA | 480 | DNA | electric | 3 | NA | NA | \Classifications\Building System Class\D10-Conveyance Systems\D1010 - Elevator\Elevator,Hydraulic,Pass/Freight - ELE | 1009345
30-A1 | 30-A1 Central Justice Center | 30-A1-D1010-100-ELE10 | Elevator #10 (Hydro) | Otis With Motion Control Eng. | DNA | DNA | OM00015845 | State ID# 046990 | Elavator Mech. Room | NA | NA | NA | 30 | 480 | 37 | electric | 3 | NA | NA | \Classifications\Building System Class\D10-Conveyance Systems\D1010 - Elevator\Elevator,Hydraulic,Pass/Freight - ELE | 1009346
30-A1 | 30-A1 Central Justice Center | 30-A1-D1010-100-ELE12 | Elevator #12 (Hydro) | Otis With Motion Control Eng. | 3071161 | HMC-1000-PHC | OM00015864 | State ID# 047068 | Elevator Mech. Room South Parking Area | NA | NA | NA | 30 | 480 | 37 | electric | 3 | NA | NA | \Classifications\Building System Class\D10-Conveyance Systems\D1010 - Elevator\Elevator,Hydraulic,Pass/Freight - ELE | 1009347
30-A1 | 30-A1 Central Justice Center | 30-A1-D1010-100-ELE13 | Elevator #13( Hydro) | Otis With Motion Control Eng. | 3071168 | HMC-1000-PHC | OM00015851 | State ID# 046180 | Elevator Mech. Room North Wall Parking | NA | NA | NA | 30 | 480 | 37 | electric | 3 | NA | NA | \Classifications\Building System Class\D10-Conveyance Systems\D1010 - Elevator\Elevator,Hydraulic,Pass/Freight - ELE | 1009348
30-A1 | 30-A1 Central Justice Center | 30-A1-D1010-100-ELE14 | Elevator #14 (Hydro) | Otis With Motion Control Eng. | 3080567 | HMC1000-PHC | OM00015853 | State ID# 047069 | Elevator Mech. Room South East Parking | NA | NA | NA | 50 | 480 | 60.5 | electric | 3 | NA | NA | \Classifications\Building System Class\D10-Conveyance Systems\D1010 - Elevator\Elevator,Hydraulic,Pass/Freight - ELE | 1009349
30-A1 | 30-A1 Central Justice Center | 30-A1-D1010-100-ELE15 | Elevator #15( Hydro) | Otis With Motion Control Eng. | 3080564 | HMC-1000-PHC | OM00015865 | State ID# 047070 | Elevator Mech. Room South Parking | NA | NA | NA | 50 | 480 | 60.5 | electric | 3 | NA | NA | \Classifications\Building System Class\D10-Conveyance Systems\D1010 - Elevator\Elevator,Hydraulic,Pass/Freight - ELE | 1009350
30-A1 | 30-A1 Central Justice Center | 30-A1-D3050-250-ACU18 | Air conditioning split system | Fujitsu | ebn002808 | aou36clx | OM00015847 |  | ADJ TO ELE07 & IN ELE RM. | NA | NA | R-410A | DNA | 208/230 | 17.7 | electric | 1 | NA | NA | \Classifications\Building System Class\D30-HVAC Systems\D3050 - Package SYS\Air Conditioning,Split System - ACU | 1009351
30-A1 | 30-A1 Central Justice Center | 30-A1-D3050-250-ACU14 | ACU Split System 16 | Rheem | 4959F169706793 | RAKA036CAS | OM00015789 |  | adjacent to Elevator RM 08, UNDER MAIN TOWER | NA | NA | R-22 | 1/5 | 240 | 16 | electric | 3 | NA | NA | \Classifications\Building System Class\D30-HVAC Systems\D3050 - Package SYS\Air Conditioning,Split System - ACU | 1009352
30-A1 | 30-A1 Central Justice Center | 30-A1-D5010-234-ATS01 | Generator Transfer Switch | Onan | L000187383 | OTPCE-4492805 | OM00015809 |  | Transformer Room | NA | NA | NA | NA | 480 | 1200 | electric | 3 | NA | NA | \Classifications\Building System Class\D50-Electrical SYS\D5010 - Elec Service & Dist\Automatic Transfer Switch - ATS | 1009353
30-A1 | 30-A1 Central Justice Center | 30-A1-D3041-110-AHU24 | Air Handler AHU24 | Temtrol | 80856 | WF-DH69 | OM00000372 | DNA | 11th floor mechanical room | (3) BX108 | PRE(15)24X24X2 PRE (5)12X24X2 (15) 24X24X4 (5)12X24X4 | CHILLED WATER | 25 | 480 | 34 | electric | 3 | NA | NA | \Classifications\Building System Class\D30-HVAC Systems\D3040 - Distribution SYS\Air Handling Unit - AHU | 1009358
30-A1 | 30-A1 Central Justice Center | 30-A1-D3041-230-RFN09 | Return Fan RFN09 | Recold | 9904 | AF | OM00015754 | PFR-CJC01-RTF02 | Mechanical Room W WING N END | 3=c195 | NA | NA | 40 | 460 | 46 | electric | 3 | NA | NA | \Classifications\Building System Class\D30-HVAC Systems\D3040 - Distribution SYS\Supply/Exhaust/Return fans- FAN | 1009361
30-A1 | 30-A1 Central Justice Center | 30-A1-D2023-310-HWP09 | Pump Heat circulation for AHU #6 | Bell & Gossett | DNA | 10214 | OM00015818 | PFR-CJC01-PMP02 | 1st FLOOR NEAR THE FIRE CONTROL ROOM | NA | NA | NA | 1/6 | 115 | DNA | electric | 1 | NA | NA | \Classifications\Building System Class\D20-Plumbing\D2020 - Domestic Water\Domestic Hot Water Circulating Pump - HWP | 1009364
30-A1 | 30-A1 Central Justice Center | 30-A1-D2023-310-HWP10 | HOT WATER RECIRCULATING PUMP | Bell & Gossett | DNA | 102214 | OM00015817 | PFR-CJCBS-PMP01 | NEXT TO FIRE CONTROL ROOM | NA | NA | NA | 1/6 | 115 | DNA | electric | 1 | NA | NA | \Classifications\Building System Class\D20-Plumbing\D2020 - Domestic Water\Domestic Hot Water Circulating Pump - HWP | 1009365
30-A1 | 30-A1 Central Justice Center | 30-A1-D5037-710-FAP02 | Fire alarm control panel | Edwards Systems Technology | dna | EST3 | OM00015745 |  | North east wing across from public restrooms - Central Control | NA | NA | NA | NA | 110 | DNA | electric | 1 | NA | NA | \Classifications\Building System Class\D50-Electrical SYS\D5030 - Comm & Security\Fire Alarm Panel - FAP | 1009366
30-A1 | 30-A1 Central Justice Center | 30-A1-D3050-250-ACU01 | ROOF TOWER A/C UNIT 1 | LENNOX | 5691DO1156 | CHA16-1353-4G (NOT 46) | OM00000447 |  | MAIN TOWER ROOF NORTH END | NA | (1) 16X30X1 | R-22 | 1/3 | 460 | 29 | electric | 3 | NA | NA | \Classifications\Building System Class\D30-HVAC Systems\D3050 - Package SYS\Air Conditioning,Split System - ACU | 1009372
30-A1 | 30-A1 Central Justice Center | 30-A1-D3050-250-ACU02 | ROOF TOWER A/C UNIT WALL MOUNTED 2 | BARD | 125B001432686-01 | WA36L-A00XX4XXX | OM00000450 |  | MAIN TOWER ROOF | NA | (1) 16X30X1 | R-22 | 1/2 | 460 | 16 | electric | 3 | NA | NA | \Classifications\Building System Class\D30-HVAC Systems\D3050 - Package SYS\Air Conditioning,Split System - ACU | 1009373
30-A1 | 30-A1 Central Justice Center | 30-A1-D3050-250-ACU03 | Roof Tower A/C UNIT Wall Mount 3 | Bard | 125800 1432 657--01 | WA36 L. A00XX 4 XXX | OM00000449 |  | roof | NA | 16X3X1 | R-22 | 1/2 | 16 | 16 | electric | 3 | NA | NA | \Classifications\Building System Class\D30-HVAC Systems\D3050 - Package SYS\Air Conditioning,Split System - ACU | 1009374
30-A1 | 30-A1 Central Justice Center | 30-A1-D3050-250-ACU04 | Roof Tower A/C UNIT Wall Mount 4 | Bard | 10055B0011599793-02 | WA602-C00XX 4 XXX | OM00000448 |  | MAIN TOWER ROOF | NA | (1) 16X3X1 | R-22 | 1/2 | 460 | 16 | electric | 3 | NA | NA | \Classifications\Building System Class\D30-HVAC Systems\D3050 - Package SYS\Air Conditioning,Split System - ACU | 1009375
30-A1 | 30-A1 Central Justice Center | 30-A1-D3041-230-RFN11 | Return Fan RFN11 | Recold | 10053 | H33d1DW-AT-CL | OM00015822 | DNA | Mech RM | 2=B-120 | NA | NA | 10 | 480 | 12 | electric | 3 | NA | NA | \Classifications\Building System Class\D30-HVAC Systems\D3040 - Distribution SYS\Supply/Exhaust/Return fans- FAN | 1009376
30-A1 | 30-A1 Central Justice Center | 30-A1-D3041-230-RFN12 | Return Fan RFN12 | Recold | C-10041 | H22D1DWAFCL 1 | OM00015983 | PFR-CJC02-RTF04 | Floor 2 MECH RM S SIDE CENTER | 2=B-85 | NA | NA | 5 | 460 | 6.8 | electric | 3 | NA | NA | \Classifications\Building System Class\D30-HVAC Systems\D3040 - Distribution SYS\Supply/Exhaust/Return fans- FAN | 1009377
30-A1 | 30-A1 Central Justice Center | 30-A1-D3041-230-RFN13 | Return Fan RFN13 | Recold | 10028 | H-24DIDW-AF-CL1 | OM00015974 | PFR-CJC02-RTF03 | Floor 2 | 2=B-90 | NA | NA | 5 | 480 | 6.9 | electric | 3 | NA | NA | \Classifications\Building System Class\D30-HVAC Systems\D3040 - Distribution SYS\Supply/Exhaust/Return fans- FAN | 1009378
30-A1 | 30-A1 Central Justice Center | 30-A1-D3041-230-RFN14 | Return Fan RFN14 | Recold | c-10022 | H36DIDW | OM00015981 | PFR-CJC02-RTF02 | 2ND FL W WING E HALLWAY | 2=B-136 | NA | NA | 15 | 460 | 19.4 | electric | 3 | NA | NA | \Classifications\Building System Class\D30-HVAC Systems\D3040 - Distribution SYS\Supply/Exhaust/Return fans- FAN | 1009379
30-A1 | 30-A1 Central Justice Center | 30-A1-D3041-230-RFN15 | Blower Fan RFN15 | Dayton | DNA | 3c073a | OM00015938 |  | Floor 2 | NA | NA | NA | 3 | 480 | 4.2 | electric | 3 | NA | NA | \Classifications\Building System Class\D30-HVAC Systems\D3040 - Distribution SYS\Supply/Exhaust/Return fans- FAN | 1009380
30-A1 | 30-A1 Central Justice Center | 30-A1-D2023-310-HWP12 | HWP Pump 12 | Bell & Gossett | 172646 | DNA | OM00015937 | PFR-CJC02-PMP04 | MECH ROOM 2ND FLOOR S SIDE OF A CENTRAL TOWER | NA | NA | NA | DNA | 230 | DNA | electric | 3 | NA | NA | \Classifications\Building System Class\D20-Plumbing\D2020 - Domestic Water\Domestic Hot Water Circulating Pump - HWP | 1009381
30-A1 | 30-A1 Central Justice Center | 30-A1-D3031-100-PCH05 | Chilled Water Pump #5 | Unimount USMotors | DNA | B075B | OM00015978 | PFR-CJC02-PMP03 | Mech RM | NA | NA | NA | 5 | 460 | 6.85 | electric | 3 | NA | NA | \Classifications\Building System Class\D30-HVAC Systems\D3030 - Cooling SYS\Chilled Water Pump - PCH | 1009382
30-A1 | 30-A1 Central Justice Center | 30-A1-D3090-114-CMP04 | Air Compressor #4 | Ingersoll - Rand | 30t 817845 | 7100 | OM00015975 | State ID #A032114-93 ¦ PFR-CJC02-AIR01 | Mech RM | NA | NA | NA | 10 | 460 | 14 | electric | 3 | NA | NA | \Classifications\Building System Class\D30-HVAC Systems\D3090 - Other HVAC Systems and Equipment\Air Compressor - CMP | 1009384
30-A1 | 30-A1 Central Justice Center | 30-A1-D5011-240-TRN13 | Transformer 13 | Westinghouse | 67f12995 | BAR8318 | OM00015939 | PFR-CJC02-TRN01 | Floor 2 | NA | NA | NA | NA | 480 | DNA | electric | DNA | NA | NA | \Classifications\Building System Class\D50-Electrical SYS\D5010 - Elec Service & Dist\Transformer - TRN | 1009386
30-A1 | 30-A1 Central Justice Center | 30-A1-D2030-150-MWL01 | Main/Branch Waste System - MWL | NA | NA | NA | OM00000381 | NA | Room #1 | NA | NA | NA | NA | NA | NA | NA | NA | NA | NA | \Classifications\Building System Class\D20-Plumbing\D2030 - Sani Waste\Main/Branch Waste System - MWL | 1009387
30-A1 | 30-A1 Central Justice Center | 30-A1-B3010-100-RUF01 | Roof - RUF | NA | NA | NA | OM00000382 |  | Roof | NA | NA | NA | NA | NA | NA | NA | NA | NA | NA | \Classifications\Building System Class\B30-Roofing\B3010 - Roof Types\Roof - RUF | 1009388
30-A1 | 30-A1 Central Justice Center | 30-A1-G2050-200-LSC01 | Landscaping - LSC | NA | NA | NA | OM00000378 |  | OUTSIDE | NA | NA | NA | NA | NA | NA | NA | NA | NA | NA | \Classifications\Building System Class\G20-Other Systems\G2050 - Landscaping\Landscaping - LSC | 1009389
30-A1 | 30-A1 Central Justice Center | 30-A1-D5092-250-ELT150 | Exterior Lighting - ELT (150 FIXTURES) | OTIS | DNA | DNA | OM00000377 |  | OUTSIDE | NA | NA | NA | NA | DNA | DNA | Electric | DNA | NA | NA | \Classifications\Building System Class\D50-Electrical SYS\D5090 - Elec SYS\Exterior Lighting - ELT | 1009390
30-A1 | 30-A1 Central Justice Center | 30-A1-G2049-300-HSC01 | Hardscape - HSC | NA | NA | NA | OM00000376 | DNA | OUTSIDE | NA | NA | NA | NA | NA | NA | NA | NA | NA | NA | \Classifications\Building System Class\G20-Other Systems\G2040 - Site Development\Hardscape - HSC | 1009391
30-A1 | 30-A1 Central Justice Center | 30-A1-D4031-100-FEX145 | ABC FIRE EXTINGUISHER (145) | NA | NA | NA | OM00000380 |  | All | NA | NA | NA | NA | NA | NA | NA | NA | NA | NA | \Classifications\Building System Class\D40-Fire Protection SYS\D4030 - FIRE SPEC\Fire Extinguisher - FEX | 1009392
30-A1 | 30-A1 Central Justice Center | 30-A1-D5092-250-EML389 | EMERGENCY LIGHT 389 | NA | NA | NA | OM00000379 |  | All | NA | NA | NA | NA | 110 | DNA | electric | 1 | NA | NA | \Classifications\Building System Class\D50-Electrical SYS\D5090 - Elec SYS\Emergency And Exit Lighting - EML | 1009393
30-A1 | 30-A1 Central Justice Center | 30-A1-D2040-100-PSU02 | Sump Pump "" SP2"" | Chicago | DNA | S076-00350 | OM00015855 | PFR CJCBS SMP04 | Caged area GARAGE | NA | NA | NA | 3 | 480 | 3 | electric | 3 | NA | NA | \Classifications\Building System Class\D20-Plumbing\D2040 - Rain Drain\Sump Pump - PSU | 1009501
30-A1 | 30-A1 Central Justice Center | 30-A1-D2040-100-PSU01 | Sump Pump "" SP1"" | Chicago | DNA | SO76-003501 | OM00015856 | PFR-CJCBS-SMP05 | Caged area, GARAGE | NA | NA | NA | 3 | 480 | 3 | electric | 3 | NA | NA | \Classifications\Building System Class\D20-Plumbing\D2040 - Rain Drain\Sump Pump - PSU | 1009502
30-A1 | 30-A1 Central Justice Center | 30-A1-B2034-400-DOH02 | Roll up door motor 2 | Power Master | 362640 | H | OM00015872 |  | Loading Dock | 5L-290 | NA | NA | 3/4 | 110 | 9.6 | electric | 1 | NA | NA | \Classifications\Building System Class\B20-General Building Exterior\B2030 - Exterior Doors\Door,Overhead-Shutter,Manual,Elec,Roll-up - DOH | 1009506
30-A1 | 30-A1 Central Justice Center | 30-A1-B2034-400-DOH03 | Roll up door motor 3 | LIFT Master | 2911NZ40 | EH7511L4 | OM00013715 |  | Loading Dock | 5L-290 | NA | NA | 3/4 | 115 | 13.6 | electric | 1 | NA | NA | \Classifications\Building System Class\B20-General Building Exterior\B2030 - Exterior Doors\Door,Overhead-Shutter,Manual,Elec,Roll-up - DOH | 1009507
30-A1 | 30-A1 Central Justice Center | 30-A1-B2034-400-DOH04 | Roll up door motor 4 | Lift Master | 2911N1239 | GH7511L4E79930 | OM00000409 |  | Loading Dock | na | NA | NA | 3/4 | 115 | 13.6 | electric | 1 | NA | NA | \Classifications\Building System Class\B20-General Building Exterior\B2030 - Exterior Doors\Door,Overhead-Shutter,Manual,Elec,Roll-up - DOH | 1009508
30-A1 | 30-A1 Central Justice Center | 30-A1-D2023-310-HWP01 | Circulating Pump #1 | Grundfos | DNA | UP43-75 BF | OM00015880 |  | Basement, Mechanical hallway room B-18 | NA | NA | NA | DNA | 115 | DNA | electric | 1 | NA | NA | \Classifications\Building System Class\D20-Plumbing\D2020 - Domestic Water\Domestic Hot Water Circulating Pump - HWP | 1009509
30-A1 | 30-A1 Central Justice Center | 30-A1-D2023-310-HWP06 | Circulating Pump #6 | Grundfos | DNA | UP 431.75 BF | OM00015881 | DNA | Basement, Mechanical Hallway Room B-18 | NA | NA | NA | DNA | 110 | DNA | electric | 1 | NA | NA | \Classifications\Building System Class\D20-Plumbing\D2020 - Domestic Water\Domestic Hot Water Circulating Pump - HWP | 1009510
30-A1 | 30-A1 Central Justice Center | 30-A1-D2023-310-HWP03 | Circulating Pump #3 | Grundfos | 9549 | DNA | OM00015882 | PFR-CJCBS-PMP03 | Basement, Mechanical Hallway Room B-18 | NA | NA | NA | DNA | 115 | DNA | electric | 1 | NA | NA | \Classifications\Building System Class\D20-Plumbing\D2020 - Domestic Water\Domestic Hot Water Circulating Pump - HWP | 1009511
30-A1 | 30-A1 Central Justice Center | 30-A1-D2023-310-HWP04 | Circulating Pump #4 | Grundfos | DNA | 52722336 | OM00015884 | PFR-CJCBS-PMP02 | Basement, Mechanical Hallway Room B-18 | NA | NA | NA | DNA | 115 | 1.7 | electric | 1 | NA | NA | \Classifications\Building System Class\D20-Plumbing\D2020 - Domestic Water\Domestic Hot Water Circulating Pump - HWP | 1009512
30-A1 | 30-A1 Central Justice Center | 30-A1-D5092-210-GEN01 | Stand by Generator | Onan Genset | A010194779 | DFHB-4492806 | OM00015876 |  | Loading Dock Driveway | NA | NA | NA | 1200 | 480 | 12 OZ | Diesel | 3 | NA | NA | \Classifications\Building System Class\D50-Electrical SYS\D5090 - Elec SYS\Emergency Generator - GEN | 1009513
30-A1 | 30-A1 Central Justice Center | 30-A1-D2023-310-HWP05 | Hot water pump 5 | Taco | DNA | 1130 1 EC | OM00015842 | PFR-CJCBS-PMP14 | NORTHWEST BASEMENT #B-05 | NA | NA | NA | 1/8 | 110 | 2.6 | electric | 1 | NA | NA | \Classifications\Building System Class\D20-Plumbing\D2020 - Domestic Water\Domestic Hot Water Circulating Pump - HWP | 1009514
30-A1 | 30-A1 Central Justice Center | 30-A1-D2023-310-HWP02 | Hot water pump #2 | PACO COMP. | D2ZD21015A | 2 1/2 HD-LR62 | OM00015886 | PFR-CJCBS-PMP12 | Basement, Mechanical Hallway Room B-18 | NA | NA | NA | 25 | 480 | 30 | electric | 3 | NA | NA | \Classifications\Building System Class\D20-Plumbing\D2020 - Domestic Water\Domestic Hot Water Circulating Pump - HWP | 1009515
30-A1 | 30-A1 Central Justice Center | 30-A1-D4010-150-FMS01 | Stand Pipe, deluge system | Pump Engineering Co. | DNA | DNA | OM00015885 | PFR-CJCBS-EFP01 | Mechanical Room | NA | NA | NA | 20 | 480 | 23 | electric | 3 | NA | NA | \Classifications\Building System Class\D40-Fire Protection SYS\D4010 - Sprinkler SYS\Fire Systems, stand pipes - FMS | 1009516
30-A1 | 30-A1 Central Justice Center | 30-A1-D3090-114-CMP01 | Air Compressor #1 | Gardiner, Denver | 510060 | ACD-1002 | OM00000451 | PFR-CJCPH-AIR01 | Roof A | NA | NA | NA | 3 | 460 | 4.35 | electric | 3 | NA | NA | \Classifications\Building System Class\D30-HVAC Systems\D3090 - Other HVAC Systems and Equipment\Air Compressor - CMP | 1009517
30-A1 | 30-A1 Central Justice Center | 30-A1-D3041-110-AHU01 | Air Handler 1 | Trane | K94K79515 | MCCA006GAH | OM00015883 | PFR-CJCBS-AHU01 | Mechanical Room | A 59 | 4=16X20X2 4=12X24X1 4=24X24X1 | CHILLED WATER | 5 | 480 | DNA | electric | 3 | NA | NA | \Classifications\Building System Class\D30-HVAC Systems\D3040 - Distribution SYS\Air Handling Unit - AHU | 1009518
30-A1 | 30-A1 Central Justice Center | 30-A1-D3041-110-AHU02 | Air Handler 2 | Temtrol | 69647 | WF DV14 | OM00015867 | PFR-CJCBS-AHU04 | Record dept. | 2 B66 | 4=24X24X4 | CHILLED WATER | 7.5 | 460 | 9.3 | electric | 3 | NA | NA | \Classifications\Building System Class\D30-HVAC Systems\D3040 - Distribution SYS\Air Handling Unit - AHU | 1009519
30-A1 | 30-A1 Central Justice Center | 30-A1-D3041-110-AHU03 | Air Handler for Phone equipment 3 | Trane | K87C07611 | CCD871A60G | OM00015833 | PFR-CJCBS-AHU06 | Mechanical Room | (1) A59 | (4) 16X20X2 | CHILLED WATER | 5 | 480 | 7.5 | electric | 3 | NA | NA | \Classifications\Building System Class\D30-HVAC Systems\D3040 - Distribution SYS\Air Handling Unit - AHU | 1009520
30-A1 | 30-A1 Central Justice Center | 30-A1-D3041-110-AHU05 | Air Handler #5 | Recold | 18815 | AH-75 | OM00015840 | PFR-CJCBS-AHU09 | Mechanical Room, NW CORNER | 2=AP38 | MEDIA ROLL | NA | 1/2 | 460 | 1.1 | electric | 3 | NA | NA | \Classifications\Building System Class\D30-HVAC Systems\D3040 - Distribution SYS\Air Handling Unit - AHU | 1009521
30-A1 | 30-A1 Central Justice Center | 30-A1-D3042-220-EFN02 | Exhaust Fan EFN02 | Recold | H9928 | DNA | OM00015832 | PFR-CJCBS-EXF01 | Mechanical Room NORTH WEST | 2=B 120 | NA | NA | 7.5 | 460 | 10 | electric | 3 | NA | NA | \Classifications\Building System Class\D30-HVAC Systems\D3040 - Distribution SYS\Supply/Exhaust/Return fans- FAN | 1009524
30-A1 | 30-A1 Central Justice Center | 30-A1-D3042-220-EFN03 | Exhaust Fan EFN03 | Penn | 72826541 | WCB81 | OM00015889 | PFR-CJCBS-EXF02 | Parking Area | DNA | NA | NA | DNA | 240 | DNA | electric | 3 | NA | NA | \Classifications\Building System Class\D30-HVAC Systems\D3040 - Distribution SYS\Supply/Exhaust/Return fans- FAN | 1009525
30-A1 | 30-A1 Central Justice Center | 30-A1-D3042-220-EFN01 | Exhaust Fan EFN01 | Recold | 10007 | H-30 DIDW AFCL1 | OM00015787 | PFR-CJCBS-EXF08 | Parking Area | 2=B 112 | NA | NA | 7.5 | 480 | 10.6 | electric | 3 | NA | NA | \Classifications\Building System Class\D30-HVAC Systems\D3040 - Distribution SYS\Supply/Exhaust/Return fans- FAN | 1009526
30-A1 | 30-A1 Central Justice Center | 30-A1-D3042-220-EFN04 | Exhaust Fan EFN04 | DNA | DNA | DNA | OM00015866 | PFR-CJCBS-EXF10 | Parking Area | DNA | NA | NA | DNA | 480 | DNA | electric | 3 | NA | NA | \Classifications\Building System Class\D30-HVAC Systems\D3040 - Distribution SYS\Supply/Exhaust/Return fans- FAN | 1009527
30-A1 | 30-A1 Central Justice Center | 30-A1-D3042-220-EFN05 | Exhaust Fan EFN05, Wall Mounted bracket | dayton | DNA | DNA | OM00015863 | PFR-Cjcbs-exf11 | Mechanical Room C-11 W WING BASEMENT | NA | NA | NA | >5 | 115 | DNA | electric | 1 | NA | NA | \Classifications\Building System Class\D30-HVAC Systems\D3040 - Distribution SYS\Supply/Exhaust/Return fans- FAN | 1009528
30-A1 | 30-A1 Central Justice Center | 30-A1-D3042-220-EFN06 | Exhaust Fan EFN06, Wall Mounted bracket | DNA | DNA | DNA | OM00015848 | pfr-cjcbs-exf13 | Mechanical Room | DNA | NA | NA | DNA | 480 | DNA | electric | 3 | NA | NA | \Classifications\Building System Class\D30-HVAC Systems\D3040 - Distribution SYS\Supply/Exhaust/Return fans- FAN | 1009529
30-A1 | 30-A1 Central Justice Center | 30-A1-D3042-220-EFN13 | Exhaust Fan EFN13 | Recold | 9923 | h9923 | OM00015844 | pfr-cjcbs-ex14 | Mechanical Room WEST WING BASEMENT | 1=b 100 | NA | NA | 7.5 | 460 | 10.5 | electric | 3 | NA | NA | \Classifications\Building System Class\D30-HVAC Systems\D3040 - Distribution SYS\Supply/Exhaust/Return fans- FAN | 1009530
30-A1 | 30-A1 Central Justice Center | 30-A1-D3042-220-EFN07 | Exhaust Fan EFN07 | Loren Cook Co | S219221-00 | 270801 | OM00015841 | pfr-cjcbs-exf09 | Mechanical Room | DNA | NA | NA | 7.5 | 460 | 11 | electric | 3 | NA | NA | \Classifications\Building System Class\D30-HVAC Systems\D3040 - Distribution SYS\Supply/Exhaust/Return fans- FAN | 1009531
30-A1 | 30-A1 Central Justice Center | 30-A1-D3042-220-EFN08 | Exhaust Fan EFN08 for b-18 | DNA | DNA | DNA | OM00015797 |  | Mechanical Room | 1=1/2""x57"" GATES 2570 | NA | NA | 3/4 | 208 | 5.3 | electric | 1 | NA | NA | \Classifications\Building System Class\D30-HVAC Systems\D3040 - Distribution SYS\Supply/Exhaust/Return fans- FAN | 1009532
30-A1 | 30-A1 Central Justice Center | 30-A1-D5010-200-ESD08 | Electrical Switch Gear 8 | Powell Elec. Co | 35536 | DNA | OM00015810 | PFR-CJCBS-SWG01 | MECH ROOM A-19 CENTRAL BASEMENT | NA | NA | NA | NA | 460 | 1200 | electric | 3 | NA | NA | \Classifications\Building System Class\D50-Electrical SYS\D5010 - Elec Service & Dist\Electical Service and Distribution - ESD | 1009540
30-A1 | 30-A1 Central Justice Center | 30-A1-D5011-240-TRN01 | Transformer 1 | Westinghouse | 67F1934 | BAR 8317 | OM00000452 | DNA | MAIN ROOF TOWER | NA | NA | NA | NA | 480 | DNA | electric | 3 | NA | NA | \Classifications\Building System Class\D50-Electrical SYS\D5010 - Elec Service & Dist\Transformer - TRN | 1009543
30-A1 | 30-A1 Central Justice Center | 30-A1-D5011-240-TRN03 | Transformer 3 | Square D Co. | 004369-A1 | DNA | OM00015808 |  | Mech Area BASEMENT | NA | NA | NA | NA | 4160 | 1000KVA | electric | 3 | NA | NA | \Classifications\Building System Class\D50-Electrical SYS\D5010 - Elec Service & Dist\Transformer - TRN | 1009545
30-A1 | 30-A1 Central Justice Center | 30-A1-D5011-240-TRN04 | Transformer 4 | Westinghouse | 67f22338 | BAR8326 | OM00015807 | PFR-CJCBS-TRN02 | TRANSFORMER ROOM | NA | NA | NA | NA | 460 | DNA | electric | 3 | NA | NA | \Classifications\Building System Class\D50-Electrical SYS\D5010 - Elec Service & Dist\Transformer - TRN | 1009546
30-A1 | 30-A1 Central Justice Center | 30-A1-D5011-240-TRN09 | Transformer 9 | Westinghouse | 66M7315 | V46D28T22B | OM00015829 | PFR-CJCBS-TRN01 | DNA | NA | NA | NA | NA | DNA | DNA | electric | 3 | NA | NA | \Classifications\Building System Class\D50-Electrical SYS\D5010 - Elec Service & Dist\Transformer - TRN | 1009551
30-A1 | 30-A1 Central Justice Center | 30-A1-D3090-220-CMD01 | Air Dryer 1 | Hankinson | GR510A1151001055 | HPR5-10 | OM00015802 | PFR-CJCBS-DRY02 | Room B18 | NA | NA | R-134a | DNA | 110 | DNA | electric | 1 | NA | NA | \Classifications\Building System Class\D30-HVAC Systems\D3090 - Other HVAC Systems and Equipment\Compressed Air Dryer - CMD | 1009554
30-A1 | 30-A1 Central Justice Center | 30-A1-D3090-220-CMD02 | Air Dryer 2 | Hankinson | H51OA1150601132 | HPR5-10-115 | OM00015803 | DNA | Room B18 | NA | NA | R-134a | DNA | 110 | 3.2 | electric | 1 | NA | NA | \Classifications\Building System Class\D30-HVAC Systems\D3090 - Other HVAC Systems and Equipment\Compressed Air Dryer - CMD | 1009555
30-A1 | 30-A1 Central Justice Center | 30-A1-D4022-210-FSG01 | Fire Pump | Master Control | 91472 | MCRT280-50-46HX | OM00015805 |  | Room B18 CENTRAL BASEMENT | NA | NA | NA | 60 | 480 | 56 | electric | 3 | NA | NA | \Classifications\Building System Class\D40-Fire Protection SYS\D4020 - Stand Pipe\Pump,Fire,Electric Motor Driven - FSG | 1009557
30-A1 | 30-A1 Central Justice Center | 30-A1-D4022-210-JPM01 | Jockey Pump Fire Pump System | GRUNDFOS | CR2-80 | PMC2-3-46-13XE4 | OM00015806 |  | Room B18 CENTRAL BASEMENT | NA | NA | NA | 2 | 460 | 2.7 | electric | 3 | NA | NA | \Classifications\Building System Class\D40-Fire Protection SYS\D4020 - Stand Pipe\Jockey Pump - JPM | 1009558
30-A1 | 30-A1 Central Justice Center | 30-A1-D3031-100-PCH19 | PCH19 |  | 1BF061 M70 | 170218A | OM00015799 | DNA | Room B18 CENTRAL BASEMENT | NA | NA | NA | 5 | 460 | 6.4 | electric | 3 | NA | NA | \Classifications\Building System Class\D30-HVAC Systems\D3030 - Cooling SYS\Chilled Water Pump - PCH | 1009559
30-A1 | 30-A1 Central Justice Center | 30-A1-D3031-100-PCH20 | PCH20 | Bell and Gosett | 1BF061 E70 | 170216A | OM00015798 | DNA | Room B18 - Central Basement | NA | NA | NA | 5 | 480 | 6.4 | electric | 3 | NA | NA | \Classifications\Building System Class\D30-HVAC Systems\D3030 - Cooling SYS\Chilled Water Pump - PCH | 1009560
30-A1 | 30-A1 Central Justice Center | 30-A1-D3031-100-PCH01 | Chilled Water Pump #1 | LEESON | DNA | N364T17DBGA | OM00015900 | PFR-CJCBS-PMP11 | Room B18 CENTRAL BASEMENT | NA | NA | NA | 60 | 480 | 69.5 | electric | 3 | NA | NA | \Classifications\Building System Class\D30-HVAC Systems\D3030 - Cooling SYS\Chilled Water Pump - PCH | 1009561
30-A1 | 30-A1 Central Justice Center | 30-A1-D3031-100-PCH02 | Chilled Water Pump middle #2 | Pump Engineering Co. | C09H639A-M | H639A | OM00015899 | NA | Room B18 CENTRAL BASEMENT | NA | NA | NA | 60 | 480 | 70 | electric | 3 | NA | NA | \Classifications\Building System Class\D30-HVAC Systems\D3030 - Cooling SYS\Chilled Water Pump - PCH | 1009562
30-A1 | 30-A1 Central Justice Center | 30-A1-D3031-100-PCH03 | Chilled Water Pump #3 | Pump Engineering Co. | DNA | DNA | OM00015898 | DNA | Room B18 CENTRAL BASEMENT | NA | NA | NA | 73 | 480 | 60 | electric | 3 | NA | NA | \Classifications\Building System Class\D30-HVAC Systems\D3030 - Cooling SYS\Chilled Water Pump - PCH | 1009563
30-A1 | 30-A1 Central Justice Center | 30-A1-D2023-310-WBS01 | Pump for domestic water #1 | Pump Engineering Co. | D2ZD2101514 | 2 1/2 HD-LR62 | OM00015887 | PFR-CJCBS-PMP13 | Basement, Mech.hallway room 18 | NA | NA | NA | 25 | 480 | 29.1 | electric | 3 | NA | NA | \Classifications\Building System Class\D20-Plumbing\D2020 - Domestic Water\Domestic Water Booster System - WBS | 1009564
30-A1 | 30-A1 Central Justice Center | 30-A1-D3031-210-CDR01 | Condenser unit 1 | Trane | 2345U65BH | CGA180B400CD | OM00015877 |  | Loading Dock Area Outside | DNA | NA | R22 | 1 | 460 | 33.6 | electric | 3 | NA | NA | \Classifications\Building System Class\D30-HVAC Systems\D3030 - Cooling SYS\Condensing Unit, Air Cooled - CDR | 1009572
30-A1 | 30-A1 Central Justice Center | 30-A1-D3050-250-ACU11 | ACU Split System 11 | CARRIER | 1500E23151 | 384CC036320 | OM00015869 |  | Loading Dock Area Outside | DNA | NA | R-22 | 1/4 | 208/230 | 17.2 | electric | 1 | NA | NA | \Classifications\Building System Class\D30-HVAC Systems\D3050 - Package SYS\Air Conditioning,Split System - ACU | 1009573
30-A1 | 30-A1 Central Justice Center | 30-A1-D3050-250-ACU12 | ACU Split System 12 | Trane | k87d11840 | 17ACACC | OM00015850 | PFR-CJCBS-CDU02 | NORTH BASEMENT | DNA | NA | R-22 | 7.5 | 460 | DNA | electric | 3 | NA | NA | \Classifications\Building System Class\D30-HVAC Systems\D3050 - Package SYS\Air Conditioning,Split System - ACU | 1009574
30-A1 | 30-A1 Central Justice Center | 30-A1-D3050-250-ACU17 | Air Conditioning Split System | RHEEM | 5882F209706142 | RAKA-024VA2 | OM00000367 |  | 3RD FLOOR ROOF & W. WING W. HALL IDF | DNA | NA | R-22 | DNA | 208/230 | 16 | electric | 1 | NA | NA | \Classifications\Building System Class\D30-HVAC Systems\D3050 - Package SYS\Air Conditioning,Split System - ACU | 1009575
30-A1 | 30-A1 Central Justice Center | 30-A1-D3050-250-ACU13 | ACU Split System 14 | SANYO | 84202 | C182 | OM00000371 |  | 3rd Floor NORTH ROOF | DNA | NA | R22 | 1 | 240 | 15 | electric | 1 | NA | NA | \Classifications\Building System Class\D30-HVAC Systems\D3050 - Package SYS\Air Conditioning,Split System - ACU | 1009576
30-A1 | 30-A1 Central Justice Center | 30-A1-D3050-310-HPU01 | Heat Pump 1 | Rheem | 5044623940249 | RPDL-101CKA | OM00013713 |  | 3rd Floor West ROOF | 5L520 | 20X25X2 | R-22 | 1/3 | 240 | 5.6 | electric | 3 | NA | NA | \Classifications\Building System Class\D30-HVAC Systems\D3050 - Package SYS\Heat Pump,Air Cooled - HPU | 1009579
30-A1 | 30-A1 Central Justice Center | 30-A1-D3050-310-HPU02 | Heat Pump 2 | Rheem | 4824F08942861 | RPND-031VZ | OM00000370 |  | 3rd Floor NW ROOF | DNA | 20X25X2 | R-22 | 1/3 | 240 | 16.6 | electric | 1 | NA | NA | \Classifications\Building System Class\D30-HVAC Systems\D3050 - Package SYS\Heat Pump,Air Cooled - HPU | 1009580
30-A1 | 30-A1 Central Justice Center | 30-A1-D3041-230-RFN01 | Return Air Fan 2A | Recold | 72-4412 | 7490 | OM00015824 | PFR-CJC03-RTF03 | Room 308 SECURED WEST WING | BP-144 | NA | NA | 15 | 460 | 19 | electric | 3 | NA | NA | \Classifications\Building System Class\D30-HVAC Systems\D3040 - Distribution SYS\Supply/Exhaust/Return fans- FAN | 1009583
30-A1 | 30-A1 Central Justice Center | 30-A1-D3041-230-RFN02 | Return Air Fan 9 | Recold | 10031 | H20DIDW AFCL1 | OM00015815 | PFR-CJCO3-RTF02 | SECURED HALLWAY WEST WING WEST HALL | 2=B83 | NA | NA | 10 | 460 | 7 | electric | 3 | NA | NA | \Classifications\Building System Class\D30-HVAC Systems\D3040 - Distribution SYS\Supply/Exhaust/Return fans- FAN | 1009584
30-A1 | 30-A1 Central Justice Center | 30-A1-D3041-230-RFN03 | Return Air Fan 1A | BARRY BLOWER CO | 72-4411 | AF-DW | OM00015927 | PFR-CJC03-RTF04 | Room 376 | 2=A64 | NA | NA | 3 | 460 | 4.7 | electric | 3 | NA | NA | \Classifications\Building System Class\D30-HVAC Systems\D3040 - Distribution SYS\Supply/Exhaust/Return fans- FAN | 1009585
30-A1 | 30-A1 Central Justice Center | 30-A1-D3041-230-RFN05 | Return Air Fan 4 | WOODS | 30WA08 100167650 | 90JMPT/25/6/9 | OM00015987 |  | IDF 4.1, 4TH FLOOR SECURED HALLWAY NORTH SIDE | NA | NA | NA | 7.5 | 480 | 9.75 | electric | 3 | NA | NA | \Classifications\Building System Class\D30-HVAC Systems\D3040 - Distribution SYS\Supply/Exhaust/Return fans- FAN | 1009590
30-A1 | 30-A1 Central Justice Center | 30-A1-D3041-110-AHU14 | Air Handler AHU14 | Temtrol | T002961-001-00 | WF-DH66 | OM00015941 | DNA | Mech Room, WEST END OF N HALLWAY | 4=BX112 | 15=24X24X4 5=12X24X4, 15=24X24X1, 5=12X24X1 | CHILLED WATER | 25 | 480 | 30 | electric | 3 | NA | NA | \Classifications\Building System Class\D30-HVAC Systems\D3040 - Distribution SYS\Air Handling Unit - AHU | 1009591
30-A1 | 30-A1 Central Justice Center | 30-A1-D3041-230-RFN06 | Return Air Fan 6 | American Fan | P008RH042-01 | 90JM-25-6-9 | OM00015933 | DNA | Mech Room WESTEND OF N. HALLWAY | NA | NA | NA | 7.5 | 480 | 10.7 | electric | 3 | NA | NA | \Classifications\Building System Class\D30-HVAC Systems\D3040 - Distribution SYS\Supply/Exhaust/Return fans- FAN | 1009592
30-A1 | 30-A1 Central Justice Center | 30-A1-D3041-110-AHU15 | Air Handler AHU15 | Temtrol | U104108-001-00 | WF-DH69 | OM00015925 | DNA | Mech Room WEST END OF N HALLWAY | 4=BX112 | 15=24X24X4 5=12X24X4 15=24X24X1 5=12X24X1 | CHILLED WATER | 25 | 460 | 29.9 | electric | 3 | NA | NA | \Classifications\Building System Class\D30-HVAC Systems\D3040 - Distribution SYS\Air Handling Unit - AHU | 1009593
30-A1 | 30-A1 Central Justice Center | 30-A1-D3041-110-AHU16 | Air Handler AHU16, 6TH RM MECH ROOM | Temtrol | U103271-001-00 | WF-DH69 | OM00015948 | DNA | Mech Room, 6TH FLOOR MECH ROOM SECURED W END NORTH HALL | (3) BX116 | 15=24X24X4 15=24X24X1 5=12X24X1 5X12X24X4 | CHILLED WATER | 25 | 480 | 29.9 | electric | 3 | NA | NA | \Classifications\Building System Class\D30-HVAC Systems\D3040 - Distribution SYS\Air Handling Unit - AHU | 1009594
30-A1 | 30-A1 Central Justice Center | 30-A1-D1010-100-ELE01 | Elevator #1 Overhead Traction -#046964 | OTIS | 323112 | DNA | OM00026141 | State ID# 046964 | ROOF WEST SIDE TOWER | NA | NA | NA | 39 | 480 | 76 | Electric | 1 | NA | NA | \Classifications\Building System Class\D10-Conveyance Systems\D1010 - Elevator\Elevator,Electric,Pass/Freight - ELE | 1010812
30-A1 | 30-A1 Central Justice Center | 30-A1-D1010-100-ELE02 | Elevator #2 Overhead Traction #046965 | OTIS | DNA | DNA | OM00026104 | State ID# 046965 | ROOR TOWER . WEST SIDE | NA | NA | NA | 39 | 480 | 76 | Electric | 1 | NA | NA | \Classifications\Building System Class\D10-Conveyance Systems\D1010 - Elevator\Elevator,Electric,Pass/Freight - ELE | 1010813
30-A1 | 30-A1 Central Justice Center | 30-A1-D1010-100-ELE03 | Elevator #3 Overhead Traction #047357 | OTIS | 323114 | DNA | OM00026103 | State ID# 047357 | WEST SIDE ROOF MECH ROOM | NA | NA | NA | 39 | 480 | 76 | Electric | 3 | NA | NA | \Classifications\Building System Class\D10-Conveyance Systems\D1010 - Elevator\Elevator,Electric,Pass/Freight - ELE | 1010814
30-A1 | 30-A1 Central Justice Center | 30-A1-D1010-100-ELE04 | Elevator #4 Overhead Traction #047358 | OTIS | 323111 | DNA | OM00026102 | State ID# 047358 | MAIN TOWER ROOF | NA | NA | NA | 39 | 480 | 76 | Electric | 3 | NA | NA | \Classifications\Building System Class\D10-Conveyance Systems\D1010 - Elevator\Elevator,Electric,Pass/Freight - ELE | 1010815
30-A1 | 30-A1 Central Justice Center | 30-A1-D1010-100-ELE05 | Elevator #5 Overhead Traction #047337 | OTIS | DNA | DNA | OM00026093 | State ID# 047337 | TOWER ROOF SOUTH MECH ROOM | NA | NA | NA | 44 | 480 | 173 | Electric | 3 | NA | NA | \Classifications\Building System Class\D10-Conveyance Systems\D1010 - Elevator\Elevator,Electric,Pass/Freight - ELE | 1010816
30-A1 | 30-A1 Central Justice Center | 30-A1-D1010-100-ELE06 | Elevator #6 Overhead Traction #047338 | OTIS | 05193-1A | AAA21799B10235 | OM00026116 | State ID# 047338 | MAIN TOWER ROOF | NA | NA | NA | 21 | 480 | 44.5 | Electric | 3 | NA | NA | \Classifications\Building System Class\D10-Conveyance Systems\D1010 - Elevator\Elevator,Electric,Pass/Freight - ELE | 1010817
30-A1 | 30-A1 Central Justice Center | 30-A1-D1020-100-ESC01 | Escalator - ESC01 | OTIS | DNA | DNA | OM00026094 | State ID# 047340 | MAIN LOBBY | NA | NA | DNA | DNA | 460 | DNA | Electric | 3 | DNA | DNA | \Classifications\Building System Class\D10-Conveyance Systems\D1020 - Escalator\Escalator,Electric - ESC | 1010920
30-A1 | 30-A1 Central Justice Center | 30-A1-D1020-100-ESC02 | Escalator - ESC02 | OTIS | DNA | DNA | OM00026095 | State ID# 047339 | MAIN LOBBY | NA | DNA | NA | DNA | 460 | DNA | Electric | 3 | DNA | DNA | \Classifications\Building System Class\D10-Conveyance Systems\D1020 - Escalator\Escalator,Electric - ESC | 1010921
30-A1 | 30-A1 Central Justice Center | 30-A1-D1020-100-ESC03 | Escalator - ESC03 | OTIS | 22276675P | DNA | OM00026096 | State ID# 047342 | MAIN LOBBY FROM FLOORS 2-3 | NA | NA | NA | DNA | 480 | DNA | Electric | 3 | NA | NA | \Classifications\Building System Class\D10-Conveyance Systems\D1020 - Escalator\Escalator,Electric - ESC | 1010922
30-A1 | 30-A1 Central Justice Center | 30-A1-D1020-100-ESC04 | Escalator - ESC04 | OTIS | DNA | DNA | OM00026097 | State ID# 047341 | MAIN LOBBY FLOORS 2-.3 | NA | NA | NA | DNA | 480 | DNA | Electric | 3 | NA | NA | \Classifications\Building System Class\D10-Conveyance Systems\D1020 - Escalator\Escalator,Electric - ESC | 1010923
30-A1 | 30-A1 Central Justice Center | 30-A1-B2010-100-BLD01 | BUILDING STRUCTURE | NA | NA | NA | OM00000383 | NA | EXTERIOR | NA | NA | NA | NA | NA | NA | NA | NA | NA | NA | \Classifications\Building System Class\B20-General Building Exterior\B2010 - Exterior Walls\Building - BLD | 1012145
30-A1 | 30-A1 Central Justice Center | 30-A1-B2034-400-DOH07 | ROLL UP DOOR | DNA | KAE534352 | MG-74 | OM00025401 |  | Sally Port Bus Bay Door | NA | NA | NA | 3/4 | 460 | 1.7 | Electric | 3 | NA | NA | \Classifications\Building System Class\B20-General Building Exterior\B2030 - Exterior Doors\Door,Overhead-Shutter,Manual,Elec,Roll-up - DOH | 1012147
30-A1 | 30-A1 Central Justice Center | 30-A1-D3044-125-PHW01 | INDUSTRIAL HOT WATER PUMP | PACO | 2AZD21019A | 5BBKPSM | OM00015892 | DNA | BASEMENT MECH ROOM | DNA | NA | NA | 20 | 480 | 23.5 | Electric | 3 | NA | NA | \Classifications\Building System Class\D30-HVAC Systems\D3040 - Distribution SYS\Hot Water Pump - PHW | 1012149
30-A1 | 30-A1 Central Justice Center | 30-A1-D3050-250-ACU15 | ACU Split System 17 | CARRIER | 3699F49154 | 38AH-028-610AA | OM00013711 |  | 3RD FLOOR S. ROOF | NA | NA | R-22 | DNA | 460 | 56.3 | Electric | 3 | NA | NA | \Classifications\Building System Class\D30-HVAC Systems\D3050 - Package SYS\Air Conditioning,Split System - ACU | 1012152
30-A1 | 30-A1 Central Justice Center | 30-A1-D3050-250-ACU16 | ACU Split System 18 | RHEEM | 7134M050617905 | RAKB-060DAS | OM00002900 | DNA | WEST SIDE EXTERIOR | NA | NA | R22 | DNA | 460 | 8.6 | Electric | 3 | NA | NA | \Classifications\Building System Class\D30-HVAC Systems\D3050 - Package SYS\Air Conditioning,Split System - ACU | 1012153
30-A1 | 30-A1 Central Justice Center | 30-A1-D3041-110-AHU33 | AIR HANDLER AHU33 | TEMPTROL | 44053 | DHT-105 | OM00002893 | DNA | NORTH SIDE HOLDING AREA CEILING | B66 (2) | (6)16X25X26 | CHILLED WATER | 5 | 460 | 6.6 | Electric | 3 | NA | NA | \Classifications\Building System Class\D30-HVAC Systems\D3040 - Distribution SYS\Air Handling Unit - AHU | 1012154
30-A1 | 30-A1 Central Justice Center | 30-A1-D3041-110-AHU34 | AIR HANDLER UNIT AHU34 | WILLIAMS | 24202A | AH020W2080/R00 | OM00000416 | DNA | A.T.T. PHONE ROOM | 1=B-40 | 2=16X20X2 | CHILLED WATER | 15 | 460 | 2.1 | Electric | 3 | NA | NA | \Classifications\Building System Class\D30-HVAC Systems\D3040 - Distribution SYS\Air Handling Unit - AHU | 1012155
30-A1 | 30-A1 Central Justice Center | 30-A1-D3041-110-AHU35 | AIR HANDLER UNIT AHU35 | LIEBERT | DNA | DNA | OM00026124 | DNA | MAIN SERVER ROOM MAIN TOWER | (2) B42 | (6) 18X24X4 | CHILLED WATER | DNA | 460 | DNA | Electric | 3 | NA | NA | \Classifications\Building System Class\D30-HVAC Systems\D3040 - Distribution SYS\Air Handling Unit - AHU | 1012156
30-A1 | 30-A1 Central Justice Center | 30-A1-D3041-110-AHU36 | AIR HANDLER UNIT AHU36 | LIEBERT | DNA | DNA | OM00026125 | DNA | MAIN SERVER ROOM MAIN TOWER | (2) B42 | (4) 18X18X4 | CHILLED WATER | 5 | 460 | 6.3 | Electric | 3 | NA | NA | \Classifications\Building System Class\D30-HVAC Systems\D3040 - Distribution SYS\Air Handling Unit - AHU | 1012157
30-A1 | 30-A1 Central Justice Center | 30-A1-D3041-110-AHU37 | AIR HANDLER AHU37 | TEMPROL | 6100569-001-00 | WF DH69 | OM00000358 | DNA | 9TH FLOOR AIR HANDLER ROOM NORTH | (3) BX112 | (15) 24X24X2, (5) 12X24X2, (15) 24X24X4, (5) 12X24X4 | CHILLED WATER | 25 | 460 | 34 | Electric | 3 | NA | NA | \Classifications\Building System Class\D30-HVAC Systems\D3040 - Distribution SYS\Air Handling Unit - AHU | 1012158
30-A1 | 30-A1 Central Justice Center | 30-A1-D3041-110-AHU38 | AIR HANDLER AHU38, UNIT MAIN SERVER ROOM | LIEBERT | DNA | DNA | OM00026126 | DNA | FIRST FLOOR | (2) B42 | (4) 18X24X4 | CHILLED WATER | 5 | 460 | 6.3 | Electric | 3 | NA | NA | \Classifications\Building System Class\D30-HVAC Systems\D3040 - Distribution SYS\Air Handling Unit - AHU | 1012159
30-A1 | 30-A1 Central Justice Center | 30-A1-D3042-220-EFN16 | EXHAUST FAN EFN16 | RECOLD | 10070 | H40515W AF.CL1 | OM00026115 | DNA | MAIN TOWER ROOF | 3=B144 | NA | NA | 15 | 460 | 17.5 | Electric | 3 | NA | NA | \Classifications\Building System Class\D30-HVAC Systems\D3040 - Distribution SYS\Supply/Exhaust/Return fans- FAN | 1012161
30-A1 | 30-A1 Central Justice Center | 30-A1-D3042-220-EFN17 | EXHAUST FAN EFN17 | RECOLD | 10032 | H36 DIDW AF.CL1 | OM00026148 | DNA | TOP OF STAIRS OFF 3RD FLOOR W. WING | 3= B112 | NA | NA | 15 | 460 | 20 | Electric | 3 | NA | NA | \Classifications\Building System Class\D30-HVAC Systems\D3040 - Distribution SYS\Supply/Exhaust/Return fans- FAN | 1012162
30-A1 | 30-A1 Central Justice Center | 30-A1-D5037-710-FAP03 | Halon Fire Alarm Panel | Fire-Lite Alarms Inc. | EST-3 | MINISCAN 424A | OM00000362 | DNA | North west end basement telephone room | NA | NA | NA | NA | 120 | DNA | Electric | 1 | NA | NA | \Classifications\Building System Class\D50-Electrical SYS\D5030 - Comm & Security\Fire Alarm Panel - FAP | 1012163
30-A1 | 30-A1 Central Justice Center | 30-A1-B2034-400-DOH05 | ROLL UP DOOR, MANUAL DOH05 | DNA | DNA | DNA | OM00028601 |  | BASEMENT LOADING DOCK | NA | NA | NA | NA | NA | NA | OTHER | NA | NA | NA | \Classifications\Building System Class\B20-General Building Exterior\B2030 - Exterior Doors\Door,Overhead-Shutter,Manual,Elec,Roll-up - DOH | 1013388
30-A1 | 30-A1 Central Justice Center | 30-A1-D3042-220-EFN09 | EXHAUST FAN 9 | Recold | 72-4410 | DNA | OM00026147 | NA | 3RD FLOOR OFF STAIRS WEST WING | DNA | NA | NA | 5 | 230/460 | 9.4/4.7 | Electric | 3 | NA | NA | \Classifications\Building System Class\D30-HVAC Systems\D3040 - Distribution SYS\Supply/Exhaust/Return fans- FAN | 1013389
30-A1 | 30-A1 Central Justice Center | 30-A1-D3042-220-EFN10 | EXHAUST FAN 10 | DNA | H49DIDWAF-CL1 | 10069 | OM00000445 | NA | CENTRAL TOWER ROOF | 3=5V-1700 | NA | NA | NA | 460 | 51 | Electric | 3 | NA | NA | \Classifications\Building System Class\D30-HVAC Systems\D3040 - Distribution SYS\Supply/Exhaust/Return fans- FAN | 1013390
30-A1 | 30-A1 Central Justice Center | 30-A1-D3042-220-EFN11 | EXHAUST FAN EFN11 | TEMTROL | 44052 | DVT145 | OM00015854 | NA | S. WEST WING SOUTH SIDE | 2=B80 | NA | NA | NA | 46 | DNA | Electric | 3 | NA | NA | \Classifications\Building System Class\D30-HVAC Systems\D3040 - Distribution SYS\Supply/Exhaust/Return fans- FAN | 1013391
30-A1 | 30-A1 Central Justice Center | 30-A1-D3042-220-EFN15 | EXHAUST FAN 15 | RECOLD | 9921 | AF | OM00015852 | NA | WEST WING | (1) BX97 | NA | NA | 7 1/2 | 460 | 10.6 | ELECTRIC | 3 | NA | NA | \Classifications\Building System Class\D30-HVAC Systems\D3040 - Distribution SYS\Supply/Exhaust/Return fans- FAN | 1013392
30-A1 | 30-A1 Central Justice Center | 30-A1-D3041-230-RFN16 | RETURN FAN FOR AH27 | AMERICAN FAN CO | DNA | 90JM/25/6/9 28P/A | OM00025383 | NA | 11TH FLOOR W END OF N HALLWAY | NA | NA | NA | 7.5 | 460 | 10.5 | Electric | 3 | NA | NA | \Classifications\Building System Class\D30-HVAC Systems\D3040 - Distribution SYS\Supply/Exhaust/Return fans- FAN | 1013393
30-A1 | 30-A1 Central Justice Center | 30-A1-D3041-230-RFN17 | RETURN FAN FOR AH25 | AMERICAN FIRE CO | DNA | 90JM/25/6/9 28P/A | OM00026117 |  | 9th Floor AIR HANDLER ROOM W END OF N HALLWAY | [10 empty] | \Classifications\Building System Class\D30-HVAC Systems\D3040 - Distribution SYS\Supply/Exhaust/Return fans- FAN | 1013394
30-A1 | 30-A1 Central Justice Center | 30-A1-D3041-230-RFN18 | RETURN FAN FOR AH24 | AMERICAN FAN CO | DNA | 90JM/25/6/9 | OM00015996 | NA | W END OF N HALLWAY | NA | NA | NA | 7.5 | 460 | 10.7 | Electric | 3 | NA | NA | \Classifications\Building System Class\D30-HVAC Systems\D3040 - Distribution SYS\Supply/Exhaust/Return fans- FAN | 1013395
30-A1 | 30-A1 Central Justice Center | 30-A1-D3041-230-RFN19 | RETURN FAN RFN19 | RECOLD | 10010 | H-36-DIDWAFCL1 | OM00026143 | NA | 1ST FLOOR NORTH MECH ROOM | B-1362 | NA | NA | 15 | 460 | 19.4 | Electric | 3 | NA | NA | \Classifications\Building System Class\D30-HVAC Systems\D3040 - Distribution SYS\Supply/Exhaust/Return fans- FAN | 1013396
30-A1 | 30-A1 Central Justice Center | 30-A1-D3041-230-RFN20 | RETURN FAN RFN201 | RECOLD | 4888 | 30B10W | OM00026145 | NA | 1ST FLOOR W. WING W HALLWAY | 2=B120 | NA | NA | 15 | 460 | 20 | Electric | 3 | NA | NA | \Classifications\Building System Class\D30-HVAC Systems\D3040 - Distribution SYS\Supply/Exhaust/Return fans- FAN | 1013397
30-A1 | 30-A1 Central Justice Center | 30-A1-D3041-230-RFN21 | RETURN FAN FOR AH26 | AMERICAN FAN CO | 7285 | 90JM/25/6/9 28PA | OM00000373 | NA | 10TH FLOOR AIR HANDLER RM W END OF N HALLWAY | NA | NA | NA | 7.5 | 460 | 10.7 | ELECTRIC | 3 | NA | NA | \Classifications\Building System Class\D30-HVAC Systems\D3040 - Distribution SYS\Supply/Exhaust/Return fans- FAN | 1013398
30-A1 | 30-A1 Central Justice Center | 30-A1-D3041-230-RFN22 | RETURN FAN RFN22 | RECOLD | 9922 | DNA | OM00000414 | NA | Basement - WEST WING SOUTH | 2=B95 | NA | NA | NA | 460 | 6.8 | ELECTRIC | 3 | NA | NA | \Classifications\Building System Class\D30-HVAC Systems\D3040 - Distribution SYS\Supply/Exhaust/Return fans- FAN | 1013399
30-A1 | 30-A1 Central Justice Center | 30-A1-D4094-450-SFM01 | Halon Suppression System | Fenwal | A38542 | 31-192007-20 | OM00025279 | 592289 | Records Exhibit Room | NA | NA | NA | NA | 125 | 15 | Electric | 1 | NA | NA | \Classifications\Building System Class\D40-Fire Protection SYS\D4090 - Other Fire Protection Systems\Fire Suppression, Gaseous - SFM | 1013400
30-A1 | 30-A1 Central Justice Center | 30-A1-D2023-100-BFP01 | COLD WATER BACK FLOW BFP01 | WILKINS ZURN | 982064 | 975X1 | OM00000363 | DNA | SOUTH SIDE MECH ROOM | NA | NA | NA | NA | NA | NA | NA | NA | NA | NA | \Classifications\Building System Class\D20-Plumbing\D2020 - Domestic Water\Backflow Preventer - BFP | 1013401
30-A1 | 30-A1 Central Justice Center | 30-A1-D2023-100-BFP02 | DOMESTIC COLD WATER BACK FLOW BFP02 | WILKINS | B35611 | DNA | OM00000403 |  | MECH ROOM B18 Basement | NA | NA | NA | NA | NA | NA | NA | NA | NA | NA | \Classifications\Building System Class\D20-Plumbing\D2020 - Domestic Water\Backflow Preventer - BFP | 1013402
30-A1 | 30-A1 Central Justice Center | 30-A1-D3031-100-PCH09 | CHILLED WATER PUMP PCH09 | DNA | DNA | DNA | OM00026142 | NA | BASEMENT RECORDS OFFICE | NA | NA | NA | 1 1/2 | 208 230/460 | 2.4 | Electric | 3 | NA | NA | \Classifications\Building System Class\D30-HVAC Systems\D3030 - Cooling SYS\Chilled Water Pump - PCH | 1013404
30-A1 | 30-A1 Central Justice Center | 30-A1-D3020-100-HET02 | HOT WATER EXPANSION TANK INDUSTRIAL - HET02 | ADVANCE TANK & MFG CO | 1776 | DNA | OM00000446 | DNA | SOUTHSIDE TOWER | NA | NA | NA | NA | NA | NA | NA | NA | NA | NA | \Classifications\Building System Class\D30-HVAC Systems\D3020 - Heat SYS\Heater Water Expansion Tank - HET | 1013408
30-A1 | 30-A1 Central Justice Center | 30-A1-D3044-125-PHW05 | HOT WATER PUMP | Marathon Electric | DNA | KVA56C17FS322J | OM00036425 |  | Near Traffic, AHU 13 Room |  |  |  | .75 | 115 | 11 |  | 1 |  |  | \Classifications\Building System Class\D30-HVAC Systems\D3040 - Distribution SYS\Hot Water Pump - PHW | 1013410
30-A1 | 30-A1 Central Justice Center | 30-A1-D3050-310-HPU03 | Heat Pump HPU03 | CARRIER | 3899G30575 | 50JTQ012---601WW | OM00000353 |  | 3RD FLOOR S ROOF | 1=A50 | 4=20X20X2 | R-22 | DNA | 460 | 23.6 | ELECTRIC | 3 | NA | NA | \Classifications\Building System Class\D30-HVAC Systems\D3050 - Package SYS\Heat Pump,Air Cooled - HPU | 1013411
30-A1 | 30-A1 Central Justice Center | 30-A1-D3050-310-HPU04 | HEAT PUMP | CARRIER | 3899G630577 | 50TJQ012---601WW | OM00000352 | NA | 3RD FLOOR S. ROOF | 1=A50 | 4=20X20X2 | R-22 | DNA | 460 | 26.3 | Electric | 3 | NA | NA | \Classifications\Building System Class\D30-HVAC Systems\D3050 - Package SYS\Heat Pump,Air Cooled - HPU | 1013412
30-A1 | 30-A1 Central Justice Center | 30-A1-D3050-310-HPU05 | HEAT PUMP HPU05 | CARRIER | 3899630576 | 50TJQ012---601WW | OM00000349 | NA | 3RD FLOOR S. ROOF | A52 | 4=24X24X2 | R-22 | DNA | 460 | 26.3 | ELECTRIC | 3 | NA | NA | \Classifications\Building System Class\D30-HVAC Systems\D3050 - Package SYS\Heat Pump,Air Cooled - HPU | 1013413
30-A1 | 30-A1 Central Justice Center | 30-A1-D3050-310-HPU06 | HEAT PUMP HPU06 | CARRIER | 3899630578 | 50TJQ013---601WW | OM00000350 | NA | 3RD FLOOR S. ROOF | A52 | 4=24X24X2 | R-22 | DNA | 460 | 26.3 | Electric | 3 | NA | NA | \Classifications\Building System Class\D30-HVAC Systems\D3050 - Package SYS\Heat Pump,Air Cooled - HPU | 1013414
30-A1 | 30-A1 Central Justice Center | 30-A1-D3068-100-BAS01 | BUILDING AUTOMATION SYSTEM | SHUTTLE X | N41G00412D11971 | NSX2000 | OM00025318 | NA | MAIN TOWER 1ST FLOOR - Facilities | NA | NA | NA | NA | 115 | NA | ELECTRIC | 1 | NA | NA | \Classifications\Building System Class\D30-HVAC Systems\D3060 - Control & Inst Air\Building Automation System - BAS | 1013415
30-A1 | 30-A1 Central Justice Center | 30-A1-D3040-600-HES03 | HEAT EXCHANGER STEAM | DNA | DNA | DNA | OM00013708 | DNA | CENTRAL BASEMENT PUMP ROOM | NA | NA | NA | NA | NA | NA | NA | NA | NA | NA | \Classifications\Building System Class\D30-HVAC Systems\D3040 - Distribution SYS\Heat Exchanger,Steam - HES | 1013416
30-A1 | 30-A1 Central Justice Center | 30-A1-D3050-210-PKU01 | PACKAGE UNIT | CARRIER | 4607V0170 | 50AH-O6O---631 | OM00026109 | NA | ABOVE SELF HELP | DNA | DNA | R-22 | DNA | 460 | 9 | ELECTRIC | 3 | NA | NA | \Classifications\Building System Class\D30-HVAC Systems\D3050 - Package SYS\Package Unit - PKU | 1013418
30-A1 | 30-A1 Central Justice Center | 30-A1-D3050-210-PKU03 | PACKAGE UNIT A/C | TRANE | DNA | DNA | OM00013712 | NA | 3rd Floor Roof - Jury Assembly | AX-32 | 4=16X25X2 | R-22 | DNA | DNA | DNA | ELECTRIC | DNA | NA | NA | \Classifications\Building System Class\D30-HVAC Systems\D3050 - Package SYS\Package Unit - PKU | 1013420
30-A1 | 30-A1 Central Justice Center | 30-A1-D3050-210-PKU09 | PACKAGE UNIT | CARRIER | 4607V010153 | 50AH-036-551 | OM00026121 | NA | COLLECTIONS AREA | DNA | DNA | R-22 | DNA | 208 | 10.3 | ELECTRIC | 3 | NA | NA | \Classifications\Building System Class\D30-HVAC Systems\D3050 - Package SYS\Package Unit - PKU | 1013421
30-A1 | 30-A1 Central Justice Center | 30-A1-D3050-250-ACU06 | AIR CONDITIONING UNIT | TRANE | DNA | DNA | OM00000413 |  | TOWER ROOF EAST | DNA | 2=16X25X2 | R-22 | DNA | DNA | DNA | Electric | 3 | NA | NA | \Classifications\Building System Class\D30-HVAC Systems\D3050 - Package SYS\Air Conditioning,Split System - ACU | 1013423
30-A1 | 30-A1 Central Justice Center | 30-A1-D3050-250-ACU07 | AIR CONDITIONING UNIT | TRANE | DNA | DNA | OM00000412 |  | TOWER ROOF EAST | DNA | 2=16X25X2 | R-22 | DNA | DNA | DNA | ELECTRIC | 3 | NA | NA | \Classifications\Building System Class\D30-HVAC Systems\D3050 - Package SYS\Air Conditioning,Split System - ACU | 1013424
30-A1 | 30-A1 Central Justice Center | 30-A1-D3050-250-ACU08 | AIR CONDITIONING UNIT | CARRIER | 3999G20025 | 50TJQ007---611NA | OM00000354 |  | 3RD FLOOR SOUTH ROOF | 1 A39 | 2=16X25X2 | R-22 | DNA | 460 | 19.7 | Electric | 3 | NA | Na | \Classifications\Building System Class\D30-HVAC Systems\D3050 - Package SYS\Air Conditioning,Split System - ACU | 1013425
30-A1 | 30-A1 Central Justice Center | 30-A1-D3050-250-ACU09 | AIR CONDITIONING UNIT | CARRIER | 3999G20026 | 50TJQ007---611NA | OM00000351 |  | 3RD FLOOR SOUTH ROOF | A39 | 2=16X25X2 | R-22 | DNA | 460 | 19.7 | ELECTRIC | 3 | NA | NA | \Classifications\Building System Class\D30-HVAC Systems\D3050 - Package SYS\Air Conditioning,Split System - ACU | 1013426
30-A1 | 30-A1 Central Justice Center | 30-A1-G3010-210-PWT01 | DOMESTIC WATER TANK | ADANCED TANK & MFG | 17198 | DNA | OM00000411 | DNA | CENTRAL TOWER ROOF | NA | NA | NA | NA | NA | NA | Other | NA | NA | NA | \Classifications\Building System Class\G30-Site Mechanical Utilities\G3010 - Water Supply\Potable Water Storage Tank - PWT | 1013427
30-A1 | 30-A1 Central Justice Center | 30-A1-D3042-220-EFN18 | Exhaust Fan 18 | Penn Ventilator | 72826540 | WCB81 | OM00025243 |  | Wall above parking space #11 | [10 empty] | \Classifications\Building System Class\D30-HVAC Systems\D3040 - Distribution SYS\Supply/Exhaust/Return fans- FAN | 1015367
30-A1 | 30-A1 Central Justice Center | 30-A1-D5037-710-FAP05 | Fire Alarm Panel - FAP05 | Fike | DNA | 10-052 | OM00026123 |  | Data Center | [10 empty] | \Classifications\Building System Class\D50-Electrical SYS\D5030 - Comm & Security\Fire Alarm Panel - FAP | 1015368
30-A1 | 30-A1 Central Justice Center | 30-A1-C1020-110-FRD01 | Fire curtain | Smoke Guard |  | Reliance | OM00025245 |  | Floor 4, Hallway | [10 empty] | \Classifications\Building System Class\C10-General Building Interior\C1020 - Fire Doors\Fire Doors - FRD | 1015424
30-A1 | 30-A1 Central Justice Center | 30-A1-C1020-110-FRD02 | Fire curtain | Smoke Guard |  | Reliance | OM00025246 |  | Floor 4, Hallway | [10 empty] | \Classifications\Building System Class\C10-General Building Interior\C1020 - Fire Doors\Fire Doors - FRD | 1015425
30-A1 | 30-A1 Central Justice Center | 30-A1-C1020-110-FRD03 | Fire curtain | Smoke Guard |  | Reliance | OM00025247 |  | Floor 4, Hallway | [10 empty] | \Classifications\Building System Class\C10-General Building Interior\C1020 - Fire Doors\Fire Doors - FRD | 1015426
30-A1 | 30-A1 Central Justice Center | 30-A1-C1020-110-FRD04 | Fire curtain | Smoke Guard |  | Reliance | OM00025248 |  | Floor 4, Hallway | [10 empty] | \Classifications\Building System Class\C10-General Building Interior\C1020 - Fire Doors\Fire Doors - FRD | 1015427
30-A1 | 30-A1 Central Justice Center | 30-A1-C1020-110-FRD05 | Fire curtain | Smoke Guard |  | Reliance | OM00025249 |  | Floor 5, Hallway | [10 empty] | \Classifications\Building System Class\C10-General Building Interior\C1020 - Fire Doors\Fire Doors - FRD | 1015428
30-A1 | 30-A1 Central Justice Center | 30-A1-C1020-110-FRD06 | Fire curtain | Smoke Guard |  | Reliance | OM00025250 |  | Floor 5, Hallway | [10 empty] | \Classifications\Building System Class\C10-General Building Interior\C1020 - Fire Doors\Fire Doors - FRD | 1015429
30-A1 | 30-A1 Central Justice Center | 30-A1-C1020-110-FRD07 | Fire curtain | Smoke Guard |  | Reliance | OM00025251 |  | Floor 5 Hallway | [10 empty] | \Classifications\Building System Class\C10-General Building Interior\C1020 - Fire Doors\Fire Doors - FRD | 1015430
30-A1 | 30-A1 Central Justice Center | 30-A1-C1020-110-FRD08 | Fire curtain | Smoke Guard |  | Reliance | OM00025252 |  | Floor 5 , Hallway | [10 empty] | \Classifications\Building System Class\C10-General Building Interior\C1020 - Fire Doors\Fire Doors - FRD | 1015431
30-A1 | 30-A1 Central Justice Center | 30-A1-C1020-110-FRD09 | Fire curtain | Smoke Guard |  | Reliance | OM00025253 |  | Floor 6, Hallway | [10 empty] | \Classifications\Building System Class\C10-General Building Interior\C1020 - Fire Doors\Fire Doors - FRD | 1015432
30-A1 | 30-A1 Central Justice Center | 30-A1-C1020-110-FRD10 | Fire curtain | Smoke Guard |  | Reliance | OM00025254 |  | Floor 6, Hallway | [10 empty] | \Classifications\Building System Class\C10-General Building Interior\C1020 - Fire Doors\Fire Doors - FRD | 1015433
30-A1 | 30-A1 Central Justice Center | 30-A1-C1020-110-FRD11 | Fire curtain | Smoke Guard |  | Reliance | OM00025255 |  | Floor 6, Hallway | [10 empty] | \Classifications\Building System Class\C10-General Building Interior\C1020 - Fire Doors\Fire Doors - FRD | 1015434
30-A1 | 30-A1 Central Justice Center | 30-A1-C1020-110-FRD12 | Fire curtain | Smoke Guard |  | Reliance | OM00025256 |  | Floor 6, Hallway | [10 empty] | \Classifications\Building System Class\C10-General Building Interior\C1020 - Fire Doors\Fire Doors - FRD | 1015436
30-A1 | 30-A1 Central Justice Center | 30-A1-C1020-110-FRD13 | Fire curtain | Smoke Guard |  | Reliance | OM00025257 |  | Floor 7, Hallway | [10 empty] | \Classifications\Building System Class\C10-General Building Interior\C1020 - Fire Doors\Fire Doors - FRD | 1015437
30-A1 | 30-A1 Central Justice Center | 30-A1-C1020-110-FRD14 | Fire curtain | Smoke Guard |  | Reliance | OM00025258 |  | Floor 7, Hallway | [10 empty] | \Classifications\Building System Class\C10-General Building Interior\C1020 - Fire Doors\Fire Doors - FRD | 1015438
30-A1 | 30-A1 Central Justice Center | 30-A1-C1020-110-FRD15 | Fire curtain | Smoke Guard |  | Reliance | OM00025259 |  | Floor 7, Hallway | [10 empty] | \Classifications\Building System Class\C10-General Building Interior\C1020 - Fire Doors\Fire Doors - FRD | 1015439
30-A1 | 30-A1 Central Justice Center | 30-A1-C1020-110-FRD16 | Fire curtain | Smoke Guard |  | Reliance | OM00025260 |  | Floor 7, Hallway | [10 empty] | \Classifications\Building System Class\C10-General Building Interior\C1020 - Fire Doors\Fire Doors - FRD | 1015440
30-A1 | 30-A1 Central Justice Center | 30-A1-C1020-110-FRD17 | Fire curtain | Smoke Guard |  | Reliance | OM00025261 |  | Floor 8, Public Hallway | [10 empty] | \Classifications\Building System Class\C10-General Building Interior\C1020 - Fire Doors\Fire Doors - FRD | 1015456
30-A1 | 30-A1 Central Justice Center | 30-A1-C1020-110-FRD18 | Fire curtain | Smoke Guard |  | Reliance | OM00025262 |  | Floor 8, Public Hallway | [10 empty] | \Classifications\Building System Class\C10-General Building Interior\C1020 - Fire Doors\Fire Doors - FRD | 1015457
30-A1 | 30-A1 Central Justice Center | 30-A1-C1020-110-FRD19 | Fire curtain | Smoke Guard |  | Reliance | OM00025263 |  | Floor 8, Public Hallway | [10 empty] | \Classifications\Building System Class\C10-General Building Interior\C1020 - Fire Doors\Fire Doors - FRD | 1015458
30-A1 | 30-A1 Central Justice Center | 30-A1-C1020-110-FRD20 | Fire curtain | Smoke Guard |  | Reliance | OM00025264 |  | Floor 8, Public Hallway | [10 empty] | \Classifications\Building System Class\C10-General Building Interior\C1020 - Fire Doors\Fire Doors - FRD | 1015459
30-A1 | 30-A1 Central Justice Center | 30-A1-C1020-110-FRD21 | Fire curtain | Smoke Guard |  | Reliance | OM00025265 |  | Floor 9, Public Hallway | [10 empty] | \Classifications\Building System Class\C10-General Building Interior\C1020 - Fire Doors\Fire Doors - FRD | 1015460
30-A1 | 30-A1 Central Justice Center | 30-A1-C1020-110-FRD22 | Fire curtain | Smoke Guard |  | Reliance | OM00025266 |  | Floor 9, Public Hallway | [10 empty] | \Classifications\Building System Class\C10-General Building Interior\C1020 - Fire Doors\Fire Doors - FRD | 1015461
30-A1 | 30-A1 Central Justice Center | 30-A1-C1020-110-FRD23 | Fire curtain | Smoke Guard |  | Reliance | OM00025267 |  | Floor 9 , Public Hallway | [10 empty] | \Classifications\Building System Class\C10-General Building Interior\C1020 - Fire Doors\Fire Doors - FRD | 1015462
30-A1 | 30-A1 Central Justice Center | 30-A1-C1020-110-FRD24 | Fire curtain | Smoke Guard |  | Reliance | OM00025268 |  | Floor 9 | [10 empty] | \Classifications\Building System Class\C10-General Building Interior\C1020 - Fire Doors\Fire Doors - FRD | 1015463
30-A1 | 30-A1 Central Justice Center | 30-A1-C1020-110-FRD25 | Fire curtain | Smoke Guard |  | Reliance | OM00025269 |  | Floor 10 , Public Hallway | [10 empty] | \Classifications\Building System Class\C10-General Building Interior\C1020 - Fire Doors\Fire Doors - FRD | 1015464
30-A1 | 30-A1 Central Justice Center | 30-A1-C1020-110-FRD26 | Fire curtain | Smoke Guard |  | Reliance | OM00025270 |  | Floor 10 , Public Hallway | [10 empty] | \Classifications\Building System Class\C10-General Building Interior\C1020 - Fire Doors\Fire Doors - FRD | 1015465
30-A1 | 30-A1 Central Justice Center | 30-A1-C1020-110-FRD27 | Fire curtain | Smoke Guard |  | Reliance | OM00025271 |  | Floor 10, Public Hallway | [10 empty] | \Classifications\Building System Class\C10-General Building Interior\C1020 - Fire Doors\Fire Doors - FRD | 1015466
30-A1 | 30-A1 Central Justice Center | 30-A1-C1020-110-FRD28 | Fire curtain | Smoke Guard |  | Reliance | OM00025272 |  | Floor 10 , Public Hallway | [10 empty] | \Classifications\Building System Class\C10-General Building Interior\C1020 - Fire Doors\Fire Doors - FRD | 1015467
30-A1 | 30-A1 Central Justice Center | 30-A1-C1020-110-FRD29 | Fire curtain | Smoke Guard |  | Reliance | OM00025273 |  | Floor 11, Public Hallway | [10 empty] | \Classifications\Building System Class\C10-General Building Interior\C1020 - Fire Doors\Fire Doors - FRD | 1015468
30-A1 | 30-A1 Central Justice Center | 30-A1-C1020-110-FRD30 | Fire curtain | Smoke Guard |  | Reliance | OM00025274 |  | Floor 11, Public Hallway | [10 empty] | \Classifications\Building System Class\C10-General Building Interior\C1020 - Fire Doors\Fire Doors - FRD | 1015469
30-A1 | 30-A1 Central Justice Center | 30-A1-C1020-110-FRD31 | Fire curtain | Smoke Guard |  | Reliance | OM00025275 |  | Floor 11, Public Hallway | [10 empty] | \Classifications\Building System Class\C10-General Building Interior\C1020 - Fire Doors\Fire Doors - FRD | 1015470
30-A1 | 30-A1 Central Justice Center | 30-A1-C1020-110-FRD32 | Fire curtain | Smoke Guard |  | Reliance | OM00025276 |  | Floor 11 , Public Hallway | [10 empty] | \Classifications\Building System Class\C10-General Building Interior\C1020 - Fire Doors\Fire Doors - FRD | 1015471
30-A1 | 30-A1 Central Justice Center | 30-A1-D4013-200-PRE01 | Deluge System, Data Center | Viking | DNA | DNA | OM00025278 |  | Closet behind Data Center | [10 empty] | \Classifications\Building System Class\D40-Fire Protection SYS\D4010 - Sprinkler SYS\Fire Systems, Preaction System - PRE | 1015781
30-A1 | 30-A1 Central Justice Center | 30-A1-D4094-450-SFM03 | Halon Suppression System | Kidde | 87513 | 89920103 | OM00013707 |  | Basement Air Handler Room, NW side of basement | [10 empty] | \Classifications\Building System Class\D40-Fire Protection SYS\D4090 - Other Fire Protection Systems\Fire Suppression, Gaseous - SFM | 1015782
30-A1 | 30-A1 Central Justice Center | 30-A1-D4013-200-PRE02 | Deluge System, ATT Room | Viking | DNA | DNA | OM00025280 |  | Basement, Garage, In front of Space 165 | [10 empty] | \Classifications\Building System Class\D40-Fire Protection SYS\D4010 - Sprinkler SYS\Fire Systems, Preaction System - PRE | 1015783
30-A1 | 30-A1 Central Justice Center | 30-A1-D5037-710-FAP06 | Fire Alarm Panel | Fenwal | DNA | Model 2210 | OM00036424 | [12 empty] | \Classifications\Building System Class\D50-Electrical SYS\D5030 - Comm & Security\Fire Alarm Panel - FAP | 1015815
30-A1 | 30-A1 Central Justice Center | 30-A1-D4094-450-SFM02 | FE-227 Clean Agent Extinguishing System | Fike | 0206942 | DNA | OM00025277 |  | Closet behind Data Center | [10 empty] | \Classifications\Building System Class\D40-Fire Protection SYS\D4090 - Other Fire Protection Systems\Fire Suppression, Gaseous - SFM | 1015816
30-A1 | 30-A1 Central Justice Center | 30-A1-D3031-100-PCH16 | Pump for condensation tank 1 | Grundfos | 0323 | A97658065P11319 | OM00025292 |  | Mechanical Room |  |  |  | 7.5 | 240 | 19-18/9 |  | 3 |  |  | \Classifications\Building System Class\D30-HVAC Systems\D3030 - Cooling SYS\Chilled Water Pump - PCH | 1015915
30-A1 | 30-A1 Central Justice Center | 30-A1-D3031-100-PCH17 | Pump for condensation tank 2 | Grundfos | 0324 | A97658065P11319 | OM00025293 |  | Mechanical Room |  |  |  | 7.5 | 240 | 19-18/9 |  | 3 |  |  | \Classifications\Building System Class\D30-HVAC Systems\D3030 - Cooling SYS\Chilled Water Pump - PCH | 1015918
30-A1 | 30-A1 Central Justice Center | 30-A1-D3055-260-WAC02 | Wall Air Conditioner w/ Heat | Friedrich | DNA | Uni-Fit UE0D11 | OM00025298 |  | Secure Parking Entrance |  |  | R-410a |  | Other | 7.5 | Electric | 1 |  | 8000 | \Classifications\Building System Class\D30-HVAC Systems\D3050 - Package SYS\Window Air Conditioner- WAC | 1016688
30-A1 | 30-A1 Central Justice Center | 30-A1-D2040-100-PSU05 | Sewage Ejector Pump | Tsurumi | B-10773417 | 100C43.7-CR-63 | OM00025299 |  | Parking Garage |  |  |  | 5 HP | 480 | 6.9 |  | 3 |  |  | \Classifications\Building System Class\D20-Plumbing\D2040 - Rain Drain\Sump Pump - PSU | 1016699
30-A1 | 30-A1 Central Justice Center | 30-A1-D2040-100-PSU06 | Sewage Ejector Pump | Tsurumi | B-10773415 | 100C43.7-CR-63 | OM00025300 |  | Parking Garage |  |  |  | 5 | 480 | 6.9 |  | 3 |  |  | \Classifications\Building System Class\D20-Plumbing\D2040 - Rain Drain\Sump Pump - PSU | 1016700
30-A1 | 30-A1 Central Justice Center | 30-A1-D3090-114-CMP05 | Air Compressor 05 | Quincy | UTZ450758 | BMQT15ST | OM00025304 | State ID# A013305-15 | Basement compressor room | Qty (2) B94 | 110377E100 |  | 10 |  | 12.5 |  |  |  |  | \Classifications\Building System Class\D30-HVAC Systems\D3090 - Other HVAC Systems and Equipment\Air Compressor - CMP | 1017311
30-A1 | 30-A1 Central Justice Center | 30-A1-D3090-114-CMP06 | Air Compressor 06 | Quincy | QU1211120011 | BMQT15ST | OM00025305 | State ID# A013304-15 | Basement compressor room | Qty (2) B-94 | 110377E100 |  | 10 | 480 | 12.5 |  |  |  |  | \Classifications\Building System Class\D30-HVAC Systems\D3090 - Other HVAC Systems and Equipment\Air Compressor - CMP | 1017312
30-A1 | 30-A1 Central Justice Center | 30-A1-D3041-230-RFN23 | Return Fan 23 | Recold | 10047 | H-20 DIDW AF-CL1 | OM00000402 |  | 3rd Floor Main Tower Mechanical Room | NA | NA | NA | 5 hp | 480 | DNA | Electric | 1 | NA | NA | \Classifications\Building System Class\D30-HVAC Systems\D3040 - Distribution SYS\Supply/Exhaust/Return fans- FAN | 1017758
30-A1 | 30-A1 Central Justice Center | 30-A1-B2034-400-DOH08 | ROLL UP GATE | Cokson Rolling Doors | AA18010674 | R1 | OM00025320 |  | Southwest end | [10 empty] | \Classifications\Building System Class\B20-General Building Exterior\B2030 - Exterior Doors\Door,Overhead-Shutter,Manual,Elec,Roll-up - DOH | 1018023
30-A1 | 30-A1 Central Justice Center | 30-A1-D3044-125-PHW07 | Pump Hot Water PHW07 | Paco | 1971088206-10 | 98556050 | OM00025327 |  | Mechanical room B18 |  |  |  | 20 | Other | 47/23.5 |  |  |  |  | \Classifications\Building System Class\D30-HVAC Systems\D3040 - Distribution SYS\Hot Water Pump - PHW | 1018775
30-A1 | 30-A1 Central Justice Center | 30-A1-D3040-600-HES04 | Heat Exchanger Steam HES04 | Armstrong | 9994 | 665 | OM00025328 |  | Mechanical room B18 | [10 empty] | \Classifications\Building System Class\D30-HVAC Systems\D3040 - Distribution SYS\Heat Exchanger,Steam - HES | 1018776
30-A1 | 30-A1 Central Justice Center | 30-A1-D3040-600-HES05 | Heat Exchanger Steam 05 | Armstrong | 9995 | 665 | OM00025329 |  | Mechanical room B18 | [10 empty] | \Classifications\Building System Class\D30-HVAC Systems\D3040 - Distribution SYS\Heat Exchanger,Steam - HES | 1018777
30-A1 | 30-A1 Central Justice Center | 30-A1-D5011-240-TRN16 | Transformer 16 | Sierra | 19644-1 | Cat No 225 TCH22GE | OM00025322 | PFR-CJC10-TRN01 | 10th Floor, Main Electrical Room | NA | NA | NA | NA | 480 | 225 | Electric | DNA | NA | NA | \Classifications\Building System Class\D50-Electrical SYS\D5010 - Elec Service & Dist\Transformer - TRN | 1018956
30-A1 | 30-A1 Central Justice Center | 30-A1-D5011-240-TRN17 | Transformer 17 | Square D Comp (MGM) | 98-2-47946 | 101-50 Cat No AC374-N0155H | OM00025323 |  | 9th Floor, Main Elec Room | NA | NA | NA | NA | Other | 150 | Electric | 3 | NA | NA | \Classifications\Building System Class\D50-Electrical SYS\D5010 - Elec Service & Dist\Transformer - TRN | 1018957
30-A1 | 30-A1 Central Justice Center | 30-A1-D5011-240-TRN18 | Transformer 18 | Sqaure D Sorgel | 120128 | 101-50 | OM00025324 |  | 8th Floor, Main Elec Room | NA | NA | NA | NA | 480 | 225 | Electric | 3 | NA | NA | \Classifications\Building System Class\D50-Electrical SYS\D5010 - Elec Service & Dist\Transformer - TRN | 1018958
30-A1 | 30-A1 Central Justice Center | 30-A1-D5011-240-TRN19 | Transformer 19 | Square D | 994195-B1 | Model III Unit Substation | OM00025325 |  | DNA | NA | NA | NA | NA | 480 | 500 | Electric | 3 | NA | NA | \Classifications\Building System Class\D50-Electrical SYS\D5010 - Elec Service & Dist\Transformer - TRN | 1018959
30-A1 | 30-A1 Central Justice Center | 30-A1-D5011-240-TRN20 | Transformer 20 | Powell Electrical | S.O. 35537 | T6AA | OM00015943 | PFR-CJC06-TRN01 | 6th Floor, Main Elec Room | NA | NA | NA | NA | 480 | 400 | Electric | 3 | NA | NA | \Classifications\Building System Class\D50-Electrical SYS\D5010 - Elec Service & Dist\Transformer - TRN | 1018960
30-A1 | 30-A1 Central Justice Center | 30-A1-D5011-240-TRN22 | Transformer 22 | Westinghouse | 66G15407 | V46D28T22B | OM00015749 | PFR-CJC01-TRN01 | 1st Floor, Main Elec Room - Behind Security Desk | NA | NA | NA | NA | Other | 225 KVA | Electric | 3 | NA | NA | \Classifications\Building System Class\D50-Electrical SYS\D5010 - Elec Service & Dist\Transformer - TRN | 1018961
30-A1 | 30-A1 Central Justice Center | 30-A1-D5011-240-TRN23 | Transformer 23 | Westinghouse | 67F1937 | BAR8327 | OM00015830 | PFR-CJCBS-TRN05 | Basement | NA | NA | NA | NA | 480 | 500 KVA | Electric | 3 | NA | NA | \Classifications\Building System Class\D50-Electrical SYS\D5010 - Elec Service & Dist\Transformer - TRN | 1018962
30-A1 | 30-A1 Central Justice Center | 30-A1-D5011-240-TRN24 | Transformer 24 | Westinghouse | 66H8253 | V46D28T22B | OM00015858 | PFR-CJCBS - TRN08 | Basement | NA | NA | NA | NA | Other | 225 KVA | Electric | 3 | NA | NA | \Classifications\Building System Class\D50-Electrical SYS\D5010 - Elec Service & Dist\Transformer - TRN | 1018963
30-A1 | 30-A1 Central Justice Center | 30-A1-D5011-240-TRN25 | Transformer 25 | Westinghouse | 67F1936 | BAR8327 | OM00015860 |  | Basement, West Wing - Near ELE 12 | NA | NA | NA | NA | 480 | 500 KVA | Electric | 3 | NA | NA | \Classifications\Building System Class\D50-Electrical SYS\D5010 - Elec Service & Dist\Transformer - TRN | 1018964
30-A1 | 30-A1 Central Justice Center | 30-A1-D2023-100-BFP04 | Backflow | Febco | 005791 | LF 825Y | OM00025360 |  | Basement, Chilled water pump room | NA | NA | NA | NA | NA | NA | NA | NA | NA | NA | \Classifications\Building System Class\D20-Plumbing\D2020 - Domestic Water\Backflow Preventer - BFP | 1018966
30-A1 | 30-A1 Central Justice Center | 30-A1-D5011-240-TRN21 | Transformer 21 | Westinghouse | 67A1347 | V46D28T1ZE | OM00015986 | PFR-CJC04-TRN01 | 4th Floor, Main Elec Room | NA | NA | NA | NA | Other | 112.5 KVA | Electric | 3 | NA | NA | \Classifications\Building System Class\D50-Electrical SYS\D5010 - Elec Service & Dist\Transformer - TRN | 1018968
30-A1 | 30-A1 Central Justice Center | 30-A1-D3041-110-AHU42 | AHU CHILLED WATER MINIMATE | LIEBERT | 0150N57831 | MM04043AOODO | OM00025363 |  |  | NA | (1)-20x20x4 | CHILLED WATER | 1/2 HP | Other | 1.4 | Electric | 3 | NA | NA | \Classifications\Building System Class\D30-HVAC Systems\D3040 - Distribution SYS\Air Handling Unit - AHU | 1019489
30-A1 | 30-A1 Central Justice Center | 30-A1-D2023-100-BFP05 | Backflow BFP05 | Wilkins | L75035 | Wilkins 375 | OM00025380 |  |  | NA | NA | NA | NA | NA | NA | NA | NA | NA | NA | \Classifications\Building System Class\D20-Plumbing\D2020 - Domestic Water\Backflow Preventer - BFP | 1019754
30-A1 | 30-A1 Central Justice Center | 30-A1-D3042-220-EFN19 | Exhaust Fan EFN19 | Centralaire | 34168R01 | L1218 | OM00025381 |  | West Wing/West Secured Hallway | A-36 (2) | NA | NA | 3 | Other | 4.3 | Electric | 3 | NA | NA | \Classifications\Building System Class\D30-HVAC Systems\D3040 - Distribution SYS\Supply/Exhaust/Return fans- FAN | 1019755
30-A1 | 30-A1 Central Justice Center | 30-A1-D2023-310-HWP17 | HWP17 | Taco | DNA | 1611B3E | OM00025382 |  | West Wing Secured Hall Mech Room | NA | NA | NA | DNA | DNA | DNA | Electric | DNA | NA | NA | \Classifications\Building System Class\D20-Plumbing\D2020 - Domestic Water\Domestic Hot Water Circulating Pump - HWP | 1019756
30-A1 | 30-A1 Central Justice Center | 30-A1-D2023-310-HWP18 | Hot Water Pump HWP18 | Bell & Gossett | 1AF00LFJ51 | 321635 | OM00025378 |  | West Wing | NA | NA | NA | 5 | DNA | DNA | NA | DNA | NA | NA | \Classifications\Building System Class\D20-Plumbing\D2020 - Domestic Water\Domestic Hot Water Circulating Pump - HWP | 1020095
30-A1 | 30-A1 Central Justice Center | 30-A1-D2023-310-HWP20 | Hot Water Pump 20 | Taco | 03/16 | 1611E3E8 4.75 |  |  | Floor 3 Sector C West Mechanical room | NA | NA | NA | DNA | DNA | DNA | Electric | DNA | NA | NA | \Classifications\Building System Class\D20-Plumbing\D2020 - Domestic Water\Domestic Hot Water Circulating Pump - HWP | 1020462
30-A1 | 30-A1 Central Justice Center | 30-A1-D3042-220-EFN20 | Exhaust Fan 20 | DNA | DNA | DNA | OM00025387 |  | Floor 2 Sector A Roof access from Cafeteria Patio | 1-A36 | DNA | NA | 3/4 hp 1/4 hp | 460 | 1.3 amp 0.85 amp | Electric | 3 | NA | NA | \Classifications\Building System Class\D30-HVAC Systems\D3040 - Distribution SYS\Supply/Exhaust/Return fans- FAN | 1020463
30-A1 | 30-A1 Central Justice Center | 30-A1-D3042-220-EFN21 | Exhaust Fan 21 | DNA | DNA | DNA | OM00025388 |  | Floor 3 Sector C roof south east end | 1-A32 | DNA | NA | 3/4 hp 1/10 hp | 460 | 1.3 amp 0.65 amp | Electric | 3 | NA | NA | \Classifications\Building System Class\D30-HVAC Systems\D3040 - Distribution SYS\Supply/Exhaust/Return fans- FAN | 1020464
30-A1 | 30-A1 Central Justice Center | 30-A1-D3042-220-EFN22 | Exhaust Fan 22 | DNA | DNA | DNA | OM00025389 |  | Floor 3 Sector C roof south west end | 2-A64 | DNA | NA | 3 hp 3/4 hp | 460 | 4 amp 1.5 Amp | Electric | 3 | NA | NA | \Classifications\Building System Class\D30-HVAC Systems\D3040 - Distribution SYS\Supply/Exhaust/Return fans- FAN | 1020465
30-A1 | 30-A1 Central Justice Center | 30-A1-D2023-310-HWP19 | How water circulating pump 19 | Taco | 02/16 | 1632E3E2 5.65 | DNA |  | Floor 1 Sector C West Mechanical room | NA | NA | NA | 3/4 | 115/230 | 10.8 Amp 5.4 Amp | Electric | DNA | NA | NA | \Classifications\Building System Class\D20-Plumbing\D2020 - Domestic Water\Domestic Hot Water Circulating Pump - HWP | 1020466
30-A1 | 30-A1 Central Justice Center | 30-A1-D3031-100-PCH21 | PCH21 | Bell/Gosett | 187226 | Series 80 | OM00025395 |  | Basement | NA | NA | NA | 1.5 | 460 | 3.2 | Gas | 3 | NA | NA | \Classifications\Building System Class\D30-HVAC Systems\D3030 - Cooling SYS\Chilled Water Pump - PCH | 1020506
30-A1 | 30-A1 Central Justice Center | 30-A1-D3044-125-PHW08 | HEATING HOT WATER BOOSTER PUMP | BELL & GOSSETT | 106197LF | 100BFNI | OM00025407 |  | 2ND FLOOR WEST WING E. HALLWAY | DIRECT DRIVE | NA | NA | 1/12 hp | 1.15 | 1.75 | Electric | DNA | NA | NA | \Classifications\Building System Class\D30-HVAC Systems\D3040 - Distribution SYS\Hot Water Pump - PHW | 1021662
30-A1 | 30-A1 Central Justice Center | 30-A1-D2040-100-PSU08 | Pump#3 | GR | 1179954 | T4A60-B | OM00025390 |  | Materials Room | DNA | NA | NA | 15 | 208-230-460 | 40.5-38-19 | Electric | 3 | NA | NA | \Classifications\Building System Class\D20-Plumbing\D2040 - Rain Drain\Sump Pump - PSU | 1022465
30-A1 | 30-A1 Central Justice Center | 30-A1-D2040-100-PSU07 | PUMP #4 | GR | 1181456 | T4A60-B | OM00025391 |  | Materials Room | DNA | NA | NA | 15 | 205-230-460 | 40.5-38-19 | Electric | 3 | NA | NA | \Classifications\Building System Class\D20-Plumbing\D2040 - Rain Drain\Sump Pump - PSU | 1022464
30-A1 | 30-A1 Central Justice Center | 30-A1-D2023-310-HWP21 | Hot Water Pump 21 | TACO | 16ME3E1S | 555JXDYD-2680 | OM00025416 |  | West Wing, East Sec. Hallway | NA | NA | NA | 1/3 | 115 | 6.2 | Electric | 1 | NA | NA | \Classifications\Building System Class\D20-Plumbing\D2020 - Domestic Water\Domestic Hot Water Circulating Pump - HWP | 1022556
30-A1 | 30-A1 Central Justice Center | 30-A1-D2023-310-HWP22 | Water Source Heat Pump 22 | Climate Master | 410517871 | TSV018BGXX5CLTA | OM00025419 |  | Basement, Fire Pump Room | Direct Drive | 1-24X24X1 | 12410A | 1/8HP | 208-230 | 20AMP | Electric | 1 Phase | 18600 BTU/HX | NA | \Classifications\Building System Class\D20-Plumbing\D2020 - Domestic Water\Domestic Hot Water Circulating Pump - HWP | 1022664
30-A1 | 30-A1 Central Justice Center | 30-A1-D3050-310-HPU07 | Heat Pump Block Heater for Generator | Climate Master | UT0517871 | TSV018BGXX5CLTA | OM00025419 |  | Fire Pump Room | DNA | DNA | R410A | DNA | 208/230 | DNA | DNA | DNA | NA | NA | \Classifications\Building System Class\D30-HVAC Systems\D3050 - Package SYS\Heat Pump,Air Cooled - HPU | 1022747
30-A1 | 30-A1 Central Justice Center | 30-A1-D3041-110-AHU44 | AHU 08 | Temtrol / Baldor | F1804165931 | 07M826X790G1 | OM00047595 |  | Air Compressor Room | DD | DNA | NA | 7.5 ? 9.5 | 230 / 460 | 9.5 ? 11.5 | Electric | 3 | NA | NA | \Classifications\Building System Class\D30-HVAC Systems\D3040 - Distribution SYS\Air Handling Unit - AHU | 1022748
30-A1 | 30-A1 Central Justice Center | 30-A1-D3041-110-AHU45 | AHU 10 | Temtrol / Baldor | F1804023650, F1804203899, F1804023785, F1803091973, F1804023660, F1802270614 | 06K265W567G1 | OM00047596 |  | West Wing / Stadium side / Near C55 Courtroom | DD | 20 - 22 X 22 X 1 | NA | 5-7 | 230 / 460 | 6.5 ? 8.5 | Electric | 3 | NA | NA | \Classifications\Building System Class\D30-HVAC Systems\D3040 - Distribution SYS\Air Handling Unit - AHU | 1022749
30-A1 | 30-A1 Central Justice Center | 30-A1-D3041-110-AHU46 | AHU 12 | Temtrol / Baldor | F1804165909, 928 | 07M826X790G1 | OM00047597 |  | West Wing / Stadium side / Between C61 & C63 Court rooms | DD | 9 X 20 X 24 X 2 | NA | 7.5 ? 95 | 230 / 460 | DNA | Electric | DNA | NA | NA | \Classifications\Building System Class\D30-HVAC Systems\D3040 - Distribution SYS\Air Handling Unit - AHU | 1022750
30-A1 | 30-A1 Central Justice Center | 30-A1-D3041-110-AHU47 | AHU 19 | Temtrol / Baldor | DNA | DNA | OM00047598 |  | West Wing / East Side / Neer C58 Court RM | DD | 4 ? 16 X 30 X 1 | NA | NA | 230 / 460 | DNA | Electric | DNA | NA | NA | \Classifications\Building System Class\D30-HVAC Systems\D3040 - Distribution SYS\Air Handling Unit - AHU | 1022751
30-A1 | 30-A1 Central Justice Center | 30-A1-D3041-110-AHU48 | AHU 21 | Temtrol / Baldor | F1804242754, 2809, F1804023840, F1805023754 | 06K265W567G1 | OM00047599 |  | Tower Side by Main Fire Panel Room | DD | 14 ? 16 X 25 X 2 | NA | 7 | 230 / 460 | 17.9 / 8.5 | Electric | DNA | NA | NA | \Classifications\Building System Class\D30-HVAC Systems\D3040 - Distribution SYS\Air Handling Unit - AHU | 1022752
30-A1 | 30-A1 Central Justice Center | 30-A1-D3041-110-AHU49 | AHU 27 | Temtrol / Baldor | F1805071329, 354 | DNA | OM00047600 |  | Tower South Hall, Between C4 and C5 | DD | 8 ? 16 X 30 X 1 | NA | 5-7 | 230 / 460 | 6.5 - 8.5 | Electric | 3 | NA | NA | \Classifications\Building System Class\D30-HVAC Systems\D3040 - Distribution SYS\Air Handling Unit - AHU | 1022753
30-A1 | 30-A1 Central Justice Center | 30-A1-D3041-110-AHU50 | AHU 28 | Temtrol / Baldor | F1805075210, 205, 206, 208 | 07M826X790G1 | OM00047601 |  | Main Tower North side | DD | 12 ? 25 X 25 X 2 | NA | 7.5 ? 9.5 | 230 / 460 | 9.5 ? 11.5 | Electric | 3 | NA | NA | \Classifications\Building System Class\D30-HVAC Systems\D3040 - Distribution SYS\Air Handling Unit - AHU | 1022754
30-A1 | 30-A1 Central Justice Center | 30-A1-D3041-110-AHU51 | AHU 30 | Temtrol / Baldor | F1710305133 | 07M826X776G1 | OM00047602 |  | West Wing / East Side/ Near C48 Court Room / Upper Unit | DD | 8 ? 20 X 24 X 2 | NA | NA | 230 / 460 | DNA | Electric | 3 | NA | NA | \Classifications\Building System Class\D30-HVAC Systems\D3040 - Distribution SYS\Air Handling Unit - AHU | 1022755
30-A1 | 30-A1 Central Justice Center | 30-A1-D3041-110-AHU52 | AHU 31 | Temtrol / Baldor | F1805075216, 5212, 5215, 5217 | 07M826X790G1 | OM00047603 |  | West Wing / East Side / Near C48 Court RM / Lower Unit | DD | 12 ? 22 X 22 X 1, 10 ? 16 X 25 X 1 | NA | 9.5 | 230 / 460 | 25 / 11.5 | Electric | 3 | NA | NA | \Classifications\Building System Class\D30-HVAC Systems\D3040 - Distribution SYS\Air Handling Unit - AHU | 1022756
30-A1 | 30-A1 Central Justice Center | 30-A1-D3041-110-AHU55 | AHU 40 | Temtrol / Baldor | F1804165927, F1804165903 | 07M826X790G1 | OM00047605 |  | Main Tower, North Side, By Kitchen, Lower Unit | DD | 10 X 22 X 22 X 1 | NA | 7.5 ? 9.5 | 230 / 460 | 9.5 ? 11.5 | Electric | 3 | NA | NA | \Classifications\Building System Class\D30-HVAC Systems\D3040 - Distribution SYS\Air Handling Unit - AHU | 1022758
30-A1 | 30-A1 Central Justice Center | 30-A1-D3041-110-AHU53 | AHU 32 | Temtrol / Baldor | F1711205319 | 07M826X776G1 | OM00047604 |  | Main Tower / By Main Fire Panel Room upper unit | DD | 4 ? 18 X 24 X 2 | NA | 9.5 | 230 / 460 | 23 / 10.6 | Electric | 3 | NA | NA | \Classifications\Building System Class\D30-HVAC Systems\D3040 - Distribution SYS\Air Handling Unit - AHU | 1022757
30-A1 | 30-A1 Central Justice Center | 30-A1-D3041-110-AHU56 | AHU 41 | Temtrol / Baldor | F1804203934, | 06K265W567G1 | OM00047606 |  | Main Tower, North Side, By Kitchen, Upper Unit | DD | 10 X 22 X 22 X 1 | NA | 10-12 | 230 / 460 | 31 / 14.5 | Electric | 3 | NA | NA | \Classifications\Building System Class\D30-HVAC Systems\D3040 - Distribution SYS\Air Handling Unit - AHU | 1022759
30-A1 | 30-A1 Central Justice Center | 30-A1-D3041-110-AHU43 | AHU 04 | Temtrol / Baldor | F1804272694 | 06K265W356G1 | OM00047607 | AHU29/AHU04 | North West Corner, Parking Stall 158 | DD | 4 ? 16 X 30 X 1 | NA | 4.5 | 230/460 | 12/5.9 | Electric | 3 | NA | NA | \Classifications\Building System Class\D30-HVAC Systems\D3040 - Distribution SYS\Air Handling Unit - AHU | 1022760
30-A1 | 30-A1 Central Justice Center | 30-A1-D3041-110-AHU54 | AHU 39 | Temtrol / Baldor | F1804255878, F1710305135 | 07M826X776G1 | OM00047608 |  | West Wing / Stadium side / Near Criminal Traffic | DD | 8 ? 28 X 28 X 2 | NA | 10-12 | 230/460 | 31/14.5 | Electric | 3 | NA | NA | \Classifications\Building System Class\D30-HVAC Systems\D3040 - Distribution SYS\Air Handling Unit - AHU | 1022761
30-A1 | 30-A1 Central Justice Center | 30-A1-D3041-110-AHU57 | AHU 22 | Temtrol | C001116-011 |  | OM00047610 |  | Tower by Main Fire Panel Room | DD | 9 - 24 X 24 X 2 | NA | 7.5hp | 460 | 9.5 | DNA | 3 | NA | NA | \Classifications\Building System Class\D30-HVAC Systems\D3040 - Distribution SYS\Air Handling Unit - AHU | 1022895
30-A1 | 30-A1 Central Justice Center | 30-A1-D3041-110-AHU58 | AHU 23 | Temtrol | C001116-012 | W-A100-2 WIDE x 1 HIGH | OM00047611 |  | Tower Side by Main Fire Panel Room | DD | 14-16-24x2 | Chilled Water | 8.5 hp | 460 | 8.5 |  | 3 |  |  | \Classifications\Building System Class\D30-HVAC Systems\D3040 - Distribution SYS\Air Handling Unit - AHU | 1022896
30-A1 | 30-A1 Central Justice Center | 30-A1-D3041-110-AHU59 | AHU 26 | Temtrol | C001116-013 | FW-A100-2 WIDE X 3 HIGH | OM00047612 |  | Tower Side by Main Fire Panel Room | DD | 12 - 24 x 24 x 2 | NA | 6 hp | 460 | 7.5 | DNA | 3 | NA | NA | \Classifications\Building System Class\D30-HVAC Systems\D3040 - Distribution SYS\Air Handling Unit - AHU | 1022897
30-A1 | 30-A1 Central Justice Center | 30-A1-D3041-110-AHU60 | AHU29 | Temtrol | C001116-018 | FW-A100-2WIDE x 1 HIGH | OM00047614 |  | Panel Room | DD | 9-24x24x2 | Chilled Water | 6 hp | 460 | 15 |  | 3 |  |  | \Classifications\Building System Class\D30-HVAC Systems\D3040 - Distribution SYS\Air Handling Unit - AHU | 1022898
30-A3 | 30-A3 Central Justice Center, Civil Complex Center | 30-A3-D3050-310-HPU15 | A/C Package Unit (Heat Pump)#15 | Bryant | 1107012332 | 549BEX090000AK | OM00000332 | DNA | West Side | A-51 | 16X20X2 (2) | R-22 | DNA | 460 | 19.2 | electric | 3 | DNA | DNA | \Classifications\Building System Class\D30-HVAC Systems\D3050 - Package SYS\Heat Pump,Air Cooled - HPU | 1009290
30-A3 | 30-A3 Central Justice Center, Civil Complex Center | 30-A3-D3050-310-HPU19 | A/C Package Unit (Heat Pump)#19 | Bryant | 1107G12327 | 549BEX090000AK | OM00000331 | DNA | West Side | A-51 | 16X20X2 (2) | R-22 | DNA | 460 | 19.2 | electric | 3 | DNA | DNA | \Classifications\Building System Class\D30-HVAC Systems\D3050 - Package SYS\Heat Pump,Air Cooled - HPU | 1009291
30-A3 | 30-A3 Central Justice Center, Civil Complex Center | 30-A3-D3050-310-HPU20 | A/C Package Unit (Heat Pump)#20 | Carrier | 3505G50817 | 50HJQ008-621 | OM00000333 | DNA | West Side | A-51 | 16X20X2 (4) | R-22 | DNA | 460 | 19.2 | electric | 3 | DNA | DNA | \Classifications\Building System Class\D30-HVAC Systems\D3050 - Package SYS\Heat Pump,Air Cooled - HPU | 1009292
30-A3 | 30-A3 Central Justice Center, Civil Complex Center | 30-A3-D3050-310-HPU21 | A/C Package Unit (Heat Pump)#21 | York | NOA8554587 | BP090C00N4AAA4A | OM00000344 | DNA | West Side | A-49 | 16X25X2 (2) | R-22 | DNA | 460 | 21.3 | electric | 3 | DNA | DNA | \Classifications\Building System Class\D30-HVAC Systems\D3050 - Package SYS\Heat Pump,Air Cooled - HPU | 1009293
30-A3 | 30-A3 Central Justice Center, Civil Complex Center | 30-A3-D3050-310-HPU22 | A/C Package Unit (Heat Pump)#22 | Bryant | 1407G30889 | 549BEX090000AK | OM00000342 | DNA | S.W. Side | A-51 | 16X20X2 (4) | R-22 | DNA | 460 | 19.2 | electric | 3 | DNA | DNA | \Classifications\Building System Class\D30-HVAC Systems\D3050 - Package SYS\Heat Pump,Air Cooled - HPU | 1009294
30-A3 | 30-A3 Central Justice Center, Civil Complex Center | 30-A3-D3050-310-HPU23 | A/C Package Unit (Heat Pump)#23 | Carrier | DNA | DNA | OM00000348 | DNA | Center of roof | NA | 18X24X1 (1) | R-22 | DNA | DNA | DNA | electric | DNA | DNA | DNA | \Classifications\Building System Class\D30-HVAC Systems\D3050 - Package SYS\Heat Pump,Air Cooled - HPU | 1009295
30-A3 | 30-A3 Central Justice Center, Civil Complex Center | 30-A3-D3050-310-HPU01 | A/C Package Unit (Heat Pump) #1 | Carrier | 1887G91409 | 50Qh008630DA | OM00000340 | DNA | South Side | A-38 | 24X26X2 (2) | R-22 | DNA | 460 | 7.6 | electric | 3 | DNA | DNA | \Classifications\Building System Class\D30-HVAC Systems\D3050 - Package SYS\Heat Pump,Air Cooled - HPU | 1009296
30-A3 | 30-A3 Central Justice Center, Civil Complex Center | 30-A3-D3050-310-HPU10 | A/C Package Unit (Heat Pump) #10 | Carrier | 4994G40552 | 50HS-036---601AA | OM00025294 | DNA | South Side 1A | NA | 16X25X1 (2) | R-22 | DNA | DNA | DNA | electric | 3 | DNA | DNA | \Classifications\Building System Class\D30-HVAC Systems\D3050 - Package SYS\Heat Pump,Air Cooled - HPU | 1009297
30-A3 | 30-A3 Central Justice Center, Civil Complex Center | 30-A3-D3050-310-HPU02 | A/C Package Unit (Heat Pump) #2 | Carrier | 1987G97173 | 50QH006620DA | OM00000339 | DNA | S.E.Side | NA | A38 | R-22 | DNA | 460 | 2.1 | electric | 3 | DNA | DNA | \Classifications\Building System Class\D30-HVAC Systems\D3050 - Package SYS\Heat Pump,Air Cooled - HPU | 1009298
30-A3 | 30-A3 Central Justice Center, Civil Complex Center | 30-A3-D3050-310-HPU03 | A/C Package Unit (Heat Pump) #3 | Carrier | 0601G30319 | 50HJQ00B-601 | OM00000337 | DNA | S.E. Corner | A-51 | 16X20X2 (4) | R-22 | DNA | 460 | 19.2 | electric | 3 | DNA | DNA | \Classifications\Building System Class\D30-HVAC Systems\D3050 - Package SYS\Heat Pump,Air Cooled - HPU | 1009299
30-A3 | 30-A3 Central Justice Center, Civil Complex Center | 30-A3-D3050-310-HPU04 | A/C Package Unit (Heat Pump) #4 | Carrier | 4586019917 | 50Q000620V0 | OM00000338 | DNA | East Side | NA | 18X25X1 (2) | R-22 | DNA | 460 | DNA | electric | 3 | DNA | DNA | \Classifications\Building System Class\D30-HVAC Systems\D3050 - Package SYS\Heat Pump,Air Cooled - HPU | 1009300
30-A3 | 30-A3 Central Justice Center, Civil Complex Center | 30-A3-D3050-310-HPU05 | A/C Package Unit (Heat Pump) #5 | Carrier | 3300G30327 | 50HJQ008-601 | OM00000325 | DNA | Center of roof | A-51 | 16X20X2 (4) | R-22 | DNA | 460 | 19.2 | electric | 3 | DNA | DNA | \Classifications\Building System Class\D30-HVAC Systems\D3050 - Package SYS\Heat Pump,Air Cooled - HPU | 1009301
30-A3 | 30-A3 Central Justice Center, Civil Complex Center | 30-A3-D3050-310-HPU12 | A/C Package Unit (Heat Pump) #12 | York | SNFMM065609 | BIHA018AO6B | OM00000326 | 5A | Center of roof 5A NORTH EAST | NA | 16X25X1 (1) | R-22 | 1/2 | 460 | 13 | electric | 3 | DNA | DNA | \Classifications\Building System Class\D30-HVAC Systems\D3050 - Package SYS\Heat Pump,Air Cooled - HPU | 1009302
30-A3 | 30-A3 Central Justice Center, Civil Complex Center | 30-A3-D3050-310-HPU06 | A/C Package Unit (Heat Pump) #6 | Carrier | 3200G20253 | 50HJQ006-601 | OM00000327 | DNA | Center of roof | A-40 | 16X25X2 (2) | R-22 | DNA | 460 | 14.7 | electric | 3 | DNA | DNA | \Classifications\Building System Class\D30-HVAC Systems\D3050 - Package SYS\Heat Pump,Air Cooled - HPU | 1009303
30-A3 | 30-A3 Central Justice Center, Civil Complex Center | 30-A3-D3050-310-HPU07 | A/C Package Unit (Heat Pump) #7 | Carrier | 0601G30316 | 50HJQ00B-601 | OM00000328 | DNA | Center of roof | A-51 | 16X20X2 (4) | R-22 | DNA | 460 | 19.2 | electric | 3 | DNA | DNA | \Classifications\Building System Class\D30-HVAC Systems\D3050 - Package SYS\Heat Pump,Air Cooled - HPU | 1009304
30-A3 | 30-A3 Central Justice Center, Civil Complex Center | 30-A3-D3050-310-HPU08 | A/C Package Unit (Heat Pump) #8 | Carrier | 3200G20252 | 50HJQ006-601 | OM00000347 | DNA | Center of roof | A-40 | 16X25X2 (2) | R-22 | DNA | 460 | 14.7 | electric | 3 | DNA | DNA | \Classifications\Building System Class\D30-HVAC Systems\D3050 - Package SYS\Heat Pump,Air Cooled - HPU | 1009305
30-A3 | 30-A3 Central Justice Center, Civil Complex Center | 30-A3-D3050-310-HPU09 | A/C Package Unit (Heat Pump) #9 | Carrier | 3900G2 | 30TF0006-601-GA | OM00000346 | DNA | Center of roof | A-40 | 16X25X2 (2) | R-22 | DNA | 460 | 13.0 | electric | 3 | DNA | DNA | \Classifications\Building System Class\D30-HVAC Systems\D3050 - Package SYS\Heat Pump,Air Cooled - HPU | 1009306
30-A3 | 30-A3 Central Justice Center, Civil Complex Center | 30-A3-D3050-310-HPU11 | A/C Package Unit (Heat Pump) #11 | Carrier | 3900G24457 | 50TFQ004-601GA | OM00000345 | DNA | Center of roof | A-36 | 16X25X2 (2) | R-22 | DNA | 460 | DNA | electric | 3 | DNA | DNA | \Classifications\Building System Class\D30-HVAC Systems\D3050 - Package SYS\Heat Pump,Air Cooled - HPU | 1009307
30-A3 | 30-A3 Central Justice Center, Civil Complex Center | 30-A3-D3050-310-HPU16 | A/C Package Unit (Heat Pump) #16 | Carrier | 4000G30254 | 50TFQ009-601 | OM00000335 | DNA | South Side | A-48 | 16X20X2 (4) | R-22 | 2.6 | 460 | DNA | electric | 3 | DNA | DNA | \Classifications\Building System Class\D30-HVAC Systems\D3050 - Package SYS\Heat Pump,Air Cooled - HPU | 1009309
30-A3 | 30-A3 Central Justice Center, Civil Complex Center | 30-A3-D3050-250-ACU01 | ACU Split System | Fujitsu | GNN004629 | AOU24RML | OM00000386 |  | East Side | NA | Washable | R-410A | DNA | 230/208 | 13 | electric | 3 | DNA | DNA | \Classifications\Building System Class\D30-HVAC Systems\D3050 - Package SYS\Air Conditioning,Split System - ACU | 1009312
30-A3 | 30-A3 Central Justice Center, Civil Complex Center | 30-A3-D3050-250-ACU03 | ACU Split System | Fujitsu | GNN004734 | AOU24RML | OM00000391 |  | West Side | NA | Washable | R-410A | DNA | 230/208 | 11.8 | electric | 3 | DNA | DNA | \Classifications\Building System Class\D30-HVAC Systems\D3050 - Package SYS\Air Conditioning,Split System - ACU | 1009315
30-A3 | 30-A3 Central Justice Center, Civil Complex Center | 30-A3-D3050-250-ACU04 | ACU #5 | EMI | 1-01-D-3652-17 | SHC12DA0000AAOA | OM00000390 |  | S.W. Corner | NA | Washable | R-22 | DNA | 208/230 | 15 | electric | 3 | DNA | DNA | \Classifications\Building System Class\D30-HVAC Systems\D3050 - Package SYS\Air Conditioning,Split System - ACU | 1009316
30-A3 | 30-A3 Central Justice Center, Civil Complex Center | 30-A3-D4031-100-FEX12 | Fire Extinguishers (entire facility) QTY:12 | Amerex | NA | FB-102136 | OM00000430 |  | entire facility | NA | NA | NA | NA | NA | NA | NA | NA | NA | NA | \Classifications\Building System Class\D40-Fire Protection SYS\D4030 - FIRE SPEC\Fire Extinguisher - FEX | 1009317
30-A3 | 30-A3 Central Justice Center, Civil Complex Center | 30-A3-D5038-810-CTY01 | Security System, Intrusion | Honeywell | DS600ELT | 560OE | OM00000397 | DNA | Main Electric Rm. | NA | NA | NA | NA | 12 | 2.5 | electric | 1 | NA | NA | \Classifications\Building System Class\D50-Electrical SYS\D5030 - Comm & Security\Intrusion Alarm - ITA | 1009319
30-A3 | 30-A3 Central Justice Center, Civil Complex Center | 30-A3-D5037-710-FAP01 | Fire Panel | Fire-Lite | MS5024UD | 5204 | OM00000401 |  | East Side of Bldg. in IT Server rm. | NA | NA | NA | NA | 110 | DNA | electric | NA | NA | NA | \Classifications\Building System Class\D50-Electrical SYS\D5030 - Comm & Security\Fire Alarm Panel - FAP | 1009320
30-A3 | 30-A3 Central Justice Center, Civil Complex Center | 30-A3-D4010-150-FMS01 | Sprinkler Stand-Pipe 4"" | CSC | 840027 | VDS-G4 | OM00000398 | DNA | S.E. Corner of building off Planter | NA | NA | NA | DNA | DNA | DNA | electric | NA | NA | NA | \Classifications\Building System Class\D40-Fire Protection SYS\D4010 - Sprinkler SYS\Fire Systems, stand pipes - FMS | 1009322
30-A3 | 30-A3 Central Justice Center, Civil Complex Center | 30-A3-D5010-200-ESD01 | Main Electrical Service Disconnect-Switchboard | Square D | Series E1 | QMB-367-W | OM00000399 |  | Main Electric Rm. | NA | NA | NA | NA | 480/277 | 800 | electric | 3 | NA | NA | \Classifications\Building System Class\D50-Electrical SYS\D5010 - Elec Service & Dist\Electical Service and Distribution - ESD | 1009323
30-A3 | 30-A3 Central Justice Center, Civil Complex Center | 30-A3-D5092-250-EML65 | EMERGENCY LIGHT (65) | NA | NA | NA | OM00000431 |  | All | NA | NA | NA | NA | 110 | DNA | electric | 1 | NA | NA | \Classifications\Building System Class\D50-Electrical SYS\D5090 - Elec SYS\Emergency And Exit Lighting - EML | 1009324
30-A3 | 30-A3 Central Justice Center, Civil Complex Center | 30-A3-D2030-150-MWL01 | Main/Branch Waste System - MWL | NA | NA | NA | OM00000429 | DNA | ALL | NA | NA | NA | NA | NA | NA | NA | NA | NA | NA | \Classifications\Building System Class\D20-Plumbing\D2030 - Sani Waste\Main/Branch Waste System - MWL | 1009325
30-A3 | 30-A3 Central Justice Center, Civil Complex Center | 30-A3-B3010-100-RUF01 | Roof - RUF | NA | NA | NA | OM00000424 |  | Roof | NA | NA | NA | NA | NA | NA | NA | NA | NA | NA | \Classifications\Building System Class\B30-Roofing\B3010 - Roof Types\Roof - RUF | 1009326
30-A3 | 30-A3 Central Justice Center, Civil Complex Center | 30-A3-G2050-200-LSC01 | Landscaping - LSC | NA | NA | NA | OM00000427 | DNA | Exterior | NA | NA | NA | NA | NA | NA | NA | NA | NA | NA | \Classifications\Building System Class\G20-Other Systems\G2050 - Landscaping\Landscaping - LSC | 1009327
30-A3 | 30-A3 Central Justice Center, Civil Complex Center | 30-A3-D5092-250-ELT01 | Exterior Lighting - ELT | NA | NA | NA | OM00000426 | DNA | Exterior | NA | NA | NA | NA | NA | NA | NA | NA | NA | NA | \Classifications\Building System Class\D50-Electrical SYS\D5090 - Elec SYS\Exterior Lighting - ELT | 1009328
30-A3 | 30-A3 Central Justice Center, Civil Complex Center | 30-A3-G2049-300-HSC01 | Hardscape - HSC | NA | NA | NA | OM00000425 | DNA | Exterior | NA | NA | NA | NA | NA | NA | NA | NA | NA | NA | \Classifications\Building System Class\G20-Other Systems\G2040 - Site Development\Hardscape - HSC | 1009329
30-A3 | 30-A3 Central Justice Center, Civil Complex Center | 30-A3-D3042-220-EFN05 | BELT DRIVEN EXHAUST FAN EFN05 | Lauren Cook Company | Serial Number 0110908 | 100ACEB | OM00000394 |  | Roof | 4L180 | NA | NA | NA | 115 | DNA | Electrical | DNA | NA | NA | \Classifications\Building System Class\D30-HVAC Systems\D3040 - Distribution SYS\Supply/Exhaust/Return fans- FAN | 1013381
30-A3 | 30-A3 Central Justice Center, Civil Complex Center | 30-A3-D3042-220-EFN06 | BELT DRIVEN EXHAUST FAN EFN06 | Lauren Cook Company | X10752 | 135ACEB | OM00000330 |  | NorthSide Roof | 4L-240 | NA | NA | NA | 115 | DNA | Electrical | DNA | NA | NA | \Classifications\Building System Class\D30-HVAC Systems\D3040 - Distribution SYS\Supply/Exhaust/Return fans- FAN | 1013382
30-A3 | 30-A3 Central Justice Center, Civil Complex Center | 30-A3-D3042-220-EFN01 | BELT DRIVEN EXHAUST FAN EFN01 | Loren Cook Company | DNA | 150ACEB | OM00000392 |  | Roof S/W CORNER | A1270 | NA | NA | NA | DNA | DNA | Electric | DNA | NA | NA | \Classifications\Building System Class\D30-HVAC Systems\D3040 - Distribution SYS\Supply/Exhaust/Return fans- FAN | 1013383
30-A3 | 30-A3 Central Justice Center, Civil Complex Center | 30-A3-D3042-220-EFN02 | BELT DRIVEN EXHAUST FAN | Loren Cook Company | DNA | 120ACEB | OM00000388 |  | Roof | AL230 | NA | NA | NA | DNA | DNA | Electric | DNA | NA | NA | \Classifications\Building System Class\D30-HVAC Systems\D3040 - Distribution SYS\Supply/Exhaust/Return fans- FAN | 1013384
30-A3 | 30-A3 Central Justice Center, Civil Complex Center | 30-A3-D3042-220-EFN03 | BELT DRIVEN EXHAUST FAN EFN03 | Loren Cook Company | DNA | 150ACEB | OM00000387 |  |  | DNA | NA | NA | NA | DNA | DNA | Electric | DNA | NA | NA | \Classifications\Building System Class\D30-HVAC Systems\D3040 - Distribution SYS\Supply/Exhaust/Return fans- FAN | 1013385
30-A3 | 30-A3 Central Justice Center, Civil Complex Center | 30-A3-D3042-220-EFN07 | DIRECT DRIVE EXHAUST FAN EFN07 | Loren Cook Company | DNA | 70 ACEB | OM00000393 |  | Roof | 4L180 | NA | NA | NA | 115 | DNA | Electrical | DNA | NA | NA | \Classifications\Building System Class\D30-HVAC Systems\D3040 - Distribution SYS\Supply/Exhaust/Return fans- FAN | 1013386
30-A3 | 30-A3 Central Justice Center, Civil Complex Center | 30-A3-D3042-210-FAN04 | DIRECT DRIVE EXHAUST FAN04 | DNA | DNA | DNA | OM00000395 |  | ROOF | NA | NA | NA | NA | DNA | DNA | Electric | DNA | NA | NA | \Classifications\Building System Class\D30-HVAC Systems\D3040 - Distribution SYS\Fan,Axial - FAN | 1013387
30-A3 | 30-A3 Central Justice Center, Civil Complex Center | 30-A3-B2010-100-BLD01 | BUILDING STRUCTURE | NA | NA | NA | OM00000428 | NA | All | NA | NA | NA | NA | NA | NA | NA | NA | NA | NA | \Classifications\Building System Class\B20-General Building Exterior\B2010 - Exterior Walls\Building - BLD | 1013428
30-A3 | 30-A3 Central Justice Center, Civil Complex Center | 30-A3-B2034-400-DOH01 | SLIDING GATE | CHAMBERLAIN | 3611N3537 | LIFT MASTER | OM00000422 |  | EXTERIOR | DNA | NA | NA | NA | 90 | 10 | ELECTRIC | 1 | NA | NA | \Classifications\Building System Class\B20-General Building Exterior\B2030 - Exterior Doors\Door,Overhead-Shutter,Manual,Elec,Roll-up - DOH | 1013429
30-A3 | 30-A3 Central Justice Center, Civil Complex Center | 30-A3-B2034-400-DOH02 | ROLL UP DOOR | LIFT MASTER | 3307N1768 | MJ1211 | OM00000423 | NA | NORTH SECURED PARKING | DNA | NA | NA | 1/2 | 115 | 6.0 | ELECTRIC | 1 | NA | NA | \Classifications\Building System Class\B20-General Building Exterior\B2030 - Exterior Doors\Door,Overhead-Shutter,Manual,Elec,Roll-up - DOH | 1013430
30-A3 | 30-A3 Central Justice Center, Civil Complex Center | 30-A3-D5010-234-ATS01 | TRANSFER SWITCH | G.E. ZENITH CONTROLS | DNA | ENTELLI-SWITCH 250 | OM00000421 |  | OUTSIDE S. SIDE OF BUILDING | NA | NA | NA | NA | DNA | DNA | ELECTRIC | DNA | NA | NA | \Classifications\Building System Class\D50-Electrical SYS\D5010 - Elec Service & Dist\Automatic Transfer Switch - ATS | 1013431
30-A3 | 30-A3 Civil Complex Center ("CXC") | 30-A3-D3050-250-ACU05 | ACU Split System | Mitsubishi Electric | 3000918T | MUY-GE15NA | OM00025288 |  | Roof Near Fire Panel Room | NA | Washable | R-410A | NA | 240 | DNA | DNA | 1 | NA | NA | \Classifications\Building System Class\D30-HVAC Systems\D3050 - Package SYS\Air Conditioning,Split System - ACU | 1015920
30-A3 | 30-A3 Civil Complex Center ("CXC") | 30-A3-D3050-310-HPU24 | Heat Pump HPU24 | Carrier | 3412G50209 | 50TCQD08A2A6A0A0A0 | OM00035584 | DNA | SW end of roof |  |  | R-410A |  |  |  | Electric |  |  |  | \Classifications\Building System Class\D30-HVAC Systems\D3050 - Package SYS\Heat Pump,Air Cooled - HPU | 1016454
30-A3 | 30-A3 Civil Complex Center ("CXC") | 30-A3-D3050-310-HPU25 | HPU 25 | YORK | N1D5650802 | XP102 C00N4AAA7 | OM000025372 |  | Roof | A-54 | (4) 20x24x2 | R-410A | 3.0/1.3/1.3 | Other | 6.3/4/.7/1.3 | Electric | 3 | NA | NA | \Classifications\Building System Class\D30-HVAC Systems\D3050 - Package SYS\Heat Pump,Air Cooled - HPU | 1019497
30-A3 | 30-A3 Civil Complex Center ("CXC") | 30-A3-D2023-100-BFP06 | BFP 06 | Wilkins | 4013907 | 975XL | OM00025396 |  | DNA | NA | NA | NA | NA | NA | NA | NA | NA | NA | NA | \Classifications\Building System Class\D20-Plumbing\D2020 - Domestic Water\Backflow Preventer - BFP | 1020503
30-A3 | 30-A3 Civil Complex Center ("CXC") | 30-A3-D3050-310-HPU26 | HPU26 | Carrier | 4916P85999 | 50HCQD08A2A6AOAOGO | OM00025404 |  | CXC Jury Assembly Room |  |  | R-410A |  | 460 | 25 |  | 3 |  |  | \Classifications\Building System Class\D30-HVAC Systems\D3050 - Package SYS\Heat Pump,Air Cooled - HPU | 1021727
30-A3 | 30-A3 Civil Complex Center ("CXC") | 30-A3-D3050-250-ACU06 | ACU Split System | Fujitsu | LUN 085002 | AOU24RLXFZ | OM00025417 |  | Roof - Southwest Corner | NA | NA | R-410A | NA | 208/230 | 15 | Electric | 1 | NA | NA | \Classifications\Building System Class\D30-HVAC Systems\D3050 - Package SYS\Air Conditioning,Split System - ACU | 1022510
30-B1 | 30-B1 Betty Lou Lamoreaux Justice Center | 30-B1-B3010-100-RUF01 | Roof - RUF | DNA | DNA | DNA | OM00030097 |  | Roof | NA | NA | NA | NA | NA | NA | NA | NA | NA | NA | \Classifications\Building System Class\B30-Roofing\B3010 - Roof Types\Roof - RUF | 1009658
30-B1 | 30-B1 Betty Lou Lamoreaux Justice Center | 30-B1-D1010-100-ELE01 | ELEVATOR Passenger, #1 | DOVER | DNA | C-B0500 | OM00015914 | State ID# 103036¦ PASS #1 | ELEVATOR ROOM 8TH FLOOR | NA | NA | NA | 38 | 460 | 97 | electric | 3 | NA | NA | \Classifications\Building System Class\D10-Conveyance Systems\D1010 - Elevator\Elevator,Electric,Pass/Freight - ELE | 1009659
30-B1 | 30-B1 Betty Lou Lamoreaux Justice Center | 30-B1-D1010-100-ELE10 | ELEVATOR Passenger, #10 | DOVER | DNA | DNA | OM00015902 | State ID# 103053¦ PASS 10 | ELEVATOR ROOM | NA | NA | NA | 18 | 480 | 6.0/3.0 | electric | 3 | NA | NA | \Classifications\Building System Class\D10-Conveyance Systems\D1010 - Elevator\Elevator,Electric,Pass/Freight - ELE | 1009660
30-B1 | 30-B1 Betty Lou Lamoreaux Justice Center | 30-B1-D1010-100-ELE02 | ELEVATOR Passenger, #2 | DOVER | 24-A-900 | C-B0501 | OM00015915 | State ID# 103037¦ PASS #2 | ELEVATOR ROOM 8TH FLOOR | NA | NA | NA | 38 | 460 | 97 | electric | 3 | NA | NA | \Classifications\Building System Class\D10-Conveyance Systems\D1010 - Elevator\Elevator,Electric,Pass/Freight - ELE | 1009661
30-B1 | 30-B1 Betty Lou Lamoreaux Justice Center | 30-B1-D1010-100-ELE03 | ELEVATOR Passenger, #3 | DOVER | 24-A-900801 C4 | CBO502 | OM00015916 | State ID# 103038¦ PASS #3 | ELEVATOR ROOM 8TH FLOOR | NA | NA | NA | 38 | 480 | 97 | electric | 3 | NA | NA | \Classifications\Building System Class\D10-Conveyance Systems\D1010 - Elevator\Elevator,Electric,Pass/Freight - ELE | 1009662
30-B1 | 30-B1 Betty Lou Lamoreaux Justice Center | 30-B1-D1010-100-ELE04 | ELEVATOR Passenger, #4 | DOVER | 24-A-90080203 | CB-0503 | OM00015917 | State ID# 103039¦ PASS #4 | ELEVATOR ROOM 8TH FLOOR | NA | NA | NA | 38 | 480 | 97 | electric | 3 | NA | NA | \Classifications\Building System Class\D10-Conveyance Systems\D1010 - Elevator\Elevator,Electric,Pass/Freight - ELE | 1009663
30-B1 | 30-B1 Betty Lou Lamoreaux Justice Center | 30-B1-D1010-100-ELE05 | ELEVATOR Passenger, #5 | DOVER | 24A900803 | CB0504 | OM00015918 | State ID# 103040¦ PASS #5 | ELEVATOR ROOM 8TH FLOOR | NA | NA | NA | 38 | 460 | 97 | electric | 3 | NA | NA | \Classifications\Building System Class\D10-Conveyance Systems\D1010 - Elevator\Elevator,Electric,Pass/Freight - ELE | 1009664
30-B1 | 30-B1 Betty Lou Lamoreaux Justice Center | 30-B1-D1010-100-ELE06 | ELEVATOR Passenger, #6 | DOVER | 24-A-90080601 | CB-0505 | OM00015919 | State ID# 103041¦ PASS #6 | ELEVATOR ROOM | NA | NA | NA | 38 | 480 | 97 | electric | 3 | NA | NA | \Classifications\Building System Class\D10-Conveyance Systems\D1010 - Elevator\Elevator,Electric,Pass/Freight - ELE | 1009665
30-B1 | 30-B1 Betty Lou Lamoreaux Justice Center | 30-B1-D1010-100-ELE07 | ELEVATOR#7 | DOVER | DNA | CB-0539 | OM00015969 | State ID# 097544¦ #7 EMPL | ELEVATOR ROOM | NA | NA | NA | 31 | 460 | 84 | electric | 3 | NA | NA | \Classifications\Building System Class\D10-Conveyance Systems\D1010 - Elevator\Elevator,Electric,Pass/Freight - ELE | 1009666
30-B1 | 30-B1 Betty Lou Lamoreaux Justice Center | 30-B1-D1010-100-ELE08 | ELEVATOR Passenger, #8 | DOVER | DNA | CB-0537 | OM00015970 | State ID# 103054¦ PASS #8 | ELEVATOR ROOM | NA | NA | NA | 27 | 460 | 25 | electric | 3 | NA | NA | \Classifications\Building System Class\D10-Conveyance Systems\D1010 - Elevator\Elevator,Electric,Pass/Freight - ELE | 1009667
30-B1 | 30-B1 Betty Lou Lamoreaux Justice Center | 30-B1-D1010-100-ELE09 | ELEVATOR Passenger, #9 | DOVER | DNA | DNA | OM00015903 | State ID# 103052¦ PASS #9 | ELEVATOR ROOM | NA | NA | NA | 18 | 480 | 93 | electric | 3 | NA | NA | \Classifications\Building System Class\D10-Conveyance Systems\D1010 - Elevator\Elevator,Electric,Pass/Freight - ELE | 1009668
30-B1 | 30-B1 Betty Lou Lamoreaux Justice Center | 30-B1-D2030-150-MWL01 | Main/Branch Waste System - MWL | NA | NA | NA | OM00030098 | DNA | 1 | NA | NA | NA | NA | NA | NA | NA | NA | NA | NA | \Classifications\Building System Class\D20-Plumbing\D2030 - Sani Waste\Main/Branch Waste System - MWL | 1009670
30-B1 | 30-B1 Betty Lou Lamoreaux Justice Center | 30-B1-D3030-110-CTW01 | COOLING TOWER- EC1 | BALTIMORE | 89201868 | C1443NM | OM00015625 | DNA | COOLING TOWER AERA SOUTH SIDE OF BUILDING | B133/B124 | NA | CHILLED WATER | 7.5 LOW, 30 HIGH | 460 | DNA | electric | 3 | NA | NA | \Classifications\Building System Class\D30-HVAC Systems\D3030 - Cooling SYS\Cooling Tower - CTW | 1009672
30-B1 | 30-B1 Betty Lou Lamoreaux Justice Center | 30-B1-D3031-130-CLR01 | CHILLER#1 | GRASSCO | DNA | DNA | OM00015629 | DNA | CHILLLER ROOM | NA | NA | R-22 | 250 | 480 | 272 | electric | 3 | NA | NA | \Classifications\Building System Class\D30-HVAC Systems\D3030 - Cooling SYS\Chiller, Water Cooled - CLR | 1009674
30-B1 | 30-B1 Betty Lou Lamoreaux Justice Center | 30-B1-D3042-240-SEF01 | AIR HANDLER#15, BELT DRIVEN SMOKE EXHAUST FAN | PACE | 89-059412-12 | A12 FC 51 | OM00015962 |  | ROOF | NA | DNA | NA | DNA | 460 | DNA | electric | 3 | NA | NA | \Classifications\Building System Class\D30-HVAC Systems\D3040 - Distribution SYS\Supply/Exhaust/Return fans- FAN | 1009677
30-B1 | 30-B1 Betty Lou Lamoreaux Justice Center | 30-B1-D3042-240-SEF05 | SPECIALTY EXHAUST FAN | PACE | DNA | DNA | OM00015958 |  | ROOF - Central | NA | DNA | NA | DNA | 480 | DNA | electric | 3 | NA | NA | \Classifications\Building System Class\D30-HVAC Systems\D3040 - Distribution SYS\Supply/Exhaust/Return fans- FAN | 1009678
30-B1 | 30-B1 Betty Lou Lamoreaux Justice Center | 30-B1-D3041-110-AHU10 | AIR HANDLER#10 | PACE | 895941209 | DNA | OM00015923 | DNA | NORTH ROOF | (2) A72 | (2) 24X24X4 (2) 24X24X18 (3) 12X24X18 | CHILLED WATER | 5 | 460 | 6.2 | electric | 3 | NA | NA | \Classifications\Building System Class\D30-HVAC Systems\D3040 - Distribution SYS\Air Handling Unit - AHU | 1009679
30-B1 | 30-B1 Betty Lou Lamoreaux Justice Center | 30-B1-D3041-110-AHU11 | AIR HANDLER#11 | PACE | 895941210 | DNA | OM00015924 | DNA | SOUTH CENTRAL ROOF | (1) A55 | (1) 12X24X4 (1) 24X24X4 (1) 24X24X18 (1) 12X24X18 | CHILLED WATER | 1.5 | 460 | 2.1 | electric | 3 | NA | NA | \Classifications\Building System Class\D30-HVAC Systems\D3040 - Distribution SYS\Air Handling Unit - AHU | 1009680
30-B1 | 30-B1 Betty Lou Lamoreaux Justice Center | 30-B1-D3041-110-AHU12 | AIR HANDLER#12 | PACE | 895941211 | A8FGSW01 | OM00030003 | DNA | ROOF N/E SIDE | A41 | (1) 24X12X18 | CHILLED WATER | 1.5 | 460 | 2.1 | electric | 3 | NA | NA | \Classifications\Building System Class\D30-HVAC Systems\D3040 - Distribution SYS\Air Handling Unit - AHU | 1009681
30-B1 | 30-B1 Betty Lou Lamoreaux Justice Center | 30-B1-D3042-240-SEF02 | Exhaust Fan | PACE | DNA | DNA | OM00015960 |  | ROOF | NA | DNA | CHILLED WATER | DNA | 480 | DNA | electric | 3 | NA | NA | \Classifications\Building System Class\D30-HVAC Systems\D3040 - Distribution SYS\Supply/Exhaust/Return fans- FAN | 1009683
30-B1 | 30-B1 Betty Lou Lamoreaux Justice Center | 30-B1-D3041-110-AHU08 | AIR HANDLER#8 | PACE | 895941207 | DNA | OM00015972 |  | ROOF West Side | SUPPLY SV1900 Triple Return Banded | NA | CHILLED WATER | 60 | 460 | DNA | electric | 3 | NA | NA | \Classifications\Building System Class\D30-HVAC Systems\D3040 - Distribution SYS\Air Handling Unit - AHU | 1009688
30-B1 | 30-B1 Betty Lou Lamoreaux Justice Center | 30-B1-D3041-110-AHU06 | AIR HANDLER #6 | PACE | 89-59412-05 | DNA | OM00015922 |  | ROOF, Southeast Side | SUPPLY-SV1900 TRIPLE RETURN-B158 QUAD | (28) 24x24x2 (7) 12x24x2 (28) 24x24x18 BIG (3) 12x24x8 | CHILLED WATER | 70,20 | 460 | 60, 20.5 | electric | 3 | NA | NA | \Classifications\Building System Class\D30-HVAC Systems\D3040 - Distribution SYS\Air Handling Unit - AHU | 1009689
30-B1 | 30-B1 Betty Lou Lamoreaux Justice Center | 30-B1-D3041-110-AHU07 | Air Handler #7 | PACE | 89-59412-06 | PF-60 | OM00015921 |  | ROOF N/E SIDE | 4/B158, 5V1900 | (28)24X24X2, (7)12X24X2, (28) BAG 24X24X18, (7) 24X12X18 | NA | 25 | 460 | 60, 24.5 | electric | 3 | NA | NA | \Classifications\Building System Class\D30-HVAC Systems\D3040 - Distribution SYS\Air Handling Unit - AHU | 1009692
30-B1 | 30-B1 Betty Lou Lamoreaux Justice Center | 30-B1-D3041-110-AHU09 | AIR HANDLER#9 | PACE | 895941208 | DNA | OM00015971 | DNA | ROOF N/W SIDE | SUPPLY- 5V190 TRIPLE BANDED | NA | CHILLED WATER | 70 20 | 460 | 60 24.5 | electric | 3 | NA | NA | \Classifications\Building System Class\D30-HVAC Systems\D3040 - Distribution SYS\Air Handling Unit - AHU | 1009694
30-B1 | 30-B1 Betty Lou Lamoreaux Justice Center | 30-B1-D3044-125-PHW07 | BOILER HOT WATER RECIRCULATION PUMP#7 | US MOTOR | 89-12376 | 341A-SF | OM00013644 |  | BOILER ROOM SOUTH SIDE OF BUILDING | NA | NA | NA | 20 | 460 | 26.5 | electric | 3 | NA | NA | \Classifications\Building System Class\D30-HVAC Systems\D3040 - Distribution SYS\Hot Water Pump - PHW | 1009700
30-B1 | 30-B1 Betty Lou Lamoreaux Justice Center | 30-B1-D3068-100-BAS01 | Building Automation System | DNA | 006002-000445 | NSX-1000 | OM00030096 | DNA | ELEVATOR ROOM | NA | NA | NA | DNA | 110 | DNA | electric | 1 | NA | NA | \Classifications\Building System Class\D30-HVAC Systems\D3060 - Control & Inst Air\Building Automation System - BAS | 1009703
30-B1 | 30-B1 Betty Lou Lamoreaux Justice Center | 30-B1-D3090-114-CMP01 | AIR COMPRESSOR#1 | INGERSOLL-RAND | 30T716098 | 71T2 | OM00013703 | State ID# A032114-94 ¦ CMP01 & CMP02 share the same tank | CHILLLER ROOM | A-80 | NA | NA | 10 | 480 | 12.5 | electric | 3 | NA | NA | \Classifications\Building System Class\D30-HVAC Systems\D3090 - Other HVAC Systems and Equipment\Air Compressor - CMP | 1009704
30-B1 | 30-B1 Betty Lou Lamoreaux Justice Center | 30-B1-D3090-114-CMP02 | AIR COMPRESSOR#2 | INGERSOLL-RAND | 30T864116 | 71T2 | OM00013704 | State ID#A032114-94 ¦ CMP01 & CMP02 share the same tank | CHILLLER ROOM | A-80 | NA | NA | 10 | 460 | 12.5 | electric | 3 | NA | NA | \Classifications\Building System Class\D30-HVAC Systems\D3090 - Other HVAC Systems and Equipment\Air Compressor - CMP | 1009705
30-B1 | 30-B1 Betty Lou Lamoreaux Justice Center | 30-B1-D3090-220-CMD01 | AIR DRYER | DNA | DNA | Hankison | OM00015633 |  | CHILLLER ROOM | NA | NA | R-12 | NA | 110 | NA | electric | 1 | NA | NA | \Classifications\Building System Class\D30-HVAC Systems\D3090 - Other HVAC Systems and Equipment\Compressed Air Dryer - CMD | 1009706
30-B1 | 30-B1 Betty Lou Lamoreaux Justice Center | 30-B1-D4022-210-JPM01 | JOCKEY PUMP | MTH PUMPS | 06B-98795-1 | T510BF | OM00015651 | DNA | FIRE PUMP ROOM SOUTH SIDE OF BUILDING | NA | NA | NA | 1.5 | 460 | 2.4 | electric | 3 | NA | NA | \Classifications\Building System Class\D40-Fire Protection SYS\D4020 - Stand Pipe\Jockey Pump - JPM | 1009711
30-B1 | 30-B1 Betty Lou Lamoreaux Justice Center | 30-B1-D4031-100-FEX70 | ABC FIRE EXTINGUISHER (70) | NA | NA | NA | OM00030103 |  | All | NA | NA | NA | NA | NA | NA | NA | NA | NA | NA | \Classifications\Building System Class\D40-Fire Protection SYS\D4030 - FIRE SPEC\Fire Extinguisher - FEX | 1009712
30-B1 | 30-B1 Betty Lou Lamoreaux Justice Center | 30-B1-D5010-200-ESD01 | ELECTRICAL PANEL EMDB | SQUARE D | 1224875-BO | DNA | OM00015966 | DNA | MAIN ELECTRICAL ROOM | NA | NA | NA | NA | 480/277 | 1600 | electric | 3 | NA | NA | \Classifications\Building System Class\D50-Electrical SYS\D5010 - Elec Service & Dist\Electical Service and Distribution - ESD | 1009713
30-B1 | 30-B1 Betty Lou Lamoreaux Justice Center | 30-B1-D5010-200-ESD02 | ELECTRICAL PANEL MSB | SQUARE D | 1224875-AO1 | DNA | OM00015967 | DNA | MAIN ELECTRICAL ROOM SOUTH SIDE OF BUILDING | NA | NA | NA | NA | 480/277 | 1600 AMPS | electric | 3 | NA | NA | \Classifications\Building System Class\D50-Electrical SYS\D5010 - Elec Service & Dist\Electical Service and Distribution - ESD | 1009714
30-B1 | 30-B1 Betty Lou Lamoreaux Justice Center | 30-B1-D5010-200-ESD03 | ELECTRICAL PANEL MSC | SQUARE D | DNA | DNA | OM00015968 | DNA | MAIN ELECTRICAL ROOM | NA | NA | NA | NA | 480/277 | 5000 | electric | 3 | NA | NA | \Classifications\Building System Class\D50-Electrical SYS\D5010 - Elec Service & Dist\Electical Service and Distribution - ESD | 1009715
30-B1 | 30-B1 Betty Lou Lamoreaux Justice Center | 30-B1-D5037-710-FAP01 | SIMPLEX MAIN FIRE CONTROL PANEL QUANTITY (11) | SIMPLEX | DNA | 4100U | OM00015662 | DNA | FIRE CONTROL ROOM | NA | NA | NA | NA | 110 | DNA | electric | 1 | NA | NA | \Classifications\Building System Class\D50-Electrical SYS\D5030 - Comm & Security\Fire Alarm Panel - FAP | 1009718
30-B1 | 30-B1 Betty Lou Lamoreaux Justice Center | 30-B1-D4022-250-PFD01 | FIRE PUMP ENGINE DRIVEN | PEERLESS | 739021A | 12MBF | OM00015650 | Permit # G8707 | FIRE PUMP ROOM | NA | NA | NA | 141 | 110 | NA | Diesel | 1 | NA | NA | \Classifications\Building System Class\D40-Fire Protection SYS\D4020 - Stand Pipe\Pump,Fire,Diesel Engine Driven - PFD | 1009719
30-B1 | 30-B1 Betty Lou Lamoreaux Justice Center | 30-B1-D5092-210-GEN01 | GENERATOR | CATERPILLAR | 4309 | 3508 | OM00015920 | Permit # G8706 | GENERATOR ROOM | NA | NA | NA | 1486 | 480 | 1504 | diesel | 3 | NA | NA | \Classifications\Building System Class\D50-Electrical SYS\D5090 - Elec SYS\Emergency Generator - GEN | 1009720
30-B1 | 30-B1 Betty Lou Lamoreaux Justice Center | 30-B1-D5092-250-EML51 | EMERGENCY LIGHT (51) | NA | NA | NA | OM00030099 |  | All | NA | NA | NA | NA | 110 | DNA | electric | 1 | NA | NA | \Classifications\Building System Class\D50-Electrical SYS\D5090 - Elec SYS\Emergency And Exit Lighting - EML | 1009721
30-B1 | 30-B1 Betty Lou Lamoreaux Justice Center | 30-B1-G3063-100-DAT02 | GENERATOR DAY TANK | PRYCO | 6014117 | PY25ULCLA | OM00015660 | DNA | BOILER ROOM SOUTHWEST LOADING DOCK | NA | NA | NA | 33 | 115 | 6.6 | Diesel | 1 | NA | NA | \Classifications\Building System Class\G30-Site Mechanical Utilities\G3060 - Fuel Distribution\Tank, Fuel Storage Day - DAT | 1009723
30-B1 | 30-B1 Betty Lou Lamoreaux Justice Center | 30-B1-G2050-200-LSC01 | Landscaping - LSC | NA | NA | NA | OM00030100 | DNA | OUTSIDE | NA | NA | NA | NA | NA | NA | NA | NA | NA | NA | \Classifications\Building System Class\G20-Other Systems\G2050 - Landscaping\Landscaping - LSC | 1009724
30-B1 | 30-B1 Betty Lou Lamoreaux Justice Center | 30-B1-D5092-250-ELT01 | Exterior Lighting - ELT | NA | NA | NA | DNA | DNA | OUTSIDE | NA | NA | NA | NA | 277/115 | NA | Electric | NA | NA | NA | \Classifications\Building System Class\D50-Electrical SYS\D5090 - Elec SYS\Exterior Lighting - ELT | 1009725
30-B1 | 30-B1 Betty Lou Lamoreaux Justice Center | 30-B1-G2049-300-HSC01 | Hardscape - HSC | NA | NA | NA | OM00030102 | DNA | OUTSIDE | NA | NA | NA | NA | NA | NA | NA | NA | NA | NA | \Classifications\Building System Class\G20-Other Systems\G2040 - Site Development\Hardscape - HSC | 1009726
30-B1 | 30-B1 Betty Lou Lamoreaux Justice Center | 30-B1-D5010-234-ATS01 | Automatic Transfer Switch - ATS01 | Westinghouse | DNA | SPBNH | OM00015953 |  | GENERATOR ROOM SOUTH SIDE OF BUILDING | NA | NA | NA | NA | 460 | DNA | Electric | 3 | NA | NA | \Classifications\Building System Class\D50-Electrical SYS\D5010 - Elec Service & Dist\Automatic Transfer Switch - ATS | 1011266
30-B1 | 30-B1 Betty Lou Lamoreaux Justice Center | 30-B1-D3050-250-ACU01 | Data Center A/C, split system ACU05 | Liebert | 439807-001 | BF067A-AAEI | OM00015912 |  | Data Center, C234, 2nd Floor, South Park | (1) A-36 | 28.5"" x 29.5"" x 4"" | R-22 | 2.6 | 460 | 32.3 | Electric | 3 | NA | NA | \Classifications\Building System Class\D30-HVAC Systems\D3050 - Package SYS\Air Conditioning,Split System - ACU | 1011268
30-B1 | 30-B1 Betty Lou Lamoreaux Justice Center | 30-B1-D3050-250-ACU02 | Data Center A/C, split system ACU02 | Liebert | 439807-002 | BF067A-AAEI | OM00015952 | DNA | Data Center 2ND FLOOR SOUTH HALLWAY | (1) A-37 | 28.5"" x 29.5"" x 4"" | R-22 | 40 | 480 | 32.2 | Electric | 3 | NA | NA | \Classifications\Building System Class\D30-HVAC Systems\D3050 - Package SYS\Air Conditioning,Split System - ACU | 1011269
30-B1 | 30-B1 Betty Lou Lamoreaux Justice Center | 30-B1-D3050-250-ACU06 | Data Center A/C, split system ACU03 | Liebert | 198302-001 | CF 067A-A00 | OM00015951 | DNA | Data Center C234 2ND FLOOR SOUTH HALL | (1) A-36 | (2) 17X24 22 | R-22 | 40 | 460 | 24.2 | Electric | 3 | NA | NA | \Classifications\Building System Class\D30-HVAC Systems\D3050 - Package SYS\Air Conditioning,Split System - ACU | 1011270
30-B1 | 30-B1 Betty Lou Lamoreaux Justice Center | 30-B1-D3042-220-EFN27 | Exhaust Fan EF-27 (chiller room roof) | Dayton | DNA | DNA | OM00015909 | DNA | ROOF 1st Floor above chiller rooms | (2) BX64 | NA | NA | 5 | 480 | 7 | Electric | 3 | NA | NA | \Classifications\Building System Class\D30-HVAC Systems\D3040 - Distribution SYS\Supply/Exhaust/Return fans- FAN | 1011271
30-B1 | 30-B1 Betty Lou Lamoreaux Justice Center | 30-B1-D3042-220-EFN26 | Exhaust Fan EF-26 (chiller room roof) | Dayton | DNA | DNA | OM00015908 | DNA | ROOF 1st Floor above chiller room | (2) BX64 | NA | NA | 5 | 460 | 7 | Electric | 3 | NA | NA | \Classifications\Building System Class\D30-HVAC Systems\D3040 - Distribution SYS\Supply/Exhaust/Return fans- FAN | 1011272
30-B1 | 30-B1 Betty Lou Lamoreaux Justice Center | 30-B1-D3042-220-EFN25 | Exhaust Fan EF-25 (chiller room roof) | Dayton | DNA | DNA | OM00015907 | DNA | ROOF | (2) BX64 | NA | NA | 5 | 460 | 7 | Electric | 3 | NA | NA | \Classifications\Building System Class\D30-HVAC Systems\D3040 - Distribution SYS\Supply/Exhaust/Return fans- FAN | 1011273
30-B1 | 30-B1 Betty Lou Lamoreaux Justice Center | 30-B1-D3042-220-EFN24 | Exhaust Fan EF-24 (chiller room roof) | Dayton | DNA | DNA | OM00015950 | DNA | ROOF over 1st Floor Chiller Room | (1) 4L380 | (28) 24x24x2 (40)25x16x2 | NA | 1/2 | 460 | 1.0 | Electric | 3 | NA | NA | \Classifications\Building System Class\D30-HVAC Systems\D3040 - Distribution SYS\Supply/Exhaust/Return fans- FAN | 1011274
30-B1 | 30-B1 Betty Lou Lamoreaux Justice Center | 30-B1-D3042-220-EFN22 | Exhaust Fan EF-22 (chiller room roof) | DNA | DNA | DNA | OM00015949 | DNA | ROOF over 1st Floor Chiller Room | 1 4L3850 | NA | NA | 1/2 | 460 | 1.1 | Electric | 3 | NA | NA | \Classifications\Building System Class\D30-HVAC Systems\D3040 - Distribution SYS\Supply/Exhaust/Return fans- FAN | 1011275
30-B1 | 30-B1 Betty Lou Lamoreaux Justice Center | 30-B1-D3042-240-SEF04 | Fan, Smoke EVAC 1 (Southwest) | Pace | 89-59412-12 | A12 FG S1 | OM00026131 | DNA | ROOF | NA | NA | NA | 8 | 480 | 30 | Electric | 3 | NA | NA | \Classifications\Building System Class\D30-HVAC Systems\D3040 - Distribution SYS\Supply/Exhaust/Return fans- FAN | 1011276
30-B1 | 30-B1 Betty Lou Lamoreaux Justice Center | 30-B1-D3042-240-SEF03 | Fan, Smoke EVAC 3 (Northwest) | Pace | 89-59412-12 | A-12FCDWD1 | OM00026132 | DNA | ROOF | NA | NA | NA | 8 | 480 | 30 | Electric | 3 | NA | NA | \Classifications\Building System Class\D30-HVAC Systems\D3040 - Distribution SYS\Supply/Exhaust/Return fans- FAN | 1011278
30-B1 | 30-B1 Betty Lou Lamoreaux Justice Center | 30-B1-D3042-210-FAN18 | EXHAUST FAN#18 | PACE | 895941214 | DNA | OM00015905 | DNA | ROOF | NA | NA | NA | DNA | 480 | DNA | Electric | 3 | NA | NA | \Classifications\Building System Class\D30-HVAC Systems\D3040 - Distribution SYS\Fan,Axial - FAN | 1011279
30-B1 | 30-B1 Betty Lou Lamoreaux Justice Center | 30-B1-D1091-100-DMW01 | Dumbwaiter DMW01 | DNA | DNA | LD | OM00030077 | State ID# 103150 | SECURED HALLWAY SOUTHEAST 7TH FLOOR | NA | NA | NA | 1 | 110 | 12.6 | Electric | 1 | NA | NA | \Classifications\Building System Class\D10-Conveyance Systems\D1090 - Other Conveyance Systems\Dumbwaiter - DMW | 1011535
30-B1 | 30-B1 Betty Lou Lamoreaux Justice Center | 30-B1-D3030-100-TSP01 | Thermal Storage Pump | DNA | DNA | DNA | OM00030089 | NA | Basement- BELOW CHILLER ROOM | NA | NA | NA | 50 | 460 | 55 | Electric | 3 | NA | NA | \Classifications\Building System Class\D30-HVAC Systems\D3030 - Cooling SYS\Thermal Storage Pump - TSP | 1013372
30-B1 | 30-B1 Betty Lou Lamoreaux Justice Center | 30-B1-D3030-100-TSP02 | PUMP, THERMAL STORAGE TSP02 | US Electric Motors | DNA | B564A | OM00036426 |  | CENTRAL MECHANICAL ROOM | NA | NA | NA | 30 | 460 | 35.8 | Electric | 3 | NA | NA | \Classifications\Building System Class\D30-HVAC Systems\D3030 - Cooling SYS\Thermal Storage Pump - TSP | 1013373
30-B1 | 30-B1 Betty Lou Lamoreaux Justice Center | 30-B1-D2023-100-BFP04 | BACKFLOW PREVENTER | WATTS | 218560 | 909M1 | OM00015666 | Acct#: 7564 Assembly ID#: 598 | SOUTHWEST COOLING TOWER #2 | NA | NA | NA | NA | NA | NA | NA | NA | NA | NA | \Classifications\Building System Class\D20-Plumbing\D2020 - Domestic Water\Backflow Preventer - BFP | 1013375
30-B1 | 30-B1 Betty Lou Lamoreaux Justice Center | 30-B1-D2040-100-PSU01 | PUMP, SUMP | TEL | DNA | 4RC25 | OM00025282 |  | Central Mechanical Room | [10 empty] | \Classifications\Building System Class\D20-Plumbing\D2040 - Rain Drain\Sump Pump - PSU | 1013378
30-B1 | 30-B1 Betty Lou Lamoreaux Justice Center | 30-B1-D2040-100-PSU02 | PUMP, SUMP PSU02 | Teel-Dayton | DNA | 4RC25 0201 | OM00036428 |  | Central Mechanical Room | [10 empty] | \Classifications\Building System Class\D20-Plumbing\D2040 - Rain Drain\Sump Pump - PSU | 1013379
30-B1 | 30-B1 Betty Lou Lamoreaux Justice Center | 30-B1-C1020-110-FRD07 | WON DOOR | WON DOOR COMPANY | 406006 | DNA | OM00030008 | DNA | Floor 6 NEAR ELEVATORS | NA | NA | NA | DNA | DNA | DNA | DNA | DNA | NA | NA | \Classifications\Building System Class\C10-General Building Interior\C1020 - Fire Doors\Fire Doors - FRD | 1013483
30-B1 | 30-B1 Betty Lou Lamoreaux Justice Center | 30-B1-C1020-110-FRD06 | WON DOORS | WON DOOR COMPANY | 406005 | DNA | OM00033959 | DNA | 5TH FLOOR PUBLIC LOBBY | NA | NA | NA | NA | DNA | DNA | Electric | DNA | NA | NA | \Classifications\Building System Class\C10-General Building Interior\C1020 - Fire Doors\Fire Doors - FRD | 1013484
30-B1 | 30-B1 Betty Lou Lamoreaux Justice Center | 30-B1-D3042-240-SEF06 | EMERGENCY EXHAUST FAN | PACE | 89-59412-13` | PF 54 | OM00030001 |  | NORTH ROOF | (3) B148 | NA | NA | 15 | 460 | 18.6 | Electric | 3 | NA | NA | \Classifications\Building System Class\D30-HVAC Systems\D3040 - Distribution SYS\Supply/Exhaust/Return fans- FAN | 1013485
30-B1 | 30-B1 Betty Lou Lamoreaux Justice Center | 30-B1-D3042-220-EFN04 | BELT DRIVEN EXHAUST FAN | DAYTON ELECTRIC | DNA | MHZ01A | OM00015964 | NA | WEST ROOF | B44 | NA | NA | 5 | 208/230/460 | 14/13.2/6.6 | Electric | 3 | NA | NA | \Classifications\Building System Class\D30-HVAC Systems\D3040 - Distribution SYS\Supply/Exhaust/Return fans- FAN | 1013486
30-B1 | 30-B1 Betty Lou Lamoreaux Justice Center | 30-B1-D3042-220-EFN13 | EXAUST FAN #13 | DNA | DNA | DNA | OM00026130 | NA | SOU | 4L 320 | NA | NA | 2 | 460 | 2-8 | ELECTRIC | 3 | NA | NA | \Classifications\Building System Class\D30-HVAC Systems\D3040 - Distribution SYS\Supply/Exhaust/Return fans- FAN | 1013487
30-B1 | 30-B1 Betty Lou Lamoreaux Justice Center | 30-B1-D3050-250-ACU03 | SPLIT SYSTEM A/C | CARRIER | 3292X28538 | 38HD018C300 | OM00030002 | NA | N/E ROOF | NA | WASHABLE | R-22 | DNA | 208/230 | 8.9 | ELECTRIC | 1 | NA | NA | \Classifications\Building System Class\D30-HVAC Systems\D3050 - Package SYS\Air Conditioning,Split System - ACU | 1013488
30-B1 | 30-B1 Betty Lou Lamoreaux Justice Center | 30-B1-D3042-220-EFN05 | EXHUAST FAN 5 | DAYTON | 10845195_0704 | 4YY11 | OM00030004 | NA | CENTRAL SOUTH ROOF | A 49 | NA | NA | 5 | 208/230/460 | 14.5, 13.1, 6.6 | Electric | 3 | NA | NA | \Classifications\Building System Class\D30-HVAC Systems\D3040 - Distribution SYS\Supply/Exhaust/Return fans- FAN | 1013489
30-B1 | 30-B1 Betty Lou Lamoreaux Justice Center | 30-B1-D3042-220-EFN03 | EXHAUST FAN 3 | DAYTON | DNA | 3C566-A | OM00030005 |  | SOUTH CENTRAL ROOF | 4L220 | NA | NA | 1/2 | 115/230 | 8.2, 4.1 | Electric | 1 | NA | NA | \Classifications\Building System Class\D30-HVAC Systems\D3040 - Distribution SYS\Supply/Exhaust/Return fans- FAN | 1013490
30-B1 | 30-B1 Betty Lou Lamoreaux Justice Center | 30-B1-D2022-260-HWG02 | DOMESTIC HOT WATER HEATER | AMERICAN WATER HEATER CO | 06045 43592 | ACST5-120T | OM00030006 | DNA | 8TH FLOOR PENTHOUSE | NA | NA | NA | NA | 115 | 12 | Gas | 1 | 250,000 | NA | \Classifications\Building System Class\D20-Plumbing\D2020 - Domestic Water\Domestic Water Heater, Gas - HWG | 1013491
30-B1 | 30-B1 Betty Lou Lamoreaux Justice Center | 30-B1-D3044-125-PHW02 | DOMESTIC HOT WATER RECIRCULATION PUMP | GRUNDFOS | DNA | 52722336 | OM00030007 | NA | PENTHOUSE | NA | NA | NA | DNA | 115 | 1.7 | Electric | 1 | NA | NA | \Classifications\Building System Class\D30-HVAC Systems\D3040 - Distribution SYS\Hot Water Pump - PHW | 1013492
30-B1 | 30-B1 Betty Lou Lamoreaux Justice Center | 30-B1-C1020-110-FRD05 | WON DOOR | WON DOOR COMPANY | DNA | DNA | OM00030009 | DNA | NEAR ELEVATORS | NA | NA | NA | NA | DNA | DNA | DNA | DNA | NA | NA | \Classifications\Building System Class\C10-General Building Interior\C1020 - Fire Doors\Fire Doors - FRD | 1013493
30-B1 | 30-B1 Betty Lou Lamoreaux Justice Center | 30-B1-C1020-110-FRD04 | WON DOOR | WON DOOR COMPANY | DNA | DNA | OM00030010 | DNA | NEAR ELEVATORS | NA | NA | NA | NA | NA | NA | OTHER | NA | NA | NA | \Classifications\Building System Class\C10-General Building Interior\C1020 - Fire Doors\Fire Doors - FRD | 1013494
30-B1 | 30-B1 Betty Lou Lamoreaux Justice Center | 30-B1-C1020-110-FRD09 | WON DOOR | WON DOOR COMPANY | DNA | DNA | OM00030011 | DNA | NEAR ELEVATORS | NA | NA | NA | NA | NA | NA | Other | NA | NA | NA | \Classifications\Building System Class\C10-General Building Interior\C1020 - Fire Doors\Fire Doors - FRD | 1013495
30-B1 | 30-B1 Betty Lou Lamoreaux Justice Center | 30-B1-C1020-110-FRD11 | WON DOOR | WON DOOR COMPANY | DNA | DNA | OM00030012 | DNA | NEAR ELEVATORS | NA | NA | NA | NA | NA | NA | Other | NA | NA | NA | \Classifications\Building System Class\C10-General Building Interior\C1020 - Fire Doors\Fire Doors - FRD | 1013496
30-B1 | 30-B1 Betty Lou Lamoreaux Justice Center | 30-B1-C1020-110-FRD10 | WON DOOR | WON DOOR COMPANY | 406007 | DNA | OM00030073 | DNA | PUBLIC LOBBY BY ELEVATOR | NA | NA | NA | NA | NA | NA | DNA | NA | NA | NA | \Classifications\Building System Class\C10-General Building Interior\C1020 - Fire Doors\Fire Doors - FRD | 1013497
30-B1 | 30-B1 Betty Lou Lamoreaux Justice Center | 30-B1-D3041-110-AHU21 | AIR HANDLER #21 | PACE | 89-59412-15 | A-9 FC51 | OM00030085 |  | 1ST FLOOR NEAR SCREENING | A 41 | (1) 24X24X12 (1) 24X24X2 | CHILLED WATER | DNA | 460 | DNA | Electric | DNA | NA | NA | \Classifications\Building System Class\D30-HVAC Systems\D3040 - Distribution SYS\Air Handling Unit - AHU | 1013500
30-B1 | 30-B1 Betty Lou Lamoreaux Justice Center | 30-B1-D3031-100-PCH14 | CHILLED WATER PUMP FOR COOLING TOWER #1 | BELL & GOSSETT | 2268465 | 4BC 7.758F | OM00030088 |  | SOUTH SIDE OF BUILDING | NA | NA | NA | 7 1/2 | 460 | 11.8 |  | 3 | NA | NA | \Classifications\Building System Class\D30-HVAC Systems\D3030 - Cooling SYS\Chilled Water Pump - PCH | 1013503
30-B1 | 30-B1 Betty Lou Lamoreaux Justice Center | 30-B1-D4010-150-FMS01 | FIRE STAND PIPE | VICTAULIC | DNA | 9" 705 | OM00030091 |  | FIRE PUMP ROOM | NA | NA | NA | NA | NA | NA | ELECTRIC | NA | NA | NA | \Classifications\Building System Class\D40-Fire Protection SYS\D4010 - Sprinkler SYS\Fire Systems, stand pipes - FMS | 1013505
30-B1 | 30-B1 Betty Lou Lamoreaux Justice Center | 30-B1-G2023-150-PEG02 | JUDGES PARKING GATE | CHAMBERLAIN | 3711N5130 | VSL595-100-11 H3 | OM00030092 |  | JUDGES PARKING | NA | NA | NA | 1 | 90 | 10 | Electric | 1 | NA | NA | \Classifications\Building System Class\G20-Other Systems\G2020 - Parking Lots\Secured Parking Gate - PEG | 1013507
30-B1 | 30-B1 Betty Lou Lamoreaux Justice Center | 30-B1-G2023-150-PEG01 | ROLLING PARKING GATE | LIFT MASTER | 3811N5835 | VSL595-100-11H3 | OM00030093 | NA | PARKING LOT SOUTH SIDE OF BUILDING | NA | NA | NA | 1 | 115 | 13.6 | Electric | 1 |  | NA | \Classifications\Building System Class\G20-Other Systems\G2020 - Parking Lots\Secured Parking Gate - PEG | 1013508
30-B1 | 30-B1 Betty Lou Lamoreaux Justice Center | 30-B1-D3041-160-FDP01 | FIRE DAMPERS (42) | DNA | DNA | DNA | OM00030104 | DNA | ALL FLOORS | NA | NA | NA | NA | NA | NA | Other | NA | NA | NA | \Classifications\Building System Class\D30-HVAC Systems\D3040 - Distribution SYS\Fire Dampers - FDP | 1013511
30-B1 | 30-B1 Betty Lou Lamoreaux Justice Center | 30-B1-D3050-310-HPU04 | HEAT PUMP | TRANE | E26156184 | TCH024A100AB | OM00033954 | NA | SOUTH EAST SIDE | DNA | DNA | R-22 | 14 | 460 | 11.6 | Electric | 3 | NA | NA | \Classifications\Building System Class\D30-HVAC Systems\D3050 - Package SYS\Heat Pump,Air Cooled - HPU | 1013512
30-B1 | 30-B1 Betty Lou Lamoreaux Justice Center | 30-B1-D3050-250-ACU04 | A/C SPLIT SYSTEM | CARRIER | DNA | DNA | OM00033952 | NA | SOUTHWEST SIDE OF ROOF | NA | WASHABLE | R-22 | DNA | DNA | DNA | Electric | DNA | NA | NA | \Classifications\Building System Class\D30-HVAC Systems\D3050 - Package SYS\Air Conditioning,Split System - ACU | 1013513
30-B1 | 30-B1 Betty Lou Lamoreaux Justice Center | 30-B1-D3042-220-EFN06 | EXHAUST FAN | PVC | DNA | DNA | OM00033953 | NA | CENTRAL ROOF | A-39 | NA | NA | 1 1/5 | 460 | 2.4 | Electric | 3 | NA | NA | \Classifications\Building System Class\D30-HVAC Systems\D3040 - Distribution SYS\Supply/Exhaust/Return fans- FAN | 1013514
30-B1 | 30-B1 Betty Lou Lamoreaux Justice Center | 30-B1-D3050-310-HPU05 | HEAT PUMP | TRANE | DNA | TCH024810 AB | OM00033955 | NA | SOUTH EAST ROOF | DNA | DNA | R-22 | 1/4 | 460 | 11.6 | Electric | 3 | NA | NA | \Classifications\Building System Class\D30-HVAC Systems\D3050 - Package SYS\Heat Pump,Air Cooled - HPU | 1013515
30-B1 | 30-B1 Betty Lou Lamoreaux Justice Center | 30-B1-C1020-110-FRD01 | WON DOOR | WON DOOR | DNA | DNA | OM00033956 | DNA | 7TH FLOOR PUBLIC LOBBY SOUTH | NA | NA | NA | NA | NA | NA | Electric | NA | NA | NA | \Classifications\Building System Class\C10-General Building Interior\C1020 - Fire Doors\Fire Doors - FRD | 1013516
30-B1 | 30-B1 Betty Lou Lamoreaux Justice Center | 30-B1-C1020-110-FRD02 | WON DOOR | WON DOOR COMPANY | DNA | DNA | OM00033957 | DNA | NORTH PUBLIC LOBBY | NA | NA | NA | NA | NA | NA | Electric | NA | NA | NA | \Classifications\Building System Class\C10-General Building Interior\C1020 - Fire Doors\Fire Doors - FRD | 1013517
30-B1 | 30-B1 Betty Lou Lamoreaux Justice Center | 30-B1-C1020-110-FRD03 | WON DOOR | WON DOOR COMPANY | DNA | DNA | OM00033958 | DNA | INSIDE ROOM 665 | NA | NA | NA | NA | DNA | DNA | Electric | DNA | NA | NA | \Classifications\Building System Class\C10-General Building Interior\C1020 - Fire Doors\Fire Doors - FRD | 1013518
30-B1 | 30-B1 Betty Lou Lamoreaux Justice Center | 30-B1-C1020-110-FRD08 | WON DOOR | WON DOOR COMPANY | 406008 | DNA | OM00033960 | DNA | 4TH FLOOR LOBBY | NA | NA | NA | NA | NA | NA | DNA | NA | NA | NA | \Classifications\Building System Class\C10-General Building Interior\C1020 - Fire Doors\Fire Doors - FRD | 1013519
30-B1 | 30-B1 Betty Lou Lamoreaux Justice Center | 30-B1-G3063-100-AST01 | Above Ground Storage Tank and monitoring System | Veeder Root |  |  | OM00026139 |  | Monitoring System is in the Central Plant Fire Pump Room, above ground tank is located in the N/W corner of the judges parking lot. | NA | NA | NA |  | 110 |  | Diesel | 1 |  |  | \Classifications\Building System Class\G30-Site Mechanical Utilities\G3060 - Fuel Distribution\Tank, Fuel Storage, Above Ground - AST | 1015791
30-B1 | 30-B1 Betty Lou Lamoreaux Justice Center | 30-B1-D3044-125-PHW03 | Hot Water Recirculation Pump for Boiler #1 | Taco | DNA | 1636C6E3 | OM00026137 |  | Central Plant | NA | NA | NA | 1.5 | 110 | 15 | Electric | 1 |  |  | \Classifications\Building System Class\D30-HVAC Systems\D3040 - Distribution SYS\Hot Water Pump - PHW | 1015820
30-B1 | 30-B1 Betty Lou Lamoreaux Justice Center | 30-B1-D3044-125-PHW04 | Hot Water Recirculation Pump for Boiler #2 | Taco | DNA | 1636C6E3 | OM00026138 |  | Central Plant | NA | NA | NA | 1.5 | 110 | 15 | Electric | 1 |  |  | \Classifications\Building System Class\D30-HVAC Systems\D3040 - Distribution SYS\Hot Water Pump - PHW | 1015821
30-B1 | 30-B1 Betty Lou Lamoreaux Justice Center | 30-B1-D3021-130-BLR03 | Boiler 03 | Raypak | 1210347530 | H7-1753 | OM00026135 |  | Central Plant | NA | 16x16x1 | NA | NA | 110 | 18 | Natural gas | 1 | 1,750,000 | 1,522,500 | \Classifications\Building System Class\D30-HVAC Systems\D3020 - Heat SYS\Boiler,Hot Water,Oil/Gas/Comb. - BLR | 1015822
30-B1 | 30-B1 Betty Lou Lamoreaux Justice Center | 30-B1-D3021-130-BLR02 | Boiler 02 | Raypak | 1210347531 | H7-1753 | OM00026136 |  | Central Plant | NA | 16x16x1 | NA | NA | 110 | 18 | Natural gas | 1 | 1,750,000 | 1,522,500 | \Classifications\Building System Class\D30-HVAC Systems\D3020 - Heat SYS\Boiler,Hot Water,Oil/Gas/Comb. - BLR | 1015823
30-B1 | 30-B1 Betty Lou Lamoreaux Justice Center | 30-B1-B2034-400-DOH03 | Roll Up Door and Operator | Liftmaster Logic 4 | 5112N0051 | GH1043L4 | OM00030094 |  | Secured Loading Dock | NA | NA | NA | 1hp | 480 |  | Electric | 3 |  |  | \Classifications\Building System Class\B20-General Building Exterior\B2030 - Exterior Doors\Door,Overhead-Shutter,Manual,Elec,Roll-up - DOH | 1015825
30-B1 | 30-B1 Betty Lou Lamoreaux Justice Center | 30-B1-D3042-210-FAN14 | Floors 5-2, south holding, exhaust fan #14 | DNA |  |  | OM00026133 |  | Main Roof, southeast corner | (1) 4L220 | NA | NA | 1/4hp | 110 | 5 | Electric | 1 |  |  | \Classifications\Building System Class\D30-HVAC Systems\D3040 - Distribution SYS\Fan,Axial - FAN | 1015827
30-B1 | 30-B1 Betty Lou Lamoreaux Justice Center | 30-B1-D2023-100-BFP07 | Backflow Preventer - Boiler Room 1 1/2" | Febco | J001571 - Replaced SN 212242 | LF825Y 1 1/2" RP | OM00015901 | Acct#: 7564 Assembly ID#: 596 | Central Plant, Boiler Room, left side | NA | NA | NA | NA | NA | NA | NA | NA | NA | NA | \Classifications\Building System Class\D20-Plumbing\D2020 - Domestic Water\Backflow Preventer - BFP | 1015869
30-B1 | 30-B1 Betty Lou Lamoreaux Justice Center | 30-B1-B2010-100-BLD01 | Building Asset | NA | NA | NA | DNA | NA | [11 empty] | \Classifications\Building System Class\B20-General Building Exterior\B2010 - Exterior Walls\Building - BLD | 1016560
30-B1 | 30-B1 Betty Lou Lamoreaux Justice Center | 30-B1-G3063-100-DAT03 | GENERATOR DAY TANK | Pryco | 09347063 | PY25UL | OM00025301 |  | Fire Pump Room | [6 empty] | Diesel |  |  |  | \Classifications\Building System Class\G30-Site Mechanical Utilities\G3060 - Fuel Distribution\Tank, Fuel Storage Day - DAT | 1016701
30-B1 | 30-B1 Betty Lou Lamoreaux Justice Center | 30-B1-D3031-100-PCH16 | CHILLED WATER PUMP | Marathon |  | 215TTDR7343 | OM00015654 |  | Chiller Room by Loading Dock |  |  |  | 10 | 480 |  |  | 3 |  |  | \Classifications\Building System Class\D30-HVAC Systems\D3030 - Cooling SYS\Chilled Water Pump - PCH | 1016703
30-B1 | 30-B1 Betty Lou Lamoreaux Justice Center | 30-B1-D3031-100-PCH17 | CHILLED WATER PUMP | Marathon |  | 215TTDR7343 | OM00015655 |  | Chiller Room by Loading Dock |  |  |  | 10 | 480 |  |  | 3 |  |  | \Classifications\Building System Class\D30-HVAC Systems\D3030 - Cooling SYS\Chilled Water Pump - PCH | 1016704
30-B1 | 30-B1 Betty Lou Lamoreaux Justice Center | 30-B1-D2023-100-BFP08 | Backflow Preventer Domestic | WILKINS | G01731 | 375AR | OM00025311 | Acct#: 7564 Assembly ID#: 101248 | Rear of Building | NA | NA | NA | NA | NA | NA | NA | NA | NA | NA | \Classifications\Building System Class\D20-Plumbing\D2020 - Domestic Water\Backflow Preventer - BFP | 1018006
30-B1 | 30-B1 Betty Lou Lamoreaux Justice Center | 30-B1-D2023-100-BFP09 | Backflow Preventer #2 Domestic Water | WILKINS | G01732 | 375AR | OM00025312 | Acct#: 7564 Assembly ID#: 101249 | Rear of Building | NA | NA | NA | NA | NA | NA | NA | NA | NA | NA | \Classifications\Building System Class\D20-Plumbing\D2020 - Domestic Water\Backflow Preventer - BFP | 1018007
30-B1 | 30-B1 Betty Lou Lamoreaux Justice Center | 30-B1-B2034-400-DOH04 | Overhead Door DOH04 | Power Master | GAA465410 | MG-7 | OM00025319 |  | Detention Bus Bay | [10 empty] | \Classifications\Building System Class\B20-General Building Exterior\B2030 - Exterior Doors\Door,Overhead-Shutter,Manual,Elec,Roll-up - DOH | 1018024
30-B1 | 30-B1 Betty Lou Lamoreaux Justice Center | 30-B1-D3031-130-CLR04 | CAFM Multistack Chiller 4, Central Plant Chiller 3 | Multistack | AD07-129 | MS0292FN1M2R0H0CV8OFM-R134A | OM00025321 |  | Central Plant Chiller Room | NA | NA | R-134a | NA | 480 | 271 | Electric | 3 Ph, 50/60 Hz | NA | NA | \Classifications\Building System Class\D30-HVAC Systems\D3030 - Cooling SYS\Chiller, Water Cooled - CLR | 1018774
30-B1 | 30-B1 Betty Lou Lamoreaux Justice Center | 30-B1-D3031-100-PCH25 | Chilled Water Pump 5 | Aurora, Baldor | Motor- Z1412090492 | Pump- 11-2067255, Motor- JMM2535T | OM00025359 |  | 1st Floor, Central Plant Chiller Room | NA | NA | NA | 30 | 480 | 36 | Electric | 3 | NA | NA | \Classifications\Building System Class\D30-HVAC Systems\D3030 - Cooling SYS\Chilled Water Pump - PCH | 1018965
30-B1 | 30-B1 Betty Lou Lamoreaux Justice Center | 30-B1-D5010-234-ATS03 | Automatic Transfer Switch - ATS02 | GE ZENITH | 150206097-10-1 | ZTG000A00040F | OM00025384 |  | Generator room off dock | NA | NA | NA | NA | 480 | 400 | Electric | 3 | NA | NA | \Classifications\Building System Class\D50-Electrical SYS\D5010 - Elec Service & Dist\Automatic Transfer Switch - ATS | 1019498
30-B1 | 30-B1 Betty Lou Lamoreaux Justice Center | 30-B1-D2023-100-BFP10 | BFP 10 - Backflow 8" | Wilkins | T00685 - Replaced SN A1988 | 375ADAR 8" | OM00025385 | Acct#: 7564 Assembly ID#: 604 | Exterior, South side of the facility, corner of building, near Judges parking lot exit | NA | NA | NA | NA | NA | NA | NA | NA | NA | NA | \Classifications\Building System Class\D20-Plumbing\D2020 - Domestic Water\Backflow Preventer - BFP | 1020504
30-B1 | 30-B1 Betty Lou Lamoreaux Justice Center | 30-B1-D3031-130-CLR05 | CAFM Multistack Chiller 5, Central Plant Chiller 2 | Multistack | AF 03-064 | MS0292FN1M2R0H0CV8OFM-R134A | OM00025394 |  | Central Plant Chiller Room | NA | NA | R-134a | NA | 460 | 271 | Electric | 3 Ph, 50/60 Hz | NA | NA | \Classifications\Building System Class\D30-HVAC Systems\D3030 - Cooling SYS\Chiller, Water Cooled - CLR | 1021658
30-B1 | 30-B1 Betty Lou Lamoreaux Justice Center | 30-B1-D2022-100-HWE02 | Hot Water Heater | AO Smith | 1609M000318 | 275A Series 200 Low NOX | OM00025400 |  | Penthouse |  |  |  |  | 110 | 5 amp | Electric | 1 | 275,000 |  | \Classifications\Building System Class\D20-Plumbing\D2020 - Domestic Water\Domestic Water Heater, Electric - HWE | 1021695
30-B1 | 30-B1 Betty Lou Lamoreaux Justice Center | 30-B1-D2023-100-BFP11 | Backflow, bypass for SN-T00685 -3/4" | Wilkins | 4187532 | 975XL2 3/4" | OM00025399 | Acct#: 7564 Assembly ID#: 101627 | South Side of Building. near Judge's Exit Gate | NA | NA | NA | NA | NA | NA | NA | NA | NA | NA | \Classifications\Building System Class\D20-Plumbing\D2020 - Domestic Water\Backflow Preventer - BFP | 1021694
30-B1 | 30-B1 Betty Lou Lamoreaux Justice Center | 30-B1-D3031-100-PCH15 | Pump Chilled Water PCH15 | US Motors/Nidec | DNA | FK57 | OM00030086 |  | Chiller Room, Central Plant | NA | NA | NA | 30 | 480 | 36 | Electric | 3 | NA | NA | \Classifications\Building System Class\D30-HVAC Systems\D3030 - Cooling SYS\Chilled Water Pump - PCH | 1022496
30-B1 | 30-B1 Betty Lou Lamoreaux Justice Center | 30-B1-D2023-100-BFP12 | Backflow | Wilkins | 4684821 | 975XL2 | OM00047609 |  | Roof Above Water Heater Room | NA | NA | NA | NA | NA | NA | NA | NA | NA | NA | \Classifications\Building System Class\D20-Plumbing\D2020 - Domestic Water\Backflow Preventer - BFP | 1022878
30-B1 | 30-B1 Betty Lou Lamoreaux Justice Center | 30-B1-D3030-160-ECW04 | Evaporative Cooler - ECW ¦ D3030-160-ECW | Baltimore | U190258701-02-01 | CXVB-241-0812-10 | OM00047618 |  | Central Plant | (2) 2R-B090 | NA | R134A | (2) 5 HP | 460 | DNA | Electric | 3 | NA | NA | \Classifications\Building System Class\D30-HVAC Systems\D3030 - Cooling SYS\Evaporative Cooler - ECW | 1022899
30-B1 | 30-B1 Betty Lou Lamoreaux Justice Center | 30-B1-D3030-160-ECW03 | Evaporative Cooler - ECW ¦ D3030-160-ECW | Baltimore | U190258701-01-01 | CXVB-241-0812-10 | OM00047615 |  | Central Plant | (2) 2R-B090 | NA | R134A | (2) 5 HP | 460 | DNA | Electric | 3 | NA | NA | \Classifications\Building System Class\D30-HVAC Systems\D3030 - Cooling SYS\Evaporative Cooler - ECW | 1022902
30-B1 | 30-B1 Betty Lou Lamoreaux Justice Center | 30-B1-D2090-230-WIP03 | Pump, Water Treatment Pump - WIP ¦ D2090-230-WIP | Advantage Controls | 0308023C19-002 | XSCPF3E | OM00047617 | DNA | Central Plant | NA | NA | NA | DNA | 100-240 | 2.5 | Electric | 1 | NA | NA | \Classifications\Building System Class\D20-Plumbing\D2090 - Other Plumbing SYS\Water Treatment Inhibitor Pump - WIP | 1022905
30-B1 | 30-B1 Betty Lou Lamoreaux Justice Center | 30-B1-D2090-230-WIP04 | Pump, Water Treatment Pump - WIP ¦ D2090-230-WIP | Advantage Controls | 0308023C19-002 | XSCPF3E | OM00047620 | DNA | Cooling Tower Area | NA | NA | NA | DNA | 100-240 | 2.5 | Electric | 1 | NA | NA | \Classifications\Building System Class\D20-Plumbing\D2090 - Other Plumbing SYS\Water Treatment Inhibitor Pump - WIP | 1022904
30-B1 | 30-B1 Betty Lou Lamoreaux Justice Center | 30-B1-D3031-100-PCH26 | Pump, Tower Water Condensate - PCH ¦ D3031-100-PCH | Baltimore | NA | BAC301310F3 | OM00047616 | DNA | Central Plant | NA | NA | NA | 5 | 460 | 6.7 | Electric | 3 | NA | NA | \Classifications\Building System Class\D30-HVAC Systems\D3030 - Cooling SYS | 1022907
30-B1 | 30-B1 Betty Lou Lamoreaux Justice Center | 30-B1-D3031-100-PCH27 | Pump, Water Treatment Pump - WIP ¦ D2090-230-WIP | Baltimore | NA | BAC301310F3 | NA | OM00047619 | Central Plant | NA | NA | NA | 5 HP | 460 | 6.7 | Electric | 3 | NA |  | \Classifications\Building System Class\D30-HVAC Systems\D3030 - Cooling SYS\Chilled Water Pump - PCH | 1022906
30-C1 | 30-C1 North Justice Center | 30-C1-D2023-100-BFP01 | BACKFLOW DEVICE 01 DOMESTIC | FEBCO | 109110947 | 825YD 4" RP | OM00030081 | Meter#: 2160748 Assembly ID#: 2000599 | AT METER ON BERKLEY AT VALLEY VIEW. PHASE 3 | NA | NA | NA | NA | NA | NA | NA | NA | NA | NA | \Classifications\Building System Class\D20-Plumbing\D2020 - Domestic Water\Backflow Preventer - BFP | 1008498
30-C1 | 30-C1 North Justice Center | 30-C1-D2023-100-BFP02 | BACKFLOW DEVICE 02 - Basement behind Air handler | FEBCO | J019392 | 825Y 2" RP | OM00000468 | Meter#: Assembly ID#:2000595 | Basement, Near AH1 & Z | NA | NA | NA | NA | NA | NA | NA | NA | NA | NA | \Classifications\Building System Class\D20-Plumbing\D2020 - Domestic Water\Backflow Preventer - BFP | 1008499
30-C1 | 30-C1 North Justice Center | 30-C1-D2023-100-BFP03 | BACK FLOW DEVICE 03 - Cooling Tower Makeup | FEBCO | B14149 | 825Y 1/14" RP | OM00028611 | Meter#: Assembly ID#: 2000596 | MAKEUP WATER FOR COOLING TOWER. PHASE 3 | NA | NA | NA | NA | NA | NA | NA | NA | NA | NA | \Classifications\Building System Class\D20-Plumbing\D2020 - Domestic Water\Backflow Preventer - BFP | 1008500
30-C1 | 30-C1 North Justice Center | 30-C1-D2023-100-BFP04 | BACK FLOW DEVICE 04 - Cooling Tower Makeup | WILKINS | 2973537 | 975XL 1" RP | OM00000466 | Meter#: Assembly ID#:2000594 | Floor 1, PHASE 3 BUS BAY COOLING TOWER MAKE UP | NA | NA | NA | NA | NA | NA | NA | NA | NA | NA | \Classifications\Building System Class\D20-Plumbing\D2020 - Domestic Water\Backflow Preventer - BFP | 1008501
30-C1 | 30-C1 North Justice Center | 30-C1-D2023-100-BFP06 | BACKFLOW DEVICE 06 - Boiler and Chiller Makeup | WILKINS ZURN | 3502781 | 975XL 1" RP | OM00013716 | Meter#: Assembly ID#: 2003541 | SOUTHEAST CORNOR OF THE PHASE III BOILER ROOM | NA | NA | NA | NA | NA | NA | NA | NA | NA | NA | \Classifications\Building System Class\D20-Plumbing\D2020 - Domestic Water\Backflow Preventer - BFP | 1008503
30-C1 | 30-C1 North Justice Center | 30-C1-D2023-100-BFP07 | BACKFLOW PREVENTER #7 - Meter Protection | FEBCO | 0108051331 | 825YD 4" RP | OM00000464 | Meter#: 2160748 Assembly ID#: 2000598 | BY BERKELEY & VALLEY VIEW CROSS STREET | NA | NA | NA | NA | NA | NA | NA | NA | NA | NA | \Classifications\Building System Class\D20-Plumbing\D2020 - Domestic Water\Backflow Preventer - BFP | 1008520
30-C1 | 30-C1 North Justice Center | 30-C1-B3010-100-RUF01 | Roof - RUF | NA | NA | NA | OM00030024 |  | Roof | NA | NA | NA | NA | NA | NA | NA | NA | NA | NA | \Classifications\Building System Class\B30-Roofing\B3010 - Roof Types\Roof - RUF | 1009727
30-C1 | 30-C1 North Justice Center | 30-C1-D1010-100-ELE01 | Elevator 1 | Montgomery | 18608 | HMC-100-PHC | OM00000454 | State ID# 049365 | MECHNICAL ROOM | NA | NA | NA | 40 | 460 | 47 | Electric | 3 | NA | NA | \Classifications\Building System Class\D10-Conveyance Systems\D1010 - Elevator\Elevator,Electric,Pass/Freight - ELE | 1009728
30-C1 | 30-C1 North Justice Center | 30-C1-D1010-100-ELE02 | Elevator 2 - State ID# 72768 | Montgomery | C47141 | 208D | OM00000455 | State ID# 072768 | ELEVATOR ROOM SOUTH SIDE ROOF | NA | NA | NA | 40 | 240 | 6.0-3.0 | NA | 1 | NA | NA | \Classifications\Building System Class\D10-Conveyance Systems\D1010 - Elevator\Elevator,Electric,Pass/Freight - ELE | 1009729
30-C1 | 30-C1 North Justice Center | 30-C1-D1010-100-ELE03 | Elevator 3 - State ID# 72876 | Montgomery | C47141 | 208E | OM00000456 | State ID# 072876 | ELEVATOR ROOM ON ROOF | NA | NA | NA | 30 | 240 | 105 | Electric | 3 | NA | NA | \Classifications\Building System Class\D10-Conveyance Systems\D1010 - Elevator\Elevator,Electric,Pass/Freight - ELE | 1009730
30-C1 | 30-C1 North Justice Center | 30-C1-D1010-100-ELE04 | Elevator 4 - State ID# 72877 | Montgomery | DNA | 431 H | OM00000457 | State ID# 072877 | MECHNICAL ROOM | NA | NA | NA | 30 | 460 | 37 | Electric | 3 | NA | NA | \Classifications\Building System Class\D10-Conveyance Systems\D1010 - Elevator\Elevator,Electric,Pass/Freight - ELE | 1009731
30-C1 | 30-C1 North Justice Center | 30-C1-D2030-150-MWL01 | Main/Branch Waste System - MWL | NA | NA | NA | OM00030023 | DNA | ALL | NA | NA | NA | NA | NA | NA | NA | NA | NA | NA | \Classifications\Building System Class\D20-Plumbing\D2030 - Sani Waste\Main/Branch Waste System - MWL | 1009734
30-C1 | 30-C1 North Justice Center | 30-C1-D3021-130-BLR02 | BOILER #2 BLR02 | Raypak | 207196933 | H9-1262 | OM00013650 | DNA | MECHNICAL ROOM EST SECURED PARKING | NA | NA | NA | DNA | 460 | NA | Natural gas | 3 | 1,058,000 | 1,058,000 | \Classifications\Building System Class\D30-HVAC Systems\D3020 - Heat SYS\Boiler,Hot Water,Oil/Gas/Comb. - BLR | 1009736
30-C1 | 30-C1 North Justice Center | 30-C1-D3021-130-BLR03 | BOILER #3 BLR03 | Raypak | 207197408 | H9-1262 | OM00013651 | DNA | BOILER ROOM SE CORNER OF BUILDING | NA | NA | NA | DNA | 120 | < 12 | Natural gas | 3 | 1058000 | 1,058,000 | \Classifications\Building System Class\D30-HVAC Systems\D3020 - Heat SYS\Boiler,Hot Water,Oil/Gas/Comb. - BLR | 1009737
30-C1 | 30-C1 North Justice Center | 30-C1-D3030-110-CTW01 | COOLING TOWER CTW01 | BALTIMORE AIRCOIL CO | 97221741 | VT1-220-MMS | OM00015619 | DNA | SHERIFF PARKING LOT, BUS BAY | B-136 (3) | NA | CHILLED WATER | 20/5 | 460 | 24.6/9.3 | electric | 3 | NA | NA | \Classifications\Building System Class\D30-HVAC Systems\D3030 - Cooling SYS\Cooling Tower - CTW | 1009740
30-C1 | 30-C1 North Justice Center | 30-C1-D3030-110-CTW02 | COOLING TOWER CTW02 | BALMOR AIR COIL | U1629201MAD | VT1N240-P | OM00013700 | DNA | ROOF NE CORNER | B128 QUAD BONDED (3) B123 | NA | CHILLED WATER | 60/10 | 460 | 46, 12.3 | electric | 3 | NA | NA | \Classifications\Building System Class\D30-HVAC Systems\D3030 - Cooling SYS\Cooling Tower - CTW | 1009741
30-C1 | 30-C1 North Justice Center | 30-C1-D3031-130-CLR01 | CHILLER#1 Phase1/2 134a 355LBS 255 TON | CARRIER | 2904Q04146 | 30HXC246RY-660AA | OM00013719 | DNA | BASEMENT EAST SIDE | NA | NA | R-134a | DNA | 460 | DNA | electric | 3 | NA | NA | \Classifications\Building System Class\D30-HVAC Systems\D3030 - Cooling SYS\Chiller, Water Cooled - CLR | 1009743
30-C1 | 30-C1 North Justice Center | 30-C1-D3031-130-CLR02 | CHILLER#2 Phase1/2 R-22, 144LBS, 125 TONS | TRANE | U99MO3941 | RTWA1254YEO1C3COW | OM00013720 | DNA | BASEMENT | NA | NA | R-22 | DNA | 46 | 192 | electric | 3 | NA | NA | \Classifications\Building System Class\D30-HVAC Systems\D3030 - Cooling SYS\Chiller, Water Cooled - CLR | 1009744
30-C1 | 30-C1 North Justice Center | 30-C1-D3031-130-CLR03 | CHILLER#3 Phase1/2 R-22, 144LBS, 125 TONS | TRANE | U99MO3940 | RTWA1254YEO1C3COW | OM00013721 | DNA | BASEMENT | NA | NA | R-22 | 60 | 460 | 192 | electric | 3 | NA | NA | \Classifications\Building System Class\D30-HVAC Systems\D3030 - Cooling SYS\Chiller, Water Cooled - CLR | 1009745
30-C1 | 30-C1 North Justice Center | 30-C1-D3031-130-CLR04 | CHILLER#1Phase3 134a, 267LBS, 150TONS | CARRIER | 3002Q01842 | 30HXC161-R -- 640AA | OM00013731 | DNA | MECHNICAL ROOM | NA | NA | R-134a | DNA | 460 | 200 | electric | 3 | NA | NA | \Classifications\Building System Class\D30-HVAC Systems\D3030 - Cooling SYS\Chiller, Water Cooled - CLR | 1009746
30-C1 | 30-C1 North Justice Center | 30-C1-D3031-130-CLR05 | CHILLER#2Phase3 134a, 267LBS, 150TONS | CARRIER | 3102Q01848 | 30HXC161-R - 640AA | OM00013732 | DNA | CHILLER ROOM NEAR SE PARKING LOT | NA | NA | R-134a | DNA | 460 | 200 | electric | 3 | NA | NA | \Classifications\Building System Class\D30-HVAC Systems\D3030 - Cooling SYS\Chiller, Water Cooled - CLR | 1009747
30-C1 | 30-C1 North Justice Center | 30-C1-D3031-100-PCH01 | CHILLED WATER PUMP PCH01 | GE | DNA | 5K254AD2O5A | OM00013695 | DNA | MECHNICAL ROOM | NA | NA | NA | 15 | 460 | 18.6 | electric | 3 | NA | NA | \Classifications\Building System Class\D30-HVAC Systems\D3030 - Cooling SYS\Chilled Water Pump - PCH | 1009748
30-C1 | 30-C1 North Justice Center | 30-C1-D3031-100-PCH02 | CHILLED WATER PUMP PCH02 | BALDOR | 37027X58 | VJMM3312T | OM00013696 |  | BASEMENT/MECH.ROOM | NA | NA | NA | 10 | 480 | 22 | electric | 3 | NA | NA | \Classifications\Building System Class\D30-HVAC Systems\D3030 - Cooling SYS\Chilled Water Pump - PCH | 1009749
30-C1 | 30-C1 North Justice Center | 30-C1-D3031-100-PCH03 | CHILLED WATER PUMP PCH03 | BALDOR | F0303032289 | VJMM3312T | OM00013697 | DNA | MECHNICAL ROOM | NA | NA | NA | 10 | 480 | 12.5 | electric | 3 | NA | NA | \Classifications\Building System Class\D30-HVAC Systems\D3030 - Cooling SYS\Chilled Water Pump - PCH | 1009750
30-C1 | 30-C1 North Justice Center | 30-C1-D3031-100-PCH04 | CHILLED WATER PUMP PCH04 | GOULD | 633834508 | E213T | OM00013737 | DNA | MECHNICAL ROOM | NA | NA | NA | 7.5 | 460 | 3.1 | electric | 3 | NA | NA | \Classifications\Building System Class\D30-HVAC Systems\D3030 - Cooling SYS\Chilled Water Pump - PCH | 1009751
30-C1 | 30-C1 North Justice Center | 30-C1-D3031-100-PCH05 | CHILLED WATER PUMP PCH05 | GOULD | 6-338345-02 | DNA | OM00013736 | DNA | MECHNICAL ROOM | NA | NA | NA | 7.5 | 460 | 9.1 | electric | 3 | NA | NA | \Classifications\Building System Class\D30-HVAC Systems\D3030 - Cooling SYS\Chilled Water Pump - PCH | 1009752
30-C1 | 30-C1 North Justice Center | 30-C1-D3041-110-AHU01 | AIR HANDLER#1 AHU01 | ALADDIN | 53708 | DNA | OM00013722 | DNA | NORTH END OF BUILDING | C-144 QUAD BANDED | 24X24X2 (20) | CHILLED WATER | DNA | 460 | 48 | electric | 3 | NA | NA | \Classifications\Building System Class\D30-HVAC Systems\D3040 - Distribution SYS\Air Handling Unit - AHU | 1009753
30-C1 | 30-C1 North Justice Center | 30-C1-D3041-110-AHU02 | AIR HANDLER#2 AHU02 | ALADDIN | 53709 | DNA | OM00013723 | DNA | BASEMENT/MECH.ROOM | C144 QUAD BONDED | 24X24X2 (20) | CHILLED WATER | 40 | 460 | 48 | electric | 3 | NA | NA | \Classifications\Building System Class\D30-HVAC Systems\D3040 - Distribution SYS\Air Handling Unit - AHU | 1009754
30-C1 | 30-C1 North Justice Center | 30-C1-D3050-250-ACU08 | Air conditioning Split System ACU08 | RHEEM | Y968F330111830 | RAKAO48CAS | OM00015614 |  | MAIN ELECTRICAL ROOM east side | B135 | DNA | R-22 | DNA | 208-230 | DNA | electric | 1 | NA | NA | \Classifications\Building System Class\D30-HVAC Systems\D3050 - Package SYS\Air Conditioning,Split System - ACU | 1009755
30-C1 | 30-C1 North Justice Center | 30-C1-D3041-110-AHU05 | AIR HANDLER #5 AHU05 | MCQUOY | DNA | DNA | OM00015616 | DNA | MECHNICAL ROOM | B-133 QUAD BONDED | (20) 24X24X2 | CHILLED WATER | 20 | 460 | 24 | electric | 3 | NA | NA | \Classifications\Building System Class\D30-HVAC Systems\D3040 - Distribution SYS\Air Handling Unit - AHU | 1009756
30-C1 | 30-C1 North Justice Center | 30-C1-D3041-110-AHU06 | AIR HANDLER#6 AHU06 | DNA | DNA | DNA | OM00015617 | DNA | MECHNICAL ROOM | B133 QUAD BONDED | (20) 24X24X2 | CHILLED WATER | DNA | 460 | DNA | electric | 3 | NA | NA | \Classifications\Building System Class\D30-HVAC Systems\D3040 - Distribution SYS\Air Handling Unit - AHU | 1009757
30-C1 | 30-C1 North Justice Center | 30-C1-D3041-110-AHU07 | AIR HANDLER#7 AHU07 | PACE | 81-41731-01 | A36-AF | OM00013738 | DNA | FILE ROOM | B97 QUAD BONDED | (15) 24X24X4 | CHILLED WATER | 25 | 460 | 31 | electric | 3 | NA | NA | \Classifications\Building System Class\D30-HVAC Systems\D3040 - Distribution SYS\Air Handling Unit - AHU | 1009758
30-C1 | 30-C1 North Justice Center | 30-C1-D3041-110-AHU08 | AIR HANDLER#8 AHU08 | PACE | 41-170-OA | DNA | OM00013739 | DNA | FILE ROOM, PHASE 3 | (3) 5V1060 | (18) 24X24X4 | CHILLED WATER | 40 | 460 | 48 | electric | 3 | NA | NA | \Classifications\Building System Class\D30-HVAC Systems\D3040 - Distribution SYS\Air Handling Unit - AHU | 1009759
30-C1 | 30-C1 North Justice Center | 30-C1-D3041-230-RFN01 | RETURN FAN-RFN01 | BARRY BLOW | 83-2816 | DNA | OM00013645 | DNA | MECHNICAL ROOM PHASE 2 | (2) B94 | NA | NA | DNA | 480 | DNA | electric | 3 | NA | NA | \Classifications\Building System Class\D30-HVAC Systems\D3040 - Distribution SYS\Supply/Exhaust/Return fans- FAN | 1009760
30-C1 | 30-C1 North Justice Center | 30-C1-D3041-230-RFN02 | RETURN FAN-RFN02 | BARRY BLOWER | B3-2815 | 445 VCR AF | OM00013647 | DNA | MECHNICAL ROOM NORTHWEST | (2) B103 | NA | NA | 7 1/2 | 460 | 9.6 | electric | 3 | NA | NA | \Classifications\Building System Class\D30-HVAC Systems\D3040 - Distribution SYS\Supply/Exhaust/Return fans- FAN | 1009761
30-C1 | 30-C1 North Justice Center | 30-C1-D3042-220-EFN03 | EXHAUST FAN#1 EFN03 | NA | DNA | DNA | OM00013642 |  | ROOF | NA | NA | NA | DNA | 460 | 3.1 | electric | 3 | NA | NA | \Classifications\Building System Class\D30-HVAC Systems\D3040 - Distribution SYS\Supply/Exhaust/Return fans- FAN | 1009762
30-C1 | 30-C1 North Justice Center | 30-C1-D3042-220-EFN04 | TOILET EXHAUST EFN04 | DAYTON | 4C121A | DNA | OM00013639 |  | ROOF | NA | NA | NA | DNA | 480 | DNA | electric | 3 | NA | NA | \Classifications\Building System Class\D30-HVAC Systems\D3040 - Distribution SYS\Supply/Exhaust/Return fans- FAN | 1009763
30-C1 | 30-C1 North Justice Center | 30-C1-D3042-220-EFN09 | EXHAUST FAN#3 EFN05 | DNA | DNA | DNA | OM00013638 |  | ROOF | NA | NA | NA | 1/4 | 115 | 3.6 | electric | 1 | NA | NA | \Classifications\Building System Class\D30-HVAC Systems\D3040 - Distribution SYS\Supply/Exhaust/Return fans- FAN | 1009764
30-C1 | 30-C1 North Justice Center | 30-C1-D3042-220-EFN10 | EXHAUST FAN#2 EFN06 | DNA | DNA | DNA | OM00013637 |  | ROOF, South End | NA | NA | NA | 1/6 | 115 | 2.4 | electric | 1 | NA | NA | \Classifications\Building System Class\D30-HVAC Systems\D3040 - Distribution SYS\Supply/Exhaust/Return fans- FAN | 1009765
30-C1 | 30-C1 North Justice Center | 30-C1-D3042-220-EFN11 | EXHAUST FAN#1 EFN07 | DNA | DNA | DNA | OM00013636 |  | ROOF, South End | NA | NA | NA | 1/6 | 115 | 2.4 | electric | 1 | NA | NA | \Classifications\Building System Class\D30-HVAC Systems\D3040 - Distribution SYS\Supply/Exhaust/Return fans- FAN | 1009766
30-C1 | 30-C1 North Justice Center | 30-C1-D3042-220-EFN08 | INDOOR FAN UNIT EFN08 | RHEEM | M349806754 | RBHA-21J00NHCA | OM00013694 |  | MAIN ELECTRICAL ROOM | NA | NA | NA | 1/3 | 208/240 | 2.8 | electric | 1 | NA | NA | \Classifications\Building System Class\D30-HVAC Systems\D3040 - Distribution SYS\Supply/Exhaust/Return fans- FAN | 1009767
30-C1 | 30-C1 North Justice Center | 30-C1-D2023-310-HWP01 | CIRULATING PUMP #1 HWP01 | GRUND FOS | 9713 | BTC-365860 | OM00013735 | DNA | MECHNICAL ROOM | NA | NA | NA | DNA | 115 | DNA | electric | 1 | NA | NA | \Classifications\Building System Class\D20-Plumbing\D2020 - Domestic Water\Domestic Hot Water Circulating Pump - HWP | 1009768
30-C1 | 30-C1 North Justice Center | 30-C1-D2023-310-HWP03 | CIRULATING PUMP #3 HWP03 | PACD | LT F13829A | 11-20951-73321A01 | OM00013733 | DNA | BY S.E. PARKING LOT | NA | NA | NA | 5 | 208/230 | 12.8 | electric | 1 | NA | NA | \Classifications\Building System Class\D20-Plumbing\D2020 - Domestic Water\Domestic Hot Water Circulating Pump - HWP | 1009770
30-C1 | 30-C1 North Justice Center | 30-C1-D3050-250-ACU01 | A/C UNIT #1 ACU01 | RHEEM | 5429F079906505 | RAKAO 37JAZ | OM00013726 |  | MAIN IT ROOM | NA | NA | R-22 | 1/5 | 208/230 | 22 | electric | 1 | NA | NA | \Classifications\Building System Class\D30-HVAC Systems\D3050 - Package SYS\Air Conditioning,Split System - ACU | 1009771
30-C1 | 30-C1 North Justice Center | 30-C1-D3050-250-ACU02 | A/C UNIT #2 | RHEEM | 542F079906483 | RAKAO 37JAZ | OM00013727 |  | MAIN IT ROOM | NA | NA | R-22 | 75 | 208/230 | 11.5 | electric | 1 | NA | NA | \Classifications\Building System Class\D30-HVAC Systems\D3050 - Package SYS\Air Conditioning,Split System - ACU | 1009772
30-C1 | 30-C1 North Justice Center | 30-C1-D3050-250-ACU03 | A/C UNIT #3 | FUJITSU | GPN002251 | AOU36RML | OM00013640 |  | ROOF, South Roof behind Elevator Room | NA | NA | R-410A | DNA | 208/230 | 25 | electric | 1 | NA | NA | \Classifications\Building System Class\D30-HVAC Systems\D3050 - Package SYS\Air Conditioning,Split System - ACU | 1009773
30-C1 | 30-C1 North Justice Center | 30-C1-D3090-114-CMP02 | AIR COMPRESSOR #3 CMP02 | INGERSOLL RAND | DNA | 2475N5 | OM00015613 | State ID# A044212-04 ¦ Ser# 806459 | MECHNICAL ROOM EAST SIDE | 1A-70 | NA | NA | 5/3 | 460 | 5.5 | electric | 3 | NA | NA | \Classifications\Building System Class\D30-HVAC Systems\D3090 - Other HVAC Systems and Equipment\Air Compressor - CMP | 1009775
30-C1 | 30-C1 North Justice Center | 30-C1-D3090-114-CMP04 | AIR COMPRESSOR #4 CMP04 | QUINCY | 5136594 | QT5ST3HPOO46 | OM00015615 | State ID# A044211-04 ¦ 1068479 | NORTH WING | NA | NA | NA | NA | 460 | 4 | electric | 3 | NA | NA | \Classifications\Building System Class\D30-HVAC Systems\D3090 - Other HVAC Systems and Equipment\Air Compressor - CMP | 1009777
30-C1 | 30-C1 North Justice Center | 30-C1-D3090-220-CMD01 | AIR DRYER | HANKISON | 0301-170-2018 | E-5 | OM00028609 | DNA | MECHNICAL ROOM PHASEL CHILLER ROOM | NA | NA | NA | 4/6 | 115 | 18.6 | electric | 1 | NA | NA | \Classifications\Building System Class\D30-HVAC Systems\D3090 - Other HVAC Systems and Equipment\Compressed Air Dryer - CMD | 1009778
30-C1 | 30-C1 North Justice Center | 30-C1-D4024-100-FHS23 | Fire Hose Cabinets (entire building) QTY:23 | Sierra Fire Equipment | DNA | DNA | OM00030040 | DNA | MECHNICAL ROOM | NA | NA | NA | NA | NA | NA | NA | NA | NA | NA | \Classifications\Building System Class\D40-Fire Protection SYS\D4020 - Stand Pipe\Other Stand Pipe Hose Systems - FHS | 1009779
30-C1 | 30-C1 North Justice Center | 30-C1-D4010-150-FMS01 | Fire Sprinkler Riser #1 | Reliable | MVABC-1 | ""B"" | OM00000453 | DNA | MECHNICAL ROOM | NA | NA | NA | NA | NA | NA | NA | NA | NA | NA | \Classifications\Building System Class\D40-Fire Protection SYS\D4010 - Sprinkler SYS\Fire Systems, stand pipes - FMS | 1009780
30-C1 | 30-C1 North Justice Center | 30-C1-D4031-100-FEX63 | Fire Extinguishers (entire Building) QTY: 63 | Unknown | NA | NA | OM00030039 |  | MECHNICAL ROOM | NA | NA | NA | NA | NA | NA | NA | NA | NA | NA | \Classifications\Building System Class\D40-Fire Protection SYS\D4030 - FIRE SPEC\Fire Extinguisher - FEX | 1009781
30-C1 | 30-C1 North Justice Center | 30-C1-D5010-200-ESD01 | SWITCHBOARD, ELECTRICAL SBR01 | GE | DNA | DNA | OM00015623 |  | MECHNICAL ROOM EAST SIDE | NA | NA | NA | NA | 480/272 | 3000 | electric | 3 | NA | NA | \Classifications\Building System Class\D50-Electrical SYS\D5010 - Elec Service & Dist\Electical Service and Distribution - ESD | 1009782
30-C1 | 30-C1 North Justice Center | 30-C1-D5010-200-ESD02 | MAIN ELECTICAL BREAKER #2 SBR02 | GE | 17955205N1 | DNA | OM00013699 |  | ELECTRICAL ROOM | NA | NA | NA | NA | 277/460 | 1200 | electric | 3 | NA | NA | \Classifications\Building System Class\D50-Electrical SYS\D5010 - Elec Service & Dist\Electical Service and Distribution - ESD | 1009783
30-C1 | 30-C1 North Justice Center | 30-C1-D5010-234-ATS01 | EMERGENCY TRANSFER SWITCH ATS01 | ONAN | AO10191624 | OTPCH-1493523 | OM00015624 |  | SHERIFF PARKING LOT PHASE 1 EAST | NA | NA | NA | NA | 480 | 3000 | electric | 3 | NA | NA | \Classifications\Building System Class\D50-Electrical SYS\D5010 - Elec Service & Dist\Automatic Transfer Switch - ATS | 1009784
30-C1 | 30-C1 North Justice Center | 30-C1-D5037-710-FAP01 | FIRE ALARM PANEL FAP01 | SIMPLEX | DNA | 4100U | OM00015622 | Permit# 7113 | SHERIFF PARKING LOT | NA | NA | NA | NA | DNA | DNA | electric | DNA | NA | NA | \Classifications\Building System Class\D50-Electrical SYS\D5030 - Comm & Security\Fire Alarm Panel - FAP | 1009785
30-C1 | 30-C1 North Justice Center | 30-C1-D5092-250-EML04 | EMERGENCY LIGHTING CONTROL- EML04 | ILLUMINATOR | 60981L1-1 | IPS-36-2400-277 | OM00013646 |  | MECHNICAL ROOM | NA | NA | NA | NA | 277 | 12 | electric | 1 | NA | NA | \Classifications\Building System Class\D50-Electrical SYS\D5090 - Elec SYS\Emergency And Exit Lighting - EML | 1009789
30-C1 | 30-C1 North Justice Center | 30-C1-G2023-150-PEG01 | GATE OPENER PEG01 | CUSTOMLINE INC. | 97C | M35 | OM00013649 | DNA | SHERIFF PARKING LOT | NA | NA | NA | DNA | 240 | 3.2 | electric | 3 | NA | NA | \Classifications\Building System Class\G20-Other Systems\G2020 - Parking Lots\Secured Parking Gate - PEG | 1009790
30-C1 | 30-C1 North Justice Center | 30-C1-G2023-150-PEG02 | AUTOMATIC GATE OPENER PEG02 | LIFT MASTER | 3711N5129 | USL595-100-11H3 | OM00030107 | DNA | JUDGES PARKING SE CORNER | NA | NA | NA | 1 | 115 | 13.6 | electric | 1 | NA | NA | \Classifications\Building System Class\G20-Other Systems\G2020 - Parking Lots\Secured Parking Gate - PEG | 1009791
30-C1 | 30-C1 North Justice Center | 30-C1-G2050-200-LSC01 | Landscaping - LSC | NA | NA | NA | OM00030022 | DNA | OUTSIDE | NA | NA | NA | NA | NA | NA | NA | NA | NA | NA | \Classifications\Building System Class\G20-Other Systems\G2050 - Landscaping\Landscaping - LSC | 1009792
30-C1 | 30-C1 North Justice Center | 30-C1-D5092-250-ELT272 | Exterior Lighting - ELT (272) | NA | NA | NA | OM00030021 | DNA | OUTSIDE | NA | NA | NA | NA | DNA | DNA | NA | DNA | NA | NA | \Classifications\Building System Class\D50-Electrical SYS\D5090 - Elec SYS\Exterior Lighting - ELT | 1009793
30-C1 | 30-C1 North Justice Center | 30-C1-G2049-300-HSC01 | Hardscape - HSC | NA | NA | NA | OM00030020 | DNA | OUTSIDE | NA | NA | NA | NA | NA | NA | NA | NA | NA | NA | \Classifications\Building System Class\G20-Other Systems\G2040 - Site Development\Hardscape - HSC | 1009794
30-C1 | 30-C1 North Justice Center | 30-C1-D5092-210-GEN01 | STANDBY GENERATOR | ONAN | DNA | DFEK-4491111 | OM00028613 | DNA | OUTSIDE REAR OF SALLYPORT NEXT TO COOLING TOWER | NA | CANISTER FILTER | NA | 755 | 460 | 625 KVA | Diesel | 3 | NA | NA | \Classifications\Building System Class\D50-Electrical SYS\D5090 - Elec SYS\Emergency Generator - GEN | 1009920
30-C1 | 30-C1 North Justice Center | 30-C1-D2090-230-WIP01 | Water Treatment Biocide Pump - WIP01 | Lakewood INSTRUMENTS | DNA | 400 | OM00028618 | DNA | Sally Port | NA | DNA | NA | DNA | 100-240 | 2.2 | Electric | 1 | DNA | NA | \Classifications\Building System Class\D20-Plumbing\D2090 - Other Plumbing SYS\Water Treatment Inhibitor Pump - WIP | 1010231
30-C1 | 30-C1 North Justice Center | 30-C1-D3050-250-ACU09 | A/C Unit #9 Split System | Sanyo | DNA | DNA | OM00028604 |  | Secured Patio | NA | WASHABLE | R-22 | DNA | 208/230 | 15 | Electric | 1 | DNA | DNA | \Classifications\Building System Class\D30-HVAC Systems\D3050 - Package SYS\Air Conditioning,Split System - ACU | 1010232
30-C1 | 30-C1 North Justice Center | 30-C1-D3090-220-CMD02 | Air Dryer CMD02 | Hankison | 0302-101-9901-211N | 8010-115 | OM00028616 | DNA | AHU Room | DNA | DNA | R-134a | DNA | 115 | 3.7 | DNA | 1 | DNA | DNA | \Classifications\Building System Class\D30-HVAC Systems\D3090 - Other HVAC Systems and Equipment\Compressed Air Dryer - CMD | 1010234
30-C1 | 30-C1 North Justice Center | 30-C1-G2023-150-PEG03 | Gate Operator PEG03 | LIFT MASTER | 3711N5128 | VSL595-100-11H3 | OM00030015 | DNA | Judges Parking Lot, NW CORNER OF COURT | DNA | DNA | DNA | 1 | 115 | 13.6 | Electric | 1 | DNA | DNA | \Classifications\Building System Class\G20-Other Systems\G2020 - Parking Lots\Secured Parking Gate - PEG | 1010235
30-C1 | 30-C1 North Justice Center | 30-C1-D3044-125-PHW02 | HHW Pump 2 PHW02 | Bell & Gossett | C017773-01 C60 | C184T170B44A | OM00030017 | DNA | OLD BOILER ROOM NEAR AH1 & 2 | DNA | DNA | DNA | 7.5 | 460 | 10.4 | Electric | 3 | DNA | DNA | \Classifications\Building System Class\D30-HVAC Systems\D3040 - Distribution SYS\Hot Water Pump - PHW | 1010236
30-C1 | 30-C1 North Justice Center | 30-C1-D2030-410-PMS01 | Submersible Pump PMS01 | DNA | DNA | DNA | OM00028607 | DNA | Judges Parking Lot | DNA | DNA | DNA | DNA | 110 | DNA | NA | DNA | DNA | DNA | \Classifications\Building System Class\D20-Plumbing\D2030 - Sani Waste\Sewage Ejector Pump - PMS | 1010238
30-C1 | 30-C1 North Justice Center | 30-C1-D3050-250-ACU06 | Split System #6 FOR SERVER ROOM | Liebert | 0514N105880 | PFH067A-YL3 | OM00028605 |  | Secured IT Room Upper Lot, WEST PARKING LOT | DNA | (2) 28X24X2 | R-22 | DNA | 230 | 27.5 | Electric | 3 | NA | NA | \Classifications\Building System Class\D30-HVAC Systems\D3050 - Package SYS\Air Conditioning,Split System - ACU | 1010240
30-C1 | 30-C1 North Justice Center | 30-C1-D3090-220-CMD03 | AIR DRYER CMD03 | HANKISON | H510A1150712166 | HPRS5-10-15 | OM00013729 | DNA | CHILLER ROOM NEAR SE PARKING LOT | NA | NA | DNA | NA | 115 | 3.2 | electric | 1 | NA | NA | \Classifications\Building System Class\D30-HVAC Systems\D3090 - Other HVAC Systems and Equipment\Compressed Air Dryer - CMD | 1010241
30-C1 | 30-C1 North Justice Center | 30-C1-D2023-310-HWP02 | CIRULATING PUMP HWP02 | BALDOR | 1120957 | 366548Y40461 | OM00013734 | NA | MECHNICAL ROOM EAST SECURED PARKING | NA | NA | NA | 5 | 460 | 6.4 | Electric | 3 | NA | NA | \Classifications\Building System Class\D20-Plumbing\D2020 - Domestic Water\Domestic Hot Water Circulating Pump - HWP | 1011284
30-C1 | 30-C1 North Justice Center | 30-C1-D2023-100-BFP12 | BACKFLOW PREVENTER 12 - Irrigation | FEBCO | 2650993 | 825 Y 2" RP | OM00036440 | Meter#: Assembly ID#: 2100098 | PHASE 2 | NA | NA | NA | NA | NA | NA | NA | NA | NA | NA | \Classifications\Building System Class\D20-Plumbing\D2020 - Domestic Water\Backflow Preventer - BFP | 1013460
30-C1 | 30-C1 North Justice Center | 30-C1-D3041-110-AHU03 | AIR HANDLER #3 | WILLIAMS | 241524 | AU30D (AU-3000-DELUXE-LH) | OM00013724 | NA | N SECURED BASEMENT NEAR DETENTION | (1) B-58 | (4) 10X25X2 | CHILLED WATER | 3 | 5 | 04 | Electric | 2 | NA | NA | \Classifications\Building System Class\D30-HVAC Systems\D3040 - Distribution SYS\Air Handling Unit - AHU | 1013461
30-C1 | 30-C1 North Justice Center | 30-C1-D3042-220-EFN05 | EXHAUST FAN EFN05 | CENTRIMASTER | MJT785402 | PI543N | OM00030078 | NA | ROOF EAST SIDE 1ST PHASE | (2) B112 | NA | NA | 5 | 460 | 7.2 | Electric | 3 | NA | NA | \Classifications\Building System Class\D30-HVAC Systems\D3040 - Distribution SYS\Supply/Exhaust/Return fans- FAN | 1013462
30-C1 | 30-C1 North Justice Center | 30-C1-D3042-220-EFN06 | EXHAUST FAN EFN06 | CENTRIMASTER | WJF786401 | PL543N | OM00030079 | NA | NORTHSIDE ROOF | NA | B P 112 | NA | 5 | 460 | 7.2 | Electric | 3 | NA | NA | \Classifications\Building System Class\D30-HVAC Systems\D3040 - Distribution SYS\Supply/Exhaust/Return fans- FAN | 1013463
30-C1 | 30-C1 North Justice Center | 30-C1-D3042-210-FAN07 | EXHAUST FAN - Direct Drive FAN07 | DAYTON | DNA | 3C074A | OM00013641 | NA | CENTRAL ROOF | 4L-440 (1) | NA | NA | NA | 460 | 2.4 | Electric | 3 | NA | NA | \Classifications\Building System Class\D30-HVAC Systems\D3040 - Distribution SYS\Fan,Axial - FAN | 1013464
30-C1 | 30-C1 North Justice Center | 30-C1-D3042-220-EFN12 | EXHAUST FAN 12 | Aladin | 53707 | UTIL | OM00036430 | NA | REAR SALLYPORT AREA NEXT TO ATS | 4L-440 | NA | NA | 1.5 | 460 | 2.4 | ELECTRIC | 3 | NA | NA | \Classifications\Building System Class\D30-HVAC Systems\D3040 - Distribution SYS\Supply/Exhaust/Return fans- FAN | 1013465
30-C1 | 30-C1 North Justice Center | 30-C1-D2023-100-BFP13 | BACKFLOW PREVENTER 13 | WILKINS ZARN | 2075132 | 975X1 | OM00030080 | Meter#: Assembly ID#: 2100493 | PHASE 2, 4TH FLOOR MECH ROOM | NA | NA | NA | NA | NA | NA | NA | NA | NA | NA | \Classifications\Building System Class\D20-Plumbing\D2020 - Domestic Water\Backflow Preventer - BFP | 1013466
30-C1 | 30-C1 North Justice Center | 30-C1-D2090-230-WIP02 | WATER TREATMENT PUMP | DNA | D321202 | 83-3026 | OM00013655 |  | EAST SECURED PARKING | DNA | DNA | DNA | DNA | 240 | 2.2 | Electric | 1 | DNA | NA | \Classifications\Building System Class\D20-Plumbing\D2090 - Other Plumbing SYS\Water Treatment Inhibitor Pump - WIP | 1013467
30-C1 | 30-C1 North Justice Center | 30-C1-D3041-110-AHU04 | AIR HANDLER #4 | MCQUAY | FBOU020800638 | DNA | OM00013725 | NA | NORTH BASEMENT NEAR HOLDING | 5VX-470 (2) | (8) 20X24X4 | CHILLED WATER | 15 | 460 | 17.5 | Electric | 3 | NA | NA | \Classifications\Building System Class\D30-HVAC Systems\D3040 - Distribution SYS\Air Handling Unit - AHU | 1013469
30-C1 | 30-C1 North Justice Center | 30-C1-D3020-100-HET02 | BOILER HOT WATER EXPANSION TANK | EXTROL | 135454 | DNA | OM00030013 |  | NEAR S.E. PARKING LOT | NA | NA | NA | NA | NA | NA | NA | NA | NA | NA | \Classifications\Building System Class\D30-HVAC Systems\D3020 - Heat SYS\Heater Water Expansion Tank - HET | 1013471
30-C1 | 30-C1 North Justice Center | 30-C1-D2017-100-SHW01 | EYE WASH STATION NEAR COOLING TOWER ON SE CORNER OF BUILDING | HAWS | DNA | DNA | OM00030014 |  | NEAR SE PARKING LOT | NA | NA | NA | NA | NA | NA | Other | NA | NA | NA | \Classifications\Building System Class\D20-Plumbing\D2010 - Plumb Fix\Showers - SHW | 1013472
30-C1 | 30-C1 North Justice Center | 30-C1-D2017-100-SHW02 | EYE WASH STATION | DNA | DNA | DNA | OM00030018 | DNA | ON NORTH SIDE OF COURT | NA | NA | NA | NA | NA | NA | NA | NA | NA | NA | \Classifications\Building System Class\D20-Plumbing\D2010 - Plumb Fix\Showers - SHW | 1013473
30-C1 | 30-C1 North Justice Center | 30-C1-B2010-100-BLD01 | BUILDING STRUCTURE | NA | NA | NA | OM00030019 | NA | ALL | NA | NA | NA | NA | NA | NA | NA | NA | NA | NA | \Classifications\Building System Class\B20-General Building Exterior\B2010 - Exterior Walls\Building - BLD | 1013474
30-C1 | 30-C1 North Justice Center | 30-C1-D2090-230-WIP03 | WATER TREATMENT PUMPS | WALCHEM | DNA | DNA | OM00030025 | NA | PHASE 1 EAST END IN CHILLER ROOM | NA | NA | NA | DNA | 115 | .4 | Electric | 1 | NA | NA | \Classifications\Building System Class\D20-Plumbing\D2090 - Other Plumbing SYS\Water Treatment Inhibitor Pump - WIP | 1013475
30-C1 | 30-C1 North Justice Center | 30-C1-D2017-100-SHW03 | EYE WASH STATION PLUMBED IN | HAWS | DNA | DNA | OM00030026 | DNA | PHASE 1 EAST END IN CHILLER ROOM | NA | NA | NA | NA | NA | NA | NA | NA | NA | NA | \Classifications\Building System Class\D20-Plumbing\D2010 - Plumb Fix\Showers - SHW | 1013476
30-C1 | 30-C1 North Justice Center | 30-C1-D2023-310-HWP04 | HOT WATER CIRCULATING PUMP | GROUND FOS | DNA | 15-425F | OM00030027 | NA | PHASE 1 | NA | NA | NA | DNA | 115 | .74 | Electric | 1 | NA | NA | \Classifications\Building System Class\D20-Plumbing\D2020 - Domestic Water\Domestic Hot Water Circulating Pump - HWP | 1013477
30-C1 | 30-C1 North Justice Center | 30-C1-D3068-100-BAS01 | BAS SYSTEM | DNA | N41G00412D11945 | DNA | OM00030029 | NA | NORTH 1ST FLOOR IN AHU ROOM | NA | NA | NA | NA | DNA | DNA | Electric | DNA | NA | NA | \Classifications\Building System Class\D30-HVAC Systems\D3060 - Control & Inst Air\Building Automation System - BAS | 1013478
30-C1 | 30-C1 North Justice Center | 30-C1-D3041-160-FDP01 | FIRE DAMPERS | DNA | DNA | DNA | OM00030038 |  | ALL | NA | NA | NA | NA | DNA | DNA | Electric | DNA | NA | NA | \Classifications\Building System Class\D30-HVAC Systems\D3040 - Distribution SYS\Fire Dampers - FDP | 1013479
30-C1 | 30-C1 North Justice Center | 30-C1-D3050-250-ACU07 | SPLIT SYSTEM A/C | FUJITSU | DCN010082 | AOU18CL | OM00030105 |  | ROOF NORTH END OF PHASE 1 | NA | WASHABLE | R-410A | DNA | 208/230 | 7.7 | Electric | 1 | NA | NA | \Classifications\Building System Class\D30-HVAC Systems\D3050 - Package SYS\Air Conditioning,Split System - ACU | 1013480
30-C1 | 30-C1 North Justice Center | 30-C1-D3020-100-HET01 | BOILER HOT WATER EXPANSION TANK | EXTROL | DNA | DNA | OM00030106 | DNA | 3RD FLOOR PATIO, NORTH END OF BUILDING | NA | NA | NA | NA | NA | NA | NA | NA | NA | NA | \Classifications\Building System Class\D30-HVAC Systems\D3020 - Heat SYS\Heater Water Expansion Tank - HET | 1013481
30-C1 | 30-C1 North Justice Center | 30-C1-D3031-100-PCH09 | CONDENSER PUMP | BALDAR | DNA | EM2513T | OM00028610 |  | MECHANICAL ROOM | [10 empty] | \Classifications\Building System Class\D30-HVAC Systems\D3030 - Cooling SYS\Chilled Water Pump - PCH | 1013520
30-C1 | 30-C1 North Justice Center | 30-C1-D2040-100-PSU01 | SUMP PUMP | Zoeller | DNA | DNA | OM00036429 |  | N1 JUDGES PATIO AREA, WEST WALL | [10 empty] | \Classifications\Building System Class\D20-Plumbing\D2040 - Rain Drain\Sump Pump - PSU | 1013521
30-C1 | 30-C1 North Justice Center | 30-C1-D2022-260-HWG04 | Domestic Hot Water Heater | AO Smith | 1246M000427 | BTL 400 100 | OM00025244 |  | Floor 1, Mechanical Room, Phase 3 | [10 empty] | \Classifications\Building System Class\D20-Plumbing\D2020 - Domestic Water\Domestic Water Heater, Gas - HWG | 1015369
30-C1 | 30-C1 North Justice Center | 30-C1-D2023-100-BFP14 | Backflow Device BFP14 | Watts | 20042 | LF919AQT 2" RP | OM00025317 | Meter#: Assembly ID#: 2000593 | SW Corner Berkley/Valley View | [10 empty] | \Classifications\Building System Class\D20-Plumbing\D2020 - Domestic Water\Backflow Preventer - BFP | 1015772
30-C1 | 30-C1 North Justice Center | 30-C1-D2022-260-HWG05 | Hot Water Heater | American Water Heater | 1307M000486 | BIL395T1996NOX104 | OM00025281 |  | Basement |  |  |  |  | 110 | 5 |  |  |  | 1300 | \Classifications\Building System Class\D20-Plumbing\D2020 - Domestic Water\Domestic Water Heater, Gas - HWG | 1015828
30-C1 | 30-C1 North Justice Center | 30-C1-D3050-250-ACU11 | Split System ACU11 | Allied Commercial | 1612H01528 | 2SHP13L16OT | OM00025286 |  | South Weapons Screening | NA | NA | R-22 | NA | 240 | 15.8 | Electric | 3 | NA | NA | \Classifications\Building System Class\D30-HVAC Systems\D3050 - Package SYS\Air Conditioning,Split System - ACU | 1015913
30-C1 | 30-C1 North Justice Center | 30-C1-D3031-100-PCH10 | CONDENSER PUMP PCH10 | Baldor Reliance | F1210034358 | EM3615T-G | OM00025287 |  | S. Judge's Parking Lot | NA | NA | NA | 5 | Other | 13.9-13.4/6.7 | Electric | 3 | NA |  | \Classifications\Building System Class\D30-HVAC Systems\D3030 - Cooling SYS\Chilled Water Pump - PCH | 1015914
30-C1 | 30-C1 North Justice Center | 30-C1-D3021-130-BLR04 | Boiler 04 | Lochinvar | K13H00257575 | CHN1442 | OM00025314 |  | Outside Employee Breakroom | NA | NA | NA | DNA | 110 | DNA | Natural gas | 1 | 1440000 | 1224000 | \Classifications\Building System Class\D30-HVAC Systems\D3020 - Heat SYS\Boiler,Hot Water,Oil/Gas/Comb. - BLR | 1017506
30-C1 | 30-C1 North Justice Center | 30-C1-D3021-130-BLR05 | Boiler 05 | Lochinvar | K13H00257574 | CHN1442 | OM00025315 |  | Floor 3, Patio, Outside Employee Breakroom | NA | NA | NA | DNA | 110 | DNA | Natural gas | 1 | 1440000 | 1224000 | \Classifications\Building System Class\D30-HVAC Systems\D3020 - Heat SYS\Boiler,Hot Water,Oil/Gas/Comb. - BLR | 1017507
30-C1 | 30-C1 North Justice Center | 30-C1-D3050-250-ACU10 | ACU Split System 10 | Sanyo | 0032251 | Cl2432A | OM00028608 |  | Secured Patio | DNA | Washable | R-22 | DNA | 240 | 12.2 | Electric | 1 | NA | NA | \Classifications\Building System Class\D30-HVAC Systems\D3050 - Package SYS\Air Conditioning,Split System - ACU | 1018763
30-C1 | 30-C1 North Justice Center | 30-C1-D3031-100-PCH11 | Chilled Water Pump PCH11 | Baldor Reliance | F1310083428 | EM3615T-G | OM00025331 |  | S. Judges' Parking lot |  |  |  | 0005 | Other | 13.9-13.4/6.7 |  | 3 |  |  | \Classifications\Building System Class\D30-HVAC Systems\D3030 - Cooling SYS\Chilled Water Pump - PCH | 1018778
30-C1 | 30-C1 North Justice Center | 30-C1-D3041-230-RFN05 | RETURN FAN 01 | Temptrol | #F1512170540, 430, 560 | 06K265W567G1 | OM00025405 |  | FLOOR 2 MECHANICAL ROOM | DD | NA | NA | 5.5hp | 230/460 | 14/7 | NA | 3 | NA | NA | \Classifications\Building System Class\D30-HVAC Systems\D3040 - Distribution SYS\Supply/Exhaust/Return fans- FAN | 1021660
30-C1 | 30-C1 North Justice Center | 30-C1-D3041-230-RFN06 | RETURN FAN 02 | Temptrol | #F1512170585, 084, 355,565 | 06K265W567G1 | OM00025406 |  | 1ST FLOOR FILE ROOM SOUTH WING | DD | NA | NA | 5.5hp | 230/460 | 14/7 | NA | 3 | NA | NA | \Classifications\Building System Class\D30-HVAC Systems\D3040 - Distribution SYS\Supply/Exhaust/Return fans- FAN | 1021661
30-C1 | 30-C1 North Justice Center | 30-C1-D3050-250-ACU12 | ACU 12 | COMPU AIR - Cond | 9525MK1610-9466C | PFCU-332 | OM00025398 |  | Phase 3 Server Room |  | 2 - 16 x 25 x 2 | R-410a |  | 208 | [5 empty] | \Classifications\Building System Class\D30-HVAC Systems\D3050 - Package SYS\Air Conditioning,Split System - ACU | 1021693
30-C1 | 30-C1 North Justice Center | 30-C1-D3090-114-CMP05 | Phase III Air Compressor CMP05 | INGERSOLL RAND | CBV434426 | 2340N5 | OM00025397 |  | Phase 3 - South Central Plant Chiller Room | NA | NA | NA | 3 | 460 | 6 amp | Electric | 3 | NA | NA | \Classifications\Building System Class\D30-HVAC Systems\D3090 - Other HVAC Systems and Equipment\Air Compressor - CMP | 1022497
30-C1 | 30-C1 North Justice Center | 30-C1-D2023-100-BFP08 | BFP08 | Wilkins | 4522175 | 975XLII | OM00025420 |  | West Wall | NA | NA | NA | NA | NA | NA | NA | NA | NA | NA | \Classifications\Building System Class\D20-Plumbing\D2020 - Domestic Water\Backflow Preventer - BFP | 1022499
30-C1 | 30-C1 North Justice Center | 30-C1-D3030-110-CTW04 | COOLING TOWER CTW04 | Evapco | 17-822288 | USS 19-3J9 | OM00025409 |  |  | 4B158 | NA | NA | NA | 480 | DNA | Electric | 3 | NA | NA | \Classifications\Building System Class\D30-HVAC Systems\D3030 - Cooling SYS\Cooling Tower - CTW | 1022509
30-D1 | 30-D1 West Justice Center | 30-D1-D2034-100-EMR01 | Effluent Water Meter | ISTEC | DNA | 1948 | OM00025242 | DNA | 13TH ST. | NA | NA | NA | NA | NA | NA | NA | NA | NA | NA | \Classifications\Building System Class\D20-Plumbing\D2030 - Sani Waste | EQ-1007701
30-D1 | 30-D1 West Justice Center | 30-D1-G2049-300-HSC01 | Hardscape - HSC | NA | NA | NA | OM00033935 | DNA | OUTSIDE | NA | NA | NA | NA | NA | NA | NA | NA | NA | NA | \Classifications\Building System Class\G20-Other Systems\G2040 - Site Development\Hardscape - HSC | 1007761
30-D1 | 30-D1 West Justice Center | 30-D1-D2023-100-BFP01 | BACKFLOW PREVENTER 01 (2" R.P.) | Wilkin-Zurn | 949226 | 975XL | OM00015702 | Acct#: 339-0060-03 Meter#: 3390060 Assembly ID#: 1003240 | South wall of Penthouse | NA | NA | NA | NA | NA | NA | NA | NA | NA | NA | \Classifications\Building System Class\D20-Plumbing\D2020 - Domestic Water\Backflow Preventer - BFP | 1007762
30-D1 | 30-D1 West Justice Center | 30-D1-D2023-100-BFP02 | BACKFLOW PREVENTER 02 (HEATING WTR. MAKE-UP PHASE 1) (3/4) | FEBCO | H15290 | 825Y | OM00015721 | Acct#: 339-0069-02 Meter#: 3390069 Assembly ID#: 1003239 | Floor 1, PH mech. Rm Phase 1 | NA | NA | NA | NA | NA | NA | NA | NA | NA | NA | \Classifications\Building System Class\D20-Plumbing\D2020 - Domestic Water\Backflow Preventer - BFP | 1007763
30-D1 | 30-D1 West Justice Center | 30-D1-D2023-100-BFP04 | BACKFLOW PREVENTER 04 (CT/CHW MAKE-UP PHASE I) (1) | WATTS | 29748 | 009 QT | OM00015723 | Acct#: 339-0069-02 Meter#: 3390069 Assembly ID#: 1001740 | Phase 1 Chiller Room | NA | NA | NA | NA | NA | NA | NA | NA | NA | NA | \Classifications\Building System Class\D20-Plumbing\D2020 - Domestic Water\Backflow Preventer - BFP | 1007765
30-D1 | 30-D1 West Justice Center | 30-D1-D2023-100-BFP05 | BACKFLOW PREVENTER 05 (HEATING WTR. MAKE-UP PHASE 3) (R.P) | WILKENS-ZURN | 2075206 | 975XL | OM00015693 | Acct#: 339-0065-01 Meter#: 3390065 Assembly ID#: 2001000 | PHASE 3 MECH RM | NA | NA | NA | NA | NA | NA | NA | NA | NA | NA | \Classifications\Building System Class\D20-Plumbing\D2020 - Domestic Water\Backflow Preventer - BFP | 1007766
30-D1 | 30-D1 West Justice Center | 30-D1-D2023-100-BFP06 | BACKFLOW PREVENTER (FIRE PROTECTION BY-PASS 3/4") | FEBCO | 24246 | 850-HB | OM00015741 | Acct#: 339-0065-01 Meter#: 3390065 Assembly ID#: 1005220 | SW corner of property, incage off of 13th St. | NA | NA | NA | NA | NA | NA | NA | NA | NA | NA | \Classifications\Building System Class\D20-Plumbing\D2020 - Domestic Water\Backflow Preventer - BFP | 1007767
30-D1 | 30-D1 West Justice Center | 30-D1-D2023-100-BFP07 | BACKFLOW PREVENTER (FIRE PROTECTION MAIN 6") | FEBCO | 9905241259 | 876V | OM00015738 | Acct#: 339-0065-01 Meter#: 3390065 Assembly ID#: 1003243 | Adjacent to rolling gate for secured parking | NA | NA | NA | NA | NA | NA | NA | NA | NA | NA | \Classifications\Building System Class\D20-Plumbing\D2020 - Domestic Water\Backflow Preventer - BFP | 1007768
30-D1 | 30-D1 West Justice Center | 30-D1-D2023-100-BFP09 | BACKFLOW PREVENTER DOMESTIC WATER 3"#2 | FEBCO | 9710011245 | 860-MD | OM00025307 | Acct#: 339-0065-01 Meter#: 3390065 Assembly ID#: 1003741 | SW CORNER OF PROPERTY. Adjacent to rolling gate for secured parking | [10 empty] | \Classifications\Building System Class\D20-Plumbing\D2020 - Domestic Water\Backflow Preventer - BFP | 1007770
30-D1 | 30-D1 West Justice Center | 30-D1-D2023-100-BFP10 | 3/4" BLKFLOW DEVICE PHASE 2 (C TOWER) | WATTS | 365597 | 909 | OM00015680 | Acct#: 339-0069-02 Meter#: 3390069 Assembly ID#: 1003238 | Mech Rm. 2nd Fl.,C.A. (South) | NA | NA | NA | NA | NA | NA | NA | NA | NA | NA | \Classifications\Building System Class\D20-Plumbing\D2020 - Domestic Water\Backflow Preventer - BFP | 1007771
30-D1 | 30-D1 West Justice Center | 30-D1-D2023-100-CTY11 | BACKFLOW PREVENTER 11 - NOT OURS BELONGS TO LIBRARY | WILKIN-ZURN | 1497310 | 975 | DNA |  | Library Boiler Room | [10 empty] | \Classifications\Building System Class\D20-Plumbing\D2020 - Domestic Water\Backflow Preventer - BFP | 1007772
30-D1 | 30-D1 West Justice Center | 30-D1-D2023-100-BFP12 | BACKFLOW PREVENTER 12 (3 R.P.) | WILKINS | L68151 | 375 | OM00015740 | Acct#: 339-0065-01 Meter#: 3390065 Assembly ID#: 1003736 | SW PARKING LOT BY FWY. | NA | NA | NA | NA | NA | NA | NA | NA | NA | NA | \Classifications\Building System Class\D20-Plumbing\D2020 - Domestic Water\Backflow Preventer - BFP | 1007773
30-D1 | 30-D1 West Justice Center | 30-D1-B3010-100-RUF01 | Roof - RUF | NA | NA | NA | OM00025371 |  | Roof | NA | NA | NA | NA | NA | NA | NA | NA | NA | NA | \Classifications\Building System Class\B30-Roofing\B3010 - Roof Types\Roof - RUF | 1007874
30-D1 | 30-D1 West Justice Center | 30-D1-D1010-100-ELE01 | Elevator #1 | Dover | DNA | DNA | OM00015744 | State ID# 051016¦ PASS #1 | Phase 2 chiller room | NA | NA | NA | 30 | 480 | 43 | electric | 3 | NA | NA | \Classifications\Building System Class\D10-Conveyance Systems\D1010 - Elevator\Elevator,Electric,Pass/Freight - ELE | 1007875
30-D1 | 30-D1 West Justice Center | 30-D1-D2022-260-HWG02 | Domestic Hot Water Heater (Phase 2) 50 GAL | AO Smith | DNA | GH96-3237879-R99 | OM00015730 | PFR-WJC02-WTH02 | 2nd Fl Mech Rm 208 | NA | NA | NA | NA | NA | NA | gas | NA | 38000 | NA | \Classifications\Building System Class\D20-Plumbing\D2020 - Domestic Water\Domestic Water Heater, Gas - HWG | 1007877
30-D1 | 30-D1 West Justice Center | 30-D1-D5037-710-FAP01 | Fire Alarm Panel (Main) FAP01 | NOTIFIER | DNA | AFP1010 | OM00015601 | DNA | Entrance from Mens RR 1st Fl North Phase 3 Entrance from Mens RR 1st Fl North Phase 3 | NA | NA | NA | DNA | 120 | 1.8 | Electric | 1 | NA | NA | \Classifications\Building System Class\D50-Electrical SYS\D5030 - Comm & Security\Fire Alarm Panel - FAP | 1007937
30-D1 | 30-D1 West Justice Center | 30-D1-D4031-100-FEX47 | Fire Extinguisher (47) | NA | NA | NA | OM00033944 |  | FACILITIES OFFICE | NA | NA | NA | NA | NA | NA | NA | NA | NA | NA | \Classifications\Building System Class\D40-Fire Protection SYS\D4030 - FIRE SPEC\Fire Extinguisher - FEX | 1007938
30-D1 | 30-D1 West Justice Center | 30-D1-D5092-210-GEN01 | EMERGENCY GENERATOR 01 | Cummins Onan | G8005147.15 | 15.JC-3CP/2731.A.B. | OM00015782 | DNA | Grounds | NA | NA | NA | 20 | 120/240 | 62 | Propane | 3 | NA | NA | \Classifications\Building System Class\D50-Electrical SYS\D5090 - Elec SYS\Emergency Generator - GEN | 1007939
30-D1 | 30-D1 West Justice Center | 30-D1-D5092-250-EML54 | Emergency Lights (54) | NA | NA | NA | OM00033945 |  | THROUGHOUT THE BUILDING | NA | NA | NA | NA | 277 | DNA | Electric | 1 | NA | NA | \Classifications\Building System Class\D50-Electrical SYS\D5090 - Elec SYS\Emergency And Exit Lighting - EML | 1007940
30-D1 | 30-D1 West Justice Center | 30-D1-D2030-150-MWL01 | Main/Branch Waste System - MWL | NA | NA | NA | OM00033948 | DNA | BASEMENT BY AHU #3 | NA | NA | NA | NA | NA | NA | Other | NA | NA | NA | \Classifications\Building System Class\D20-Plumbing\D2030 - Sani Waste\Main/Branch Waste System - MWL | 1007944
30-D1 | 30-D1 West Justice Center | 30-D1-D2040-100-PSU01 | Sump Pump Station #1 (Electrical Rm. West) (2) | Pacific Pump | 11E-G21081-A | 45-20700 | OM00015758 | DNA | access via secured hallway bt Dept. 10/11 | NA | NA | NA | DNA | 480 | 2.9 | electric | 3 | NA | NA | \Classifications\Building System Class\D20-Plumbing\D2040 - Rain Drain\Sump Pump - PSU | 1007945
30-D1 | 30-D1 West Justice Center | 30-D1-D2040-100-PSU02 | Sump Pump Station #2 (NPDES Permit) | GOULDS PUMPS | DNA | D36310 | OM00015774 | DNA | By caged area containing backflow devices | NA | NA | NA | 1.5 | 230 | 21 | electric | 1 | NA | NA | \Classifications\Building System Class\D20-Plumbing\D2040 - Rain Drain\Sump Pump - PSU | 1007946
30-D1 | 30-D1 West Justice Center | 30-D1-D3021-130-BLR02 | Heating Water Boiler Phase 3 | Ajax Boiler, Inc. | 65339 | WRFG-940-LN | OM00015731 | DNA | DNA | NA | NA | NA | DNA | 115 | 5.6 | gas | 1 | 940000 | 799000 | \Classifications\Building System Class\D30-HVAC Systems\D3020 - Heat SYS\Boiler,Hot Water,Oil/Gas/Comb. - BLR | 1007948
30-D1 | 30-D1 West Justice Center | 30-D1-D3030-110-CTW01 | Cooling Tower (Phase1) | B.A.C | V014534401MAD | VTO-145-MR | OM00015717 | DNA | Mech Rm. W/Phase 1 chiller | B88 | NA | CHILLED WATER | DNA | 480 | DNA | electric | 3 | DNA | DNA | \Classifications\Building System Class\D30-HVAC Systems\D3030 - Cooling SYS\Cooling Tower - CTW | 1007949
30-D1 | 30-D1 West Justice Center | 30-D1-D3030-110-CTW02 | Cooling Tower (Phase 2) | B.A.C | UO14284401MAD | EXT-160 | OM00015683 | DNA | East roof Phase 2 | B-144 (2) | NA | CHILLED WATER | 7.5 | 480 | 9 | electric | 3 | DNA | DNA | \Classifications\Building System Class\D30-HVAC Systems\D3030 - Cooling SYS\Cooling Tower - CTW | 1007950
30-D1 | 30-D1 West Justice Center | 30-D1-D3031-130-CLR01 | SCREW CHILLER 01 | YORK | SCLM-666120 | YSCACBS1-CFE | OM00015713 | DNA | ROOF PENTHOUSE CENTER BUILDING PHASE1 | NA | NA | R-22 | 400 | 460 | 211 | electric | 3 | DNA | DNA | \Classifications\Building System Class\D30-HVAC Systems\D3030 - Cooling SYS\Chiller, Water Cooled - CLR | 1007951
30-D1 | 30-D1 West Justice Center | 30-D1-D3031-130-CLR02 | SCREW CHILLER 02 | YORK | SMDM-99200 | YSCBCBS0-CFB | OM00015676 | DNA | FLOOR 2, ROOF PENTHOUSE AT PHASE 1 | NA | NA | R-22 | 400 | 480 | 211 | electric | 3 | DNA | 175 Tons | \Classifications\Building System Class\D30-HVAC Systems\D3030 - Cooling SYS\Chiller, Water Cooled - CLR | 1007952
30-D1 | 30-D1 West Justice Center | 30-D1-D3041-110-AHU01 | AHU #1 | Airzone InterNAtioNAl | 500591 | RTAH-50WF | OM00015718 | DNA | Phase 1 | SUPPLY=R/A: B-111 (2)/RETURN= (2)B124 | 24X24X2(16) / 24X24X12 | CHILLED WATER | 30 | 460 | 35.6 | electric | 3 | NA | NA | \Classifications\Building System Class\D30-HVAC Systems\D3040 - Distribution SYS\Air Handling Unit - AHU | 1007955
30-D1 | 30-D1 West Justice Center | 30-D1-D3041-110-AHU02 | AHU #2 | TEMTROL | 75YY3 | WFRBDY8 | OM00015609 | DNA | ROOF | SUPPLY=(3)BX124 | (16)24X24X2 | CHILLED WATER | 30 | 480 | 35 | electric | 3 | NA | NA | \Classifications\Building System Class\D30-HVAC Systems\D3040 - Distribution SYS\Air Handling Unit - AHU | 1007956
30-D1 | 30-D1 West Justice Center | 30-D1-D3041-110-AHU05 | AHU #5 | Carrier | 70311079 | 39CA1401TA10--F- | OM00015688 | PFR-WJC02-AHU02 | Far south mech. Rm 2nd fl. Phase 2 | CX-173 (3) | 20X20X2 (12) + 16X25X2 (30) | CHILLED WATER | 40 | 480 | 48 | electric | 3 | NA | NA | \Classifications\Building System Class\D30-HVAC Systems\D3040 - Distribution SYS\Air Handling Unit - AHU | 1007958
30-D1 | 30-D1 West Justice Center | 30-D1-D3041-110-AHU06 | AHU #6 | Temtrol | 78892 | WF-BD61 | OM00015699 | DNA | Entrance from 2nd Fl. North | BX-124 (4) | 24X24X2 (15) + 12X24X2 (5) | CHILLED WATER | 40 | 480 | 52 | electric | 3 | NA | NA | \Classifications\Building System Class\D30-HVAC Systems\D3040 - Distribution SYS\Air Handling Unit - AHU | 1007959
30-D1 | 30-D1 West Justice Center | 30-D1-D3041-110-AHU07 | AHU #7 | Temtrol | 82558 | WF-BTD33 | OM00015698 | DNA | Entrance from 2nd Fl. North | BX-95 (3) | 24X24X2 (12) | CHILLED WATER | 25 | 480 | 34 | electric | 3 | NA | NA | \Classifications\Building System Class\D30-HVAC Systems\D3040 - Distribution SYS\Air Handling Unit - AHU | 1007960
30-D1 | 30-D1 West Justice Center | 30-D1-D3041-110-AHU08 | AHU #8 | Air DyNAmics | 8183 | AH-40-0 | Om00015736 | DNA | Jurry assembly rm adjacent to admin | B-59 (2) | 20X20X2 (6) | CHILLED WATER | 3 | 460 | 4.7 | electric | 3 | NA | NA | \Classifications\Building System Class\D30-HVAC Systems\D3040 - Distribution SYS\Air Handling Unit - AHU | 1007961
30-D1 | 30-D1 West Justice Center | 30-D1-D3042-220-EFN01 | EXHAUST FAN 1 | TRANE UTILITY FAN | U84474 | 15K4 | OM00015769 | PFR-WJCB5-EXF01 | Basement( EAST SIDE) | 4L320 | NA | NA | 3/4 | 460 | 3.2 | electric | 3 | NA | NA | \Classifications\Building System Class\D30-HVAC Systems\D3040 - Distribution SYS\Supply/Exhaust/Return fans- FAN | 1007962
30-D1 | 30-D1 West Justice Center | 30-D1-D3042-220-EFN02 | Basement Holding Exhaust Fan | Carnes Corp Exhaust Fans | 285161.001 | VIBK21T1G1CL20S | OM00033937 | DNA | Basement OC Net Room | AP56 | 18x25x1 (8) | NA | 1.5hp | 480 | 2.3 | electric | 3 | NA | NA | \Classifications\Building System Class\D30-HVAC Systems\D3040 - Distribution SYS\Supply/Exhaust/Return fans- FAN | 1007963
30-D1 | 30-D1 West Justice Center | 30-D1-D3042-220-EFN13 | EXHAUST FAN 3 | CARNES CORP. | 75240-01 | V1DB10H2111U04X | OM00015764 | DNA | BASEMENT WEST SIDE(SERVICE COM RM) | NA | NA | NA | 0.5 | 110 | 3.2 | electric | 1 | NA | NA | \Classifications\Building System Class\D30-HVAC Systems\D3040 - Distribution SYS\Supply/Exhaust/Return fans- FAN | 1007964
30-D1 | 30-D1 West Justice Center | 30-D1-D3042-220-EFN06 | EXHAUST FAN FOR DETENTION STAIRWELL 6 | DAYTON ELE.MFG | DNA | 4HX83A | OM00015706 | DNA | DETENTION STWELL 13/14 | 4L240 | DNA | NA | DNA | DNA | DNA | electric | 1 | NA | NA | \Classifications\Building System Class\D30-HVAC Systems\D3040 - Distribution SYS\Supply/Exhaust/Return fans- FAN | 1007967
30-D1 | 30-D1 West Justice Center | 30-D1-D3042-220-EFN07 | EXHAUST FAN FOR DETENTION STAIRWELL 7 | DAYTON ELE.MFG | DNA | 6K438J | OM00015707 | DNA | DETENTION STWELL 14/15 | 4L230 | DNA | NA | DNA | DNA | DNA | electric | DNA | NA | NA | \Classifications\Building System Class\D30-HVAC Systems\D3040 - Distribution SYS\Supply/Exhaust/Return fans- FAN | 1007968
30-D1 | 30-D1 West Justice Center | 30-D1-D3042-220-EFN08 | EXHAUST FAN FOR R.R 1ST & 2ND FLRS 8 | DAYTON ELE.MFG | DNA | 6K438J | OM00015708 | DNA | R.R 1ST AND 2ND FLOORS | 4L200 | NA | NA | DNA | DNA | DNA | electric | 1 | NA | NA | \Classifications\Building System Class\D30-HVAC Systems\D3040 - Distribution SYS\Supply/Exhaust/Return fans- FAN | 1007969
30-D1 | 30-D1 West Justice Center | 30-D1-D3042-220-EFN09 | ECONOMIZER EXHAUST FAN AHU-5 | SOLER&PALAU INC | 58962/58963 | DB4822DP | OM00015705 | DNA | ECONMIZER EXHAUST FAN AHU-5 | B66=2 | NA | NA | 7.5 | DNA | 9.7 | electric | 3 | NA | NA | \Classifications\Building System Class\D30-HVAC Systems\D3040 - Distribution SYS\Supply/Exhaust/Return fans- FAN | 1007970
30-D1 | 30-D1 West Justice Center | 30-D1-D3042-220-EFN12 | EXHAUST FAN - SMOKE CONTROL | CENTRIMASTER | VA87192 | PL48NU | OM00015690 | DNA | ROOF ABOVE PENTHSE MECH RM N.END OF COURTHSE | (2)13-105 | DNA | NA | 5 | DNA | DNA | electric | 1 | NA | NA | \Classifications\Building System Class\D30-HVAC Systems\D3040 - Distribution SYS\Supply/Exhaust/Return fans- FAN | 1007973
30-D1 | 30-D1 West Justice Center | 30-D1-D3041-230-RFN13 | RETURN AIR FAN-RFN13 # 1 (AHU#6) | BERRY BLOWER | 76-2475 | 365-70BBCDW | OM00015682 | PFR-WJCPH-RTF02 | MECHANICAL RM NORTH | BX128(2) | DNA | NA | 7.5 | 480 | DNA | electric | 3 | NA | NA | \Classifications\Building System Class\D30-HVAC Systems\D3040 - Distribution SYS\Supply/Exhaust/Return fans- FAN | 1007974
30-D1 | 30-D1 West Justice Center | 30-D1-D3041-230-RFN14 | RETURN AIR FAN - RFN14 # 2 (AHU #7) | BARRY BLOWER | DNA | DNA | OM00015701 | PFR-WJCPH-RTF01 | North Mechanica Rm. | B-116 (2) | DNA | NA | 5 | 480 | 6.8 | electric | 3 | NA | NA | \Classifications\Building System Class\D30-HVAC Systems\D3040 - Distribution SYS\Supply/Exhaust/Return fans- FAN | 1007975
30-D1 | 30-D1 West Justice Center | 30-D1-D3042-210-FAN15 | BATHROOM EXHAUST FAN TRING/CRT SERVICE | DNA | DNA | DNA | OM00015608 | DNA | ROOF | DNA | DNA | NA | 1.5 | 115 | 4.9 | other | 1 | NA | NA | \Classifications\Building System Class\D30-HVAC Systems\D3040 - Distribution SYS\Fan,Axial - FAN | 1007976
30-D1 | 30-D1 West Justice Center | 30-D1-D3031-100-PCH01 | Cooling Tower Condensing Pump Phase 2 PCH01 | US MOTORS | 1880216 IDF 49 | E 903B | OM00015675 | PFR-WJC-02_PMP04 | Mech Rm. 2nd Fl.,C.A. (South) | NA | NA | NA | 15 | 480 | 19 | electric | 3 | NA | NA | \Classifications\Building System Class\D30-HVAC Systems\D3030 - Cooling SYS\Chilled Water Pump - PCH | 1007977
30-D1 | 30-D1 West Justice Center | 30-D1-D3031-100-PCH03 | Chilled Water Pump (Phase 3) | Bell & Gossett | 1BF117 | DNA | OM00015694 | DNA | NW mech area in cage | NA | NA | NA | 15 | 480 | 17.8 | electric | 3 | NA | NA | \Classifications\Building System Class\D30-HVAC Systems\D3030 - Cooling SYS\Chilled Water Pump - PCH | 1007979
30-D1 | 30-D1 West Justice Center | 30-D1-D3031-100-PCH04 | Cooling tower Condensing Pump (Phase 1) | Ingersoll Dresser | 0402-8473 | 41R-10G | OM00015716 | DNA | Mech Rm. W/Phase 1 chiller | NA | NA | NA | 10 | 460 | 13.5 | electric | 3 | NA | NA | \Classifications\Building System Class\D30-HVAC Systems\D3030 - Cooling SYS\Chilled Water Pump - PCH | 1007980
30-D1 | 30-D1 West Justice Center | 30-D1-D2023-310-HWP06 | WATER HEATER & RECIRCULATION PUMP PHASE2 | GROUNDFOS | GH96-3237879-R99 | UP15-455F | OM00015673 | PFR-WJC02-PMP02 | MECHANICAL ROOM 208 2ND FLOOR C.A HALLWAY SOUTH | NA | NA | NA | DNA | 115 | .74 | Electric | 1 | DNA | DNA | \Classifications\Building System Class\D20-Plumbing\D2020 - Domestic Water\Domestic Hot Water Circulating Pump - HWP | 1007982
30-D1 | 30-D1 West Justice Center | 30-D1-D3050-250-ACU08 | A/C Elevator #1 Machine Room | Sanyo | 00014294 | C0951 | OM00015709 |  | Elevator machine Rm (in rm w/ chiller pfase 2) | NA | Washable | R-22 | DNA | 115 | 8.8 | electric | 1 | DNA | DNA | \Classifications\Building System Class\D30-HVAC Systems\D3050 - Package SYS\Air Conditioning,Split System - ACU | 1007983
30-D1 | 30-D1 West Justice Center | 30-D1-D3050-250-ACU09 | A/C Detention Sheriff's Cage | Carrier | 0609X91959 | 38QRR024-3 | OM00015780 |  | Condenser located under stairs in caged area by gen set | NA | DNA | R-410A | DNA | 240 | 15.4 | electric | 1 | DNA | DNA | \Classifications\Building System Class\D30-HVAC Systems\D3050 - Package SYS\Air Conditioning,Split System - ACU | 1007984
30-D1 | 30-D1 West Justice Center | 30-D1-D3050-250-ACU10 | A/C Public Entrance (North) | Fujitsu | HNN-000687 | AOU30RLXQ | OM00015775 |  | Public entrance, North end | NA | Washable | R-410A | 1 | 240 | 22 | electric | 1 | DNA | DNA | \Classifications\Building System Class\D30-HVAC Systems\D3050 - Package SYS\Air Conditioning,Split System - ACU | 1007985
30-D1 | 30-D1 West Justice Center | 30-D1-D3050-310-HPU05 | HEAT PUMP | Carrier | 06008G50444 | 50HJQ004--621-- | OM00015720 | DNA | S.E. ROOF | DNA | 16X25X2 (2) | R-22 | DNA | 460 | 7.2 | electric | 3 | DNA | DNA | \Classifications\Building System Class\D30-HVAC Systems\D3050 - Package SYS\Heat Pump,Air Cooled - HPU | 1007987
30-D1 | 30-D1 West Justice Center | 30-D1-D3050-250-ACU01 | A/C OCTNET #1 | Rheem | 5882F150011905 | RAKA-024JAZ | OM00033950 | PFR-WJCBS-AHU01 | Basement in main elec rm - Split system includes Condensor 1 OM00015766 | DNA | 10X20X1 (2) | R-22 | DNA | 480 | DNA | electric | 3 | DNA | DNA | \Classifications\Building System Class\D30-HVAC Systems\D3050 - Package SYS\Air Conditioning,Split System - ACU | 1007988
30-D1 | 30-D1 West Justice Center | 30-D1-D3050-250-ACU02 | A/C OCTNET #2 - ACU Split System | Rheem | 5882F150011563 | RAKA-024JAZ | OM00033949 | PFR-WJCBS-AHU02 | Basement in main elec rm | NA | 20X20X1 (1) | R-22 | DNA | 480 | DNA | electric | 3 | DNA | DNA | \Classifications\Building System Class\D30-HVAC Systems\D3050 - Package SYS\Air Conditioning,Split System - ACU | 1007989
30-D1 | 30-D1 West Justice Center | 30-D1-D3050-250-ACU03 | A/C Sheriff's Communications | Rheem | 5428F369811461 | RAKA-030JAZ | OM00015761 | PFR-WJCBS-AHU04 | Adjacent to main elec. Rm | DNA | 16X24X2 (1) | R-22 | DNA | 240 | 16 | electric | 1 | DNA | DNA | \Classifications\Building System Class\D30-HVAC Systems\D3050 - Package SYS\Air Conditioning,Split System - ACU | 1007990
30-D1 | 30-D1 West Justice Center | 30-D1-D3050-250-ACU05 | A/C Admin Server Room 2 | Liebert | 762071-001 | B4067A-AA003071 | OM00015776 |  | Floor 1, Admin server room | NA | DNA | R-22 | DNA | 480 | DNA | electric | 3 | DNA | DNA | \Classifications\Building System Class\D30-HVAC Systems\D3050 - Package SYS\Air Conditioning,Split System - ACU | 1007992
30-D1 | 30-D1 West Justice Center | 30-D1-D3050-250-ACU06 | A/C IDF 2.3 | Sanyo | 22411 | C-3632 | OM00033931 |  | Adjacent to Rest Rooms | NA | Washable | R-22 | DNA | 240 | 19.4 | electric | 1 | DNA | DNA | \Classifications\Building System Class\D30-HVAC Systems\D3050 - Package SYS\Air Conditioning,Split System - ACU | 1007993
30-D1 | 30-D1 West Justice Center | 30-D1-D3050-250-ACU07 | A/C Server Room Traffic/Criminal | Sanyo | 0024323 | C2432A | OM00015726 |  | adjacent to AHU #1 | dNA | Washable | R-22 | DNA | 240 | 12.2 | electric | 1 | DNA | DNA | \Classifications\Building System Class\D30-HVAC Systems\D3050 - Package SYS\Air Conditioning,Split System - ACU | 1007994
30-D1 | 30-D1 West Justice Center | 30-D1-D3068-100-BAS01 | BUILDING AUTOMATION SYSTEM | Schneider Electric | N41G00412D11972 | I-NET | OM00015685 |  | 2ND FL MECH RM(MIDDLE0 | NA | NA | NA | NA | 110 | DNA | electric | 1 | NA | NA | \Classifications\Building System Class\D30-HVAC Systems\D3060 - Control & Inst Air\Building Automation System - BAS | 1007995
30-D1 | 30-D1 West Justice Center | 30-D1-D4010-150-FMS01 | Fire Sprinkler Riser | STAR | DNA | 6-175-C | OM00015765 |  | BASEMENT | NA | NA | NA | NA | NA | NA | Other | NA | NA | NA | \Classifications\Building System Class\D40-Fire Protection SYS\D4010 - Sprinkler SYS\Fire Systems, stand pipes - FMS | 1007998
30-D1 | 30-D1 West Justice Center | 30-D1-D5010-110-MCC01 | Motor Control Center ""MCC-R"" | DNA | DNA | DNA | OM00015691 | PFR-WJCPH-MCC01 | DNA | NA | NA | NA | NA | 46 | 20 | electric | 3 | NA | NA | \Classifications\Building System Class\D50-Electrical SYS\D5010 - Elec Service & Dist\Chiller Room Electrical Panel - MCC | 1007999
30-D1 | 30-D1 West Justice Center | 30-D1-D5010-110-MCC02 | Motor Control Center Phase 1 P.H. Mechanical | Allan-Bradley | SNN936906/1 | DNA | OM00015712 | PFR-WJCPH-MCC02 | Chiller room above phase 1 | NA | NA | NA | NA | 480 | DNA | electric | 3 | NA | NA | \Classifications\Building System Class\D50-Electrical SYS\D5010 - Elec Service & Dist\Chiller Room Electrical Panel - MCC | 1008000
30-D1 | 30-D1 West Justice Center | 30-D1-D5010-110-MCC03 | Motor Control Center Phase 3 N.W. Mechanical | Square D | 13273676-001 | ""6"" | OM00015733 | PFR-WJC01-MCC01 | In caged area with Chiller phase 3 | NA | NA | NA | NA | 480 | DNA | electric | 3 | NA | NA | \Classifications\Building System Class\D50-Electrical SYS\D5010 - Elec Service & Dist\Chiller Room Electrical Panel - MCC | 1008001
30-D1 | 30-D1 West Justice Center | 30-D1-D5010-200-ESD02 | Building Main Electrical Switchboard 02 | Westinghouse | LA-48040-IT1-SL | DNA | OM00015602 | PFR-WJC-BSFSB06 | Main Electrical Rm | NA | NA | NA | NA | 480 | 1600 | electric | 3 | NA | NA | \Classifications\Building System Class\D50-Electrical SYS\D5010 - Elec Service & Dist\Electical Service and Distribution - ESD | 1008002
30-D1 | 30-D1 West Justice Center | 30-D1-D5010-234-ATS01 | Emergency Generator ATS | ONAn | H760163072 | ATUEC100-3/1412B | OM00015770 | PFR-WJCBS-TSW01 | Adjacent to main elec Rm West wall | NA | NA | NA | NA | 240 | 100 | electric | 3 | NA | NA | \Classifications\Building System Class\D50-Electrical SYS\D5010 - Elec Service & Dist\Automatic Transfer Switch - ATS | 1008003
30-D1 | 30-D1 West Justice Center | 30-D1-D5010-200-ESD01 | Electrical Switchboard Phase 2 SBR01 | ITE | DNA | JDS424 | OM00015759 | PFR-WJCBS-ESB10 | Electrical Rm access via secured hallway by dept 10&11 | NA | NA | NA | DNA | 480 | 400 | electric | 3 | NA | NA | \Classifications\Building System Class\D50-Electrical SYS\D5010 - Elec Service & Dist\Electical Service and Distribution - ESD | 1008004
30-D1 | 30-D1 West Justice Center | 30-D1-D5092-100-UPS01 | Emergency Egress Lighting UPS 1 | Computer Power Inc. | 60300L1-1 | IPS-48-1500-120-120-SLC | OM00015760 | DNA | Electrical Rm. Access from secured hallway W. side of building by Departments 10&11 | NA | NA | NA | NA | 110 | 12.5 | Electric and lead-sulfuric acid | 1 | NA | NA | \Classifications\Building System Class\D50-Electrical SYS\D5090 - Elec SYS\Uninterruptible Power System - UPS | 1008006
30-D1 | 30-D1 West Justice Center | 30-D1-D5092-100-UPS03 | Emergency Egress Lighting UPS 3 | Dual-Lite | 10632983-0413 | DLS-1500-120 | OM00015603 | DNA | Main Electrical Room | NA | NA | NA | NA | 110 | 14.3 | Electric and lead-sulfuric acid | 1 | NA | NA | \Classifications\Building System Class\D50-Electrical SYS\D5090 - Elec SYS\Uninterruptible Power System - UPS | 1008008
30-D1 | 30-D1 West Justice Center | 30-D1-D5092-100-UPS04 | Emergency Egress Lighting UPS 4 | Dual-Lite | 11160364 | DLS-1500-120-A2001 | OM00015777 | DNA | adjacent to Dept 11 | NA | NA | NA | NA | 110 | 14.3 | Electric and lead-sulfuric acid | 1 | NA | NA | \Classifications\Building System Class\D50-Electrical SYS\D5090 - Elec SYS\Uninterruptible Power System - UPS | 1008009
30-D1 | 30-D1 West Justice Center | 30-D1-D5092-100-UPS05 | Emergency Egress Lighting UPS 5 | Myers-CPI | 64709L-1 | IS-S-1500277-277-1CB | OM00015783 | DNA | adjacent to RR's/D.A's offices | NA | NA | NA | NA | 277 | 7 | Electric and lead-sulfuric acid | 1 | NA | NA | \Classifications\Building System Class\D50-Electrical SYS\D5090 - Elec SYS\Uninterruptible Power System - UPS | 1008010
30-D1 | 30-D1 West Justice Center | 30-D1-D5092-100-UPS06 | Emergency Egress Lighting UPS 6 | Computer Power Inc. | 6088L1-1 | IPS-36-1250-277-277-SLC | OM00033936 | DNA | 2nd FLOOR - Second Copier Room, across from W-17 | NA | NA | NA | NA | 110 | 15 | Electric and lead-sulfuric acid | 1 | NA | NA | \Classifications\Building System Class\D50-Electrical SYS\D5090 - Elec SYS\Uninterruptible Power System - UPS | 1008011
30-D1 | 30-D1 West Justice Center | 30-D1-D2030-410-PMS01 | Sewage Ejector Pumps (Basement)(2) | KENNEDY | DNA | 6650 | OM00015772 | DNA | In hooded area | NA | NA | NA | NA | 480 | DNA | electric | 3 | NA | NA | \Classifications\Building System Class\D20-Plumbing\D2030 - Sani Waste\Sewage Ejector Pump - PMS | 1008012
30-D1 | 30-D1 West Justice Center | 30-D1-D3090-114-CMP02 | CONTROL AIR COMPRESSER-PHASE 3 | ACP | 7-1-10376 | ACR-3CS-2CH | OM00015695 | State ID# A107722-99¦N.B#/SER.# 146582 | MECHANICAL ROOM PHASE 3 | (2)A-53 | DNA | NA | 2 | 480 | 2.9 | electric | 3 | NA | NA | \Classifications\Building System Class\D30-HVAC Systems\D3090 - Other HVAC Systems and Equipment\Air Compressor - CMP | 1008016
30-D1 | 30-D1 West Justice Center | 30-D1-D3090-220-CMD02 | AIR DRYER(FOR CONTROL AIR COMP.PHASE 2) | Hankison | 0302A-1-76-869 | 1 | OM00015687 | PFR-WJC02-DRY01 | ROOM SOUTH END | DNA | DNA | R-12 | DNA | 110 | DNA | electric | 1 | NA | NA | \Classifications\Building System Class\D30-HVAC Systems\D3090 - Other HVAC Systems and Equipment\Compressed Air Dryer - CMD | 1008017
30-D1 | 30-D1 West Justice Center | 30-D1-D3090-220-CMD03 | CONTROL AIR DRYER PHASE 3 | INGERSCOLL-RAND | 3264510002 | D510-42493494 | OM00015696 | DNA | EXTERIOR-PHASE 3 | DNA | DNA | DNA | NA | 110 | 2.5 | electric | 1 | NA | NA | \Classifications\Building System Class\D30-HVAC Systems\D3090 - Other HVAC Systems and Equipment\Compressed Air Dryer - CMD | 1008018
30-D1 | 30-D1 West Justice Center | 30-D1-D5010-110-MCC04 | Motor Control Center Elect. Rm. By Dept. 10/11 | Cutler-Hammer | 900P025H01 | SLA37232 | OM00015732 | DNA | basement elec Rm. By Depts 10/11 | NA | NA | NA | NA | 480 | 800 | electric | 3 | NA | NA | \Classifications\Building System Class\D50-Electrical SYS\D5010 - Elec Service & Dist\Chiller Room Electrical Panel - MCC | 1008019
30-D1 | 30-D1 West Justice Center | 30-D1-G2050-200-LSC01 | Landscaping - LSC | NA | NA | NA | OM00033934 | DNA | OUTSIDE | NA | NA | NA | NA | NA | NA | NA | NA | NA | NA | \Classifications\Building System Class\G20-Other Systems\G2050 - Landscaping\Landscaping - LSC | 1008022
30-D1 | 30-D1 West Justice Center | 30-D1-D5092-250-ELT52 | Exterior Lighting - ELT | DNA | DNA | DNA | OM00033946 | DNA | OUTSIDE | NA | NA | NA | NA | DNA | DNA | NA | DNA | NA | NA | \Classifications\Building System Class\D50-Electrical SYS\D5090 - Elec SYS\Exterior Lighting - ELT | 1008023
30-D1 | 30-D1 West Justice Center | 30-D1-D2023-100-BFP13 | BACKFLOW PREVENTER | FEBCO | 05170 | 765 2" | DNA | Acct#: 339-0060-03 Meter#: 3390060 Assembly ID#: 1003241 | North of Library | DNA | DNA | DNA | DNA | DNA | DNA | DNA | DNA | DNA | DNA | \Classifications\Building System Class\D20-Plumbing\D2020 - Domestic Water\Backflow Preventer - BFP | 1009819
30-D1 | 30-D1 West Justice Center | 30-D1-D1091-100-DMW01 | Dumbwaiter - DMW01 | DNA | DNA | DNA | OM00033947 | State ID# 148844 | Floor 1 | NA | NA | NA | DNA | 220 | 10 | Electric | 1 | NA | NA | \Classifications\Building System Class\D10-Conveyance Systems\D1090 - Other Conveyance Systems\Dumbwaiter - DMW | 1011530
30-D1 | 30-D1 West Justice Center | 30-D1-D2023-100-BFP11 | Backflow Prevention Device BFP11-Irragation | Wilkins | 3520260 | 950XL | OM00015737 |  | 13th Street by meter cage | [10 empty] | \Classifications\Building System Class\D20-Plumbing\D2020 - Domestic Water\Backflow Preventer - BFP | 1013354
30-D1 | 30-D1 West Justice Center | 30-D1-D3020-100-HET01 | HOT WATER EXPANSION TANK 1 | AMTROL | DNA | DNA | OM00015724 | DNA | COOLING TOWER ROOM | na | NA | NA | NA | NA | NA | Electric | NA | NA | NA | \Classifications\Building System Class\D30-HVAC Systems\D3020 - Heat SYS\Heater Water Expansion Tank - HET | 1013371
30-D1 | 30-D1 West Justice Center | 30-D1-D2017-100-SHW01 | SHOWER EYE WASHES & EMERGENCY SHOWER 1 | HAWS | DNA | 8200 | OM00033930 | DNA | SOUTH MECH. ROOM 2ND FLOOR | NA | NA | NA | NA | NA | NA | Other | NA | NA | NA | \Classifications\Building System Class\D20-Plumbing\D2010 - Plumb Fix\Showers - SHW | 1013447
30-D1 | 30-D1 West Justice Center | 30-D1-D2017-100-SHW02 | EYE WASH STATION 2 | LAB SAFETY SUPPY | 115144 | DNA | OM00033942 | DNA | 1ST PHASE CHILLER ROOM | NA | NA | NA | NA | NA | NA | NA | NA | NA | NA | \Classifications\Building System Class\D20-Plumbing\D2010 - Plumb Fix\Showers - SHW | 1013448
30-D1 | 30-D1 West Justice Center | 30-D1-D3020-100-HET02 | EXPANSION TANK 2 | DNA | DNA | DNA | OM00015722 | DNA | ROOF S.E. | NA | NA | NA | DNA | DNA | DNA | Electric | DNA | NA | NA | \Classifications\Building System Class\D30-HVAC Systems\D3020 - Heat SYS\Heater Water Expansion Tank - HET | 1013449
30-D1 | 30-D1 West Justice Center | 30-D1-D3044-125-PHW01 | HOT WATER PUMP | Bell and Gossett | DNA | 60-Series | OM00033939 |  | CHILLER AREA | NA | NA | NA | 2 | 208/230 | 6.2 | Electric | 1 | NA | NA | \Classifications\Building System Class\D30-HVAC Systems\D3040 - Distribution SYS\Hot Water Pump - PHW | 1013450
30-D1 | 30-D1 West Justice Center | 30-D1-D3031-100-PCH05 | CHILL WATER PUMP | DAYTON/BEG1510 | 11880217 | 3KV89/4BC 9.125 BF | OM00015679 | NA | 2ND FLOOR CHILLER ROOM | NA | NA | NA | 15 | 460 | 18.5 | Electric | 3 | NA | NA | \Classifications\Building System Class\D30-HVAC Systems\D3030 - Cooling SYS\Chilled Water Pump - PCH | 1013451
30-D1 | 30-D1 West Justice Center | 30-D1-D3042-220-EFN04 | EXHAUST FAN 04 | CENTRAL MASTER | VA87191 | PL22HU | OM00033932 | NA | NORTH SIDE PENTHOUSE ROOF | DNA | DNA | NA | DNA | DNA | DNA | Electric | DNA | NA | NA | \Classifications\Building System Class\D30-HVAC Systems\D3040 - Distribution SYS\Supply/Exhaust/Return fans- FAN | 1013452
30-D1 | 30-D1 West Justice Center | 30-D1-D3090-114-CMP03 | AIR COMPRESSOR | AIR COMPRESSOR PRODUCTS INC | 1085-1-4230 | ACP-C38-26H3 | OM00015743 | DNA | ROOF MECH ROOM | DNA | NA | NA | DNA | 230 | 3.1 | Electric | 3 | NA | NA | \Classifications\Building System Class\D30-HVAC Systems\D3090 - Other HVAC Systems and Equipment\Air Compressor - CMP | 1013453
30-D1 | 30-D1 West Justice Center | 30-D1-G2023-150-PEG01 | SECURITY GATE | Lift Master | 3611N3539 | VSL595-1001 H3 | OM00000435 | NA | Secure Parking Lot - South | NA | NA | NA | NA | 120 | 13.6 | Electric | 1 | NA | NA | \Classifications\Building System Class\G20-Other Systems\G2020 - Parking Lots\Secured Parking Gate - PEG | 1013454
30-D1 | 30-D1 West Justice Center | 30-D1-G2023-150-PEG02 | SECURITY GATE | CHAMBERLAIN | 2106N3767 | ELITE CSW200UL1HP3 | OM00000436 | NA | Secure Parking Lot - South | NA | NA | NA | NA | 120 | 7.9 | Electric | 1 | NA | NA | \Classifications\Building System Class\G20-Other Systems\G2020 - Parking Lots\Secured Parking Gate - PEG | 1013455
30-D1 | 30-D1 West Justice Center | 30-D1-G2023-150-PEG03 | SECURITY GATE | CHAMBERLAIN | 2106N3768 | ELITE CSW200UL1HP3 | OM00000437 | NA | Secure Parking Lot - North | NA | NA | NA | 1 | 120 | 7.9 | Electric | 1 | NA | NA | \Classifications\Building System Class\G20-Other Systems\G2020 - Parking Lots\Secured Parking Gate - PEG | 1013456
30-D1 | 30-D1 West Justice Center | 30-D1-G2023-150-PEG04 | SECURITY GATE | CHAMBERLAIN | 4606N2220 | ELITE CSW200UL3 | OM00000438 | NA | Secure Parking Lot - North | NA | NA | NA | 1/2 | 120 | NA | Electric | 1 | NA | NA | \Classifications\Building System Class\G20-Other Systems\G2020 - Parking Lots\Secured Parking Gate - PEG | 1013457
30-D1 | 30-D1 West Justice Center | 30-D1-D3042-220-EFN05 | EXHAUST FAN RESTROOM | DAYTON | DNA | 4HX83A | OM00000439 | NA | ROOF NEAR AHU 1 | 4L250 | NA | NA | 1/2 | 480 | 1 | ELECTRIC | 3 | NA | NA | \Classifications\Building System Class\D30-HVAC Systems\D3040 - Distribution SYS\Supply/Exhaust/Return fans- FAN | 1013458
30-D1 | 30-D1 West Justice Center | 30-D1-D2040-100-PSU03 | Sump Pump 03 | Wgoulds Water Technology | M1200749 | 1DW51F4EA | OM00025283 |  | Basement - Adjacent to W9 Chambers |  |  |  | 1.5 | 480 |  | Electric | 3 |  |  | \Classifications\Building System Class\D20-Plumbing\D2040 - Rain Drain\Sump Pump - PSU | 1015826
30-D1 | 30-D1 West Justice Center | 30-D1-D2023-310-HWP07 | D2020-310-HWP | GROUNDFOS | 59896814P1 | Type-UPS15-55SFC | OM00025284 |  | Phase I Mech Rm, South side of Sky Lounge |  |  |  | 1/12 | 110 | .75 | Electric | 1 |  |  | \Classifications\Building System Class\D20-Plumbing\D2020 - Domestic Water\Domestic Hot Water Circulating Pump - HWP | 1015898
30-D1 | 30-D1 West Justice Center | 30-D1-D2017-100-SHW03 | Wall Mount Eyewash Unit | Bradley | DNA | S19-220BPT | OM00025290 |  | Basement - South Facing Wall - Outside Detention Control | [10 empty] | \Classifications\Building System Class\D20-Plumbing\D2010 - Plumb Fix\Showers - SHW | 1015916
30-D1 | 30-D1 West Justice Center | 30-D1-D2017-100-SHW04 | Faucet-Mount Eyewash | Bradley | DNA | S19-200B | OM00025291 |  | Basement - Inside Dentention Control | [10 empty] | \Classifications\Building System Class\D20-Plumbing\D2010 - Plumb Fix\Showers - SHW | 1015917
30-D1 | 30-D1 West Justice Center | 30-D1-D3050-310-HPU06 | Heat Pump | Carrier | 3312C23048 | 50EZ-A30-30 | OM00025289 |  | Above Traffic Walk Up Windows | NA | 2 - 10X20X1 | R-410A | 1/5 outdoor - 1/2 indoor | 240 | 1.2 Outdoor/4.1 Indoor | DNA | DNA | 29,000 | 29,000 | \Classifications\Building System Class\D30-HVAC Systems\D3050 - Package SYS\Heat Pump,Air Cooled - HPU | 1015919
30-D1 | 30-D1 West Justice Center | 30-D1-D2023-100-BFP14 | BACKFLOW PREVENTER (SEWAGE EJECTOR SUMP BASEMENT) | Febco | J002884 | LF8254 | OM00025308 | Acct#: 339-0069-02 Meter#: 3390069 Assembly ID#: 1003237 | Basement - Records area adjacent to sewage ejector | NA | NA | NA | NA | NA | NA | NA | NA | NA | NA | \Classifications\Building System Class\D20-Plumbing\D2020 - Domestic Water\Backflow Preventer - BFP | 1016081
30-D1 | 30-D1 West Justice Center | 30-D1-B2010-100-BLD01 | Building Asset | NA | NA | NA | DNA | NA | [11 empty] | \Classifications\Building System Class\B20-General Building Exterior\B2010 - Exterior Walls\Building - BLD | 1016561
30-D1 | 30-D1 West Justice Center | 30-D1-D2090-230-WIP01 | Water Treatment Inhibitor Pump 01 | Tacmina Lo | 13103678846-1 | Liquitron/DC4000-1-2-0 | OM00025296 |  | Chiller Room | NA | NA | NA |  | 110 |  | Electric | 1 |  |  | \Classifications\Building System Class\D20-Plumbing\D2090 - Other Plumbing SYS\Water Treatment Inhibitor Pump - WIP | 1016687
30-D1 | 30-D1 West Justice Center | 30-D1-G3063-100-AST02 | Propane Tank 250G | Trinity | M1305363 | DNA | OM00025297 |  | West side in secure lot | NA | NA | NA |  |  |  | Propane |  |  |  | \Classifications\Building System Class\G30-Site Mechanical Utilities\G3060 - Fuel Distribution\Tank, Fuel Storage, Above Ground - AST | 1016689
30-D1 | 30-D1 West Justice Center | 30-D1-D3090-220-CMD04 | Air Dryer | Hankison | 0302A-1-76-869 | 8010 | OM00025303 |  | Penthouse |  | NA | R-12 | 1/6 HP | 110 | 3.3 |  | 1 |  |  | \Classifications\Building System Class\D30-HVAC Systems\D3090 - Other HVAC Systems and Equipment\Compressed Air Dryer - CMD | 1016705
30-D1 | 30-D1 West Justice Center | 30-D1-D3021-130-BLR04 | Boiler #3 | Lochinvar | J14H00270344 | CHN1802 | OM00025355 |  |  | NA | NA | NA | DNA | 110 | 14.8 | Natural gas | 1 | 1,800,000 | 1,530,000 | \Classifications\Building System Class\D30-HVAC Systems\D3020 - Heat SYS\Boiler,Hot Water,Oil/Gas/Comb. - BLR | 1018825
30-D1 | 30-D1 West Justice Center | 30-D1-D3050-310-HPU07 | Heat Pump HPU07 | Lennox | 5613C11502 | ZHA036S4BN1G | OM00025356 |  | Phase 1 Roof S/E |  |  | R-22 | 1hp | 480 | 7 | Electric | 3 |  |  | \Classifications\Building System Class\D30-HVAC Systems\D3050 - Package SYS\Heat Pump,Air Cooled - HPU | 1018826
30-D1 | 30-D1 West Justice Center | 30-D1-D3042-220-EFN14 | Exhaust Fan 14 | Penn Barry | L14A030245 | DX36B | OM00025357 |  | Phase 1 Roof Southside |  |  |  | 2hp | 480 | 2 | Electric | 3 |  |  | \Classifications\Building System Class\D30-HVAC Systems\D3040 - Distribution SYS\Supply/Exhaust/Return fans- FAN | 1018827
30-D1 | 30-D1 West Justice Center | 30-D1-D3042-220-EFN15 | Exhaust Fan EFN15 | Penn Barry | L14A030246 | DX36B | OM00025358 |  | Phase 2 1st Floor Roof |  |  |  | 2 | 480 | 2 | Electric | 3 |  |  | \Classifications\Building System Class\D30-HVAC Systems\D3040 - Distribution SYS\Supply/Exhaust/Return fans- FAN | 1018828
30-D1 | 30-D1 West Justice Center | 30-D1-D1013-310-WCL02 | Wheelchair lift | Garaventa | 63505 | Xpress II | OM00025361 | State ID# 169051 | Basement, Detention | NA | NA | NA | 0.75 | 240 | DNA | Electric | DNA | NA | NA | \Classifications\Building System Class\D10-Conveyance Systems\D1010 - Elevator\Wheelchair Lift - WCL | 1018967
30-D1 | 30-D1 West Justice Center | 30-D1-D2022-260-HWG04 | Domestic Hot Water Heater HWG04 | Bradford White | MJ36710096 | URG275H6N | OM00025379 |  | Behind Admin. Offices | NA | NA | NA | NA | DNA | DNA | NA | DNA | NA | NA | \Classifications\Building System Class\D20-Plumbing\D2020 - Domestic Water\Domestic Water Heater, Gas - HWG | 1020094
30-D1 | 30-D1 West Justice Center | 30-D1-D3031-100-PCH06 | PCH06 | DNA | DNA | R433 | DNA |  | Phase 1 Penthouse Mechanical Room | NA | NA | NA | 15 | 480 | 17.8 | Electric | 3 Ph, 50/60 Hz | NA | NA | \Classifications\Building System Class\D30-HVAC Systems\D3030 - Cooling SYS\Chilled Water Pump - PCH | 1020505
30-D1 | 30-D1 West Justice Center | 30-D1-D3031-140-CLR05 | PHASE 3 CHILLER | Trane | U16E04973 | RTAE225FUAF2AA1FN1X2A1A00DB0X02XAAA0 | OM00025393 |  | Phase 3 Mechanical Yard | NA | NA | R-134a | NA | 480 | 396 | Electric | 3 Ph, 50/60 Hz | NA | NA | \Classifications\Building System Class\D30-HVAC Systems\D3030 - Cooling SYS\Chiller, Air Cooled - CLR | 1021659
30-D1 | 30-D1 West Justice Center | 30-D1-D3050-250-ACU11 | AC ADMIN SERVER ROOM 1 | Guardian | W1F7855786 | GAW14L1Bc22SA | OM00047590 |  | Floor 1, server room/admin IT office | DNA | 20x20x1 | R22 | 1/8 | 208/230 volt | 15 | Electric | DNA | 18000 | DNA | \Classifications\Building System Class\D30-HVAC Systems\D3050 - Package SYS\Air Conditioning,Split System - ACU | 1022563
30-D1 | 30-D1 West Justice Center | 30-D1-D5092-100-UPS07 | Emergency Egress Lighting UPS 7 | DSPM Inc | 052218-2 | ETERNALIGHT MINI | OM00047591 |  | Floor 1, Janitor's Closet | NA | NA | NA | DNA | DNA | DNA | DNA | DNA | NA | NA | \Classifications\Building System Class\D50-Electrical SYS\D5090 - Elec SYS\Uninterruptible Power System - UPS | 1022564
30-D1 | 30-D1 West Justice Center | 30-D1-D3041-110-AHU09 | AHU #9 | Dynamic Air Technology Inc | D-17-059 | D-AHU8 | OM00033943 |  | Basement | NA | DNA | NA | NA | DNA | DNA | Electric | DNA | NA | NA | \Classifications\Building System Class\D30-HVAC Systems\D3040 - Distribution SYS\Air Handling Unit - AHU | 1022600
30-D1 | 30-D1 West Justice Center | 30-D1-D2022-260-HWG05 | Domestic Hot Water Heater | AO SMITH | HG15265931 | DNA | OM00025414 |  | Southside at Sky lounge | NA | NA | NA | NA | DNA | DNA | Gas and Electric | DNA | NA | NA | \Classifications\Building System Class\D20-Plumbing\D2020 - Domestic Water\Domestic Water Heater, Gas - HWG | 1022601
30-E1 | 30-E1 Harbor Justice Center-Newport Beach Facility | 30-E1-D2023-100-BFP01 | Backflow Device - 2" #1 | Wilkins | W153563 | 975XL 2" | OM00013595 | Acct#: 7165400000 ATC#: 2273906409 Meter#:60550271 | East Side of Building 90937. One of two manifolds. | NA | NA | NA | NA | NA | NA | NA | NA | NA | NA | \Classifications\Building System Class\D20-Plumbing\D2020 - Domestic Water\Backflow Preventer - BFP | 1008516
30-E1 | 30-E1 Harbor Justice Center-Newport Beach Facility | 30-E1-D2023-100-BFP02 | Backflow #2 - Irrigation | Watts | 150167 | 009M2QT | OM00013593 | Acct#: 7165400000 ATC#: 219287247 Meter#:60550271 | S/E Side on Grass Hill (90937) Irrigation | NA | NA | NA | NA | NA | NA | NA | NA | NA | NA | \Classifications\Building System Class\D20-Plumbing\D2020 - Domestic Water\Backflow Preventer - BFP | 1008517
30-E1 | 30-E1 Harbor Justice Center-Newport Beach Facility | 30-E1-D2023-100-BFP04 | Backflow Device - 2" #4 - MP | Wilkins | 1882402 | 975XL 2" | OM00013594 | Acct#: 7165400000 ATC#: 2273906409 Meter#:60550271 | East Side of Building (90937) Second of two Manifolds | NA | NA | NA | NA | NA | NA | NA | NA | NA | NA | \Classifications\Building System Class\D20-Plumbing\D2020 - Domestic Water\Backflow Preventer - BFP | 1008518
30-E1 | 30-E1 Harbor Justice Center-Newport Beach Facility | 30-E1-D2023-100-BFP03 | Backflow Device #3 - Chiller Make Up Water | Wilkins | 1644730 | 975XL | OM00013553 | Acct#: 7165400000 ATC#: 2273906409 Meter#:60550271 | Chiller Room Back Wall | NA | NA | NA | NA | NA | NA | NA | NA | NA | NA | \Classifications\Building System Class\D20-Plumbing\D2020 - Domestic Water\Backflow Preventer - BFP | 1008519
30-E1 | 30-E1 Harbor Justice Center-Newport Beach Facility | 30-E1-D1010-100-ELE01 | MONTGOMERY ELEVATOR #1 | MONTGOMERY ELEVATOR | DNA | DNA | OM00013559 | State ID# 059859¦ PASS #1 | 1ST FLOOR ELEVATOR ROOM SO. | NA | NA | NA | 40 | 460 | 53 | electric | 3 | NA | NA | \Classifications\Building System Class\D10-Conveyance Systems\D1010 - Elevator\Elevator,Electric,Pass/Freight - ELE | 1008695
30-E1 | 30-E1 Harbor Justice Center-Newport Beach Facility | 30-E1-D1010-100-ELE02 | MONTGOMERY ELEVATOR #2 | MONTGOMERY ELEVATOR | dNA | dNA | OM00013560 | State ID# 059860¦ PASS #2 | 1ST FLOOR ELEVATOR ROOM SO. | NA | NA | NA | 40 | 480 | 53 | electric | 3 | NA | NA | \Classifications\Building System Class\D10-Conveyance Systems\D1010 - Elevator\Elevator,Electric,Pass/Freight - ELE | 1008696
30-E1 | 30-E1 Harbor Justice Center-Newport Beach Facility | 30-E1-D1010-100-ELE03 | MONTGOMERY ELEVATOR #3 | MONTGOMERY ELEVATOR | DNA | DNA | OM00013557 | State ID# 085228¦ PASS #3 | MZ-LEVEL BEHIND CLERK OFFICE FILES/STORAGE AREA | NA | NA | NA | DNA | 480 | 27 | electric | 3 | NA | NA | \Classifications\Building System Class\D10-Conveyance Systems\D1010 - Elevator\Elevator,Electric,Pass/Freight - ELE | 1008697
30-E1 | 30-E1 Harbor Justice Center-Newport Beach Facility | 30-E1-D1010-100-ELE04 | MONTGOMERY ELEVATOR #4 | MONTGOMERY ELEVATOR | DNA | 1APMR | OM00013558 | State ID# 085227¦ PASS #4 | JAIL TUNNEL | NA | NA | NA | 25 | 480 | 34 | electric | 3 | NA | NA | \Classifications\Building System Class\D10-Conveyance Systems\D1010 - Elevator\Elevator,Electric,Pass/Freight - ELE | 1008698
30-E1 | 30-E1 Harbor Justice Center-Newport Beach Facility | 30-E1-D2022-260-HWG01 | 100 GAL GAS DOMESTIC WATER HEATER #1 | AMERICAN STANDARD | M970309 | 100-83-AS | OM00013743 | DNA | AHU # 3 ROOM OFF BACK PARKING LOT JAMBOREE SIDE | NA | NA | NA | NA | 115 | DNA | gas | 1 | 83,000 | NA | \Classifications\Building System Class\D20-Plumbing\D2020 - Domestic Water\Domestic Water Heater, Gas - HWG | 1008699
30-E1 | 30-E1 Harbor Justice Center-Newport Beach Facility | 30-E1-D2022-260-HWG02 | 101 GAL GAS DOMESTIC WATER HEATER #1 | AMERICAN STANDARD | 711527008 | DCG3-100T270-7NO | OM00013749 |  | BOILER EQUIPMENT ROOM OFF OPEN AREA PATIO JAMBOREE SIDE | NA | NA | NA | NA | 120 | 5 | gas | 1 | 270000 | NA | \Classifications\Building System Class\D20-Plumbing\D2020 - Domestic Water\Domestic Water Heater, Gas - HWG | 1008700
30-E1 | 30-E1 Harbor Justice Center-Newport Beach Facility | 30-E1-D3044-125-PHW01 | HEATING HOT WATER PUMP #1 | INGERSOLL-DRESSER | 300700 | 3XZX8T | OM00013747 | DNA | BOILER EQUIPMENT ROOM OFF OPEN AREA PATIO JAMBOREE SIDE | NA | NA | NA | 5 | 230/460 | 7 | electric | 3 | NA | NA | \Classifications\Building System Class\D30-HVAC Systems\D3040 - Distribution SYS\Hot Water Pump - PHW | 1008702
30-E1 | 30-E1 Harbor Justice Center-Newport Beach Facility | 30-E1-D3044-125-PHW02 | HEATING HOT WATER PUMP #2 | INGERSOLL-DRESSER | DNA | 3XZX8T | OM00013748 | DNA | BOILER EQUIPMENT ROOM OFF OPEN AREA PATIO JAMBOREE SIDE | NA | NA | NA | 5 | 230 | 7 | electric | 3 | NA | NA | \Classifications\Building System Class\D30-HVAC Systems\D3040 - Distribution SYS\Hot Water Pump - PHW | 1008703
30-E1 | 30-E1 Harbor Justice Center-Newport Beach Facility | 30-E1-D3031-100-PCH03 | CHILL WATER PUMP#1 MOTOR | US MOTORS | NA | G41776 | OM00013572 | DNA | CHILLER ROOM BEHIND COOLING TOWER | NA | NA | NA | 25 | 230/460 | 31.5 | electric | 3 | NA | NA | \Classifications\Building System Class\D30-HVAC Systems\D3030 - Cooling SYS\Chilled Water Pump - PCH | 1008704
30-E1 | 30-E1 Harbor Justice Center-Newport Beach Facility | 30-E1-D3031-100-PCH04 | CHILL WATER PUMP#2 MOTOR | CENTURY | DNA | 6-312792-06 | OM00013554 | DNA | CHILLER ROOM BEHIND COOLING TOWER | NA | NA | NA | 25 | 230/460 | 31.5 | electric | 3 | NA | NA | \Classifications\Building System Class\D30-HVAC Systems\D3030 - Cooling SYS\Chilled Water Pump - PCH | 1008705
30-E1 | 30-E1 Harbor Justice Center-Newport Beach Facility | 30-E1-D3031-100-PCH05 | CONDENSER WATER PUMP #1 | D-LINE | Y706124 | D1011 | OM00013752 | DNA | NEXT TO COOLING TOWER, EAST SIDE OF BUILDING | NA | NA | NA | 20 | 230/460 | 49.6/24.8 | electric | 3 | NA | NA | \Classifications\Building System Class\D30-HVAC Systems\D3030 - Cooling SYS\Chilled Water Pump - PCH | 1008706
30-E1 | 30-E1 Harbor Justice Center-Newport Beach Facility | 30-E1-D3031-100-PCH06 | CONDENSER WATER PUMP #2 | INGERSOLL-DRESSER | 1526001 | D8146X4X11 | OM00013555 | DNA | CHILLER ROOM BEHIND COOLING TOWER | NA | NA | NA | 20 | 230/460 | 49.8/24.9 | electric | 3 | NA | NA | \Classifications\Building System Class\D30-HVAC Systems\D3030 - Cooling SYS\Chilled Water Pump - PCH | 1008707
30-E1 | 30-E1 Harbor Justice Center-Newport Beach Facility | 30-E1-D3030-110-CTW01 | COOLING TOWER | BALTIMORE AIR COIL | UO13663901MAD | 33340A-KM | OM00013745 | DNA | OPEN PATIO EQUIPMENT AREA JAMBOREE SIDE | 2B103 | 2B103 | CHILLED WATER | 10 | 460 | NA | electric | 3 | NA | NA | \Classifications\Building System Class\D30-HVAC Systems\D3030 - Cooling SYS\Cooling Tower - CTW | 1008708
30-E1 | 30-E1 Harbor Justice Center-Newport Beach Facility | 30-E1-D3031-130-CLR02 | YORK 300 TON RECIP CHILLER #2 | YORK | SBFM-595500 | YSCBCSO-CFC | OM00013751 | DNA | CHILLER ROOM BEHIND COOLING TOWER | NA | NA | R-22 | DNA | 460 | 200 | electric | 3 | NA | NA | \Classifications\Building System Class\D30-HVAC Systems\D3030 - Cooling SYS\Chiller, Water Cooled - CLR | 1008710
30-E1 | 30-E1 Harbor Justice Center-Newport Beach Facility | 30-E1-D3041-110-AHU01 | AIR HANDLER #1 | TRANE | U4C32903 | TYPE 63 | OM00013556 | DNA | CHILLER ROOM BEHIND COOLING TOWER, EAST SIDE OF BUILDING | C148 (3) | 24X24X2 (24) | CHILLED WATER | 40 | NA | 460 | electric | 3 | NA | NA | \Classifications\Building System Class\D30-HVAC Systems\D3040 - Distribution SYS\Air Handling Unit - AHU | 1008711
30-E1 | 30-E1 Harbor Justice Center-Newport Beach Facility | 30-E1-D3041-110-AHU02 | AIR HANDLER #2 | TRANE | DNA | TYPE 63 | OM00013596 | DNA | CHILLER ROOM BEHIND COOLING TOWER | C148 | 24X24X2 (24) | CHILLED WATER | DNA | 460 | 46 | electric | 3 | NA | NA | \Classifications\Building System Class\D30-HVAC Systems\D3040 - Distribution SYS\Air Handling Unit - AHU | 1008712
30-E1 | 30-E1 Harbor Justice Center-Newport Beach Facility | 30-E1-D3041-110-AHU03 | AIR HANDLER #3 | YORK | DNA | CS666FOAFD | OM00013744 | DNA | AHU # 3 ROOM OFF BACK PARKING LOT JAMBOREE SIDE | (4) C136 | 20X25X2 (36) | CHILLED WATER | 50 | 460 | 23 | electric | 3 | NA | NA | \Classifications\Building System Class\D30-HVAC Systems\D3040 - Distribution SYS\Air Handling Unit - AHU | 1008713
30-E1 | 30-E1 Harbor Justice Center-Newport Beach Facility | 30-E1-D3041-110-AHU04 | AIR HANDLER #4 | TRANE | DNA | DNA | OM00013592 | DNA | MZ-LEVEL BEHIND CLERK OFFICE FILES/STORAGE AREA | B-96 (3) | (12) 20X20X2 & (4) 20X25X2 | CHILLED WATER | 15 | 240 | 6.5 | electric | 3 | NA | NA | \Classifications\Building System Class\D30-HVAC Systems\D3040 - Distribution SYS\Air Handling Unit - AHU | 1008714
30-E1 | 30-E1 Harbor Justice Center-Newport Beach Facility | 30-E1-D3042-220-EFN32 | EXHAUST RELIEF FAN #32 | DAYTON | DNA | 4HX99a | OM00013590 | NA | AREA ROOF OVER CHILLER ROOM | B-36 | NA | NA | 5 | 230/460 | 6.5 | electric | 3 | NA | NA | \Classifications\Building System Class\D30-HVAC Systems\D3040 - Distribution SYS\Supply/Exhaust/Return fans- FAN | 1008715
30-E1 | 30-E1 Harbor Justice Center-Newport Beach Facility | 30-E1-D3042-220-EFN02 | EXHAUST RELIEF FAN #2 | DAYTON | DNA | 6K965 | OM00013589 |  | AREA ROOF OVER CHILLER ROOM | B-36 | NA | NA | 5 | 460 | 6.5 | electric | 3 | NA | NA | \Classifications\Building System Class\D30-HVAC Systems\D3040 - Distribution SYS\Supply/Exhaust/Return fans- FAN | 1008716
30-E1 | 30-E1 Harbor Justice Center-Newport Beach Facility | 30-E1-D3042-220-EFN03 | EXHAUST RELIEF FAN #3 | GREENHECK | 627151 | CUBE9050 | OM00013587 |  | AREA ROOF OVER CHILLER ROOM | (2) AX46 | NA | NA | 5 | 460 | 6.6 | electric | 3 | NA | NA | \Classifications\Building System Class\D30-HVAC Systems\D3040 - Distribution SYS\Supply/Exhaust/Return fans- FAN | 1008717
30-E1 | 30-E1 Harbor Justice Center-Newport Beach Facility | 30-E1-D3042-220-EFN04 | EXHAUST RELIEF FAN #4 | GREENHECK | 627150 | CUBE9050 | OM00013588 |  | AREA ROOF OVER CHILLER ROOM | AX46 | NA | NA | 5 | 460 | 6.6 | electric | 3 | NA | NA | \Classifications\Building System Class\D30-HVAC Systems\D3040 - Distribution SYS\Supply/Exhaust/Return fans- FAN | 1008718
30-E1 | 30-E1 Harbor Justice Center-Newport Beach Facility | 30-E1-D3020-100-HET01 | EXPANSION TANK FOR CHW LOOP #6 | NATIONAL BD | DNA | 62000 | OM00013585 |  | CHILLER ROOM BEHIND COOLING TOWER | NA | NA | NA | NA | NA | NA | NA | NA | NA | NA | \Classifications\Building System Class\D30-HVAC Systems\D3020 - Heat SYS\Heater Water Expansion Tank - HET | 1008720
30-E1 | 30-E1 Harbor Justice Center-Newport Beach Facility | 30-E1-D3042-220-EFN08 | DIRECT DRIVE EXHAUST FAN #8 | DAYTON | DNA | DNA | OM00013597 |  | ROOF | NA | NA | NA | 1/6 | 115 | 2.3 | electric | 1 | NA | NA | \Classifications\Building System Class\D30-HVAC Systems\D3040 - Distribution SYS\Supply/Exhaust/Return fans- FAN | 1008722
30-E1 | 30-E1 Harbor Justice Center-Newport Beach Facility | 30-E1-D3042-220-EFN09 | DIRECT DRIVE EXHAUST EFN #9 | DAYTON | DNA | 4HZ60 | OM00013598 |  | ROOF | NA | NA | NA | 1/6 | 115 | 2.3 | electric | 1 | NA | NA | \Classifications\Building System Class\D30-HVAC Systems\D3040 - Distribution SYS\Supply/Exhaust/Return fans- FAN | 1008723
30-E1 | 30-E1 Harbor Justice Center-Newport Beach Facility | 30-E1-D3042-220-EFN11 | DIRECT DRIVE EXHAUST EFN#11 | DAYTON | DNA | 4HZ60 | OM00013600 |  | Ventral ROOF | NA | NA | NA | 1/6 | 115 | 2.3 | electric | 1 | NA | NA | \Classifications\Building System Class\D30-HVAC Systems\D3040 - Distribution SYS\Supply/Exhaust/Return fans- FAN | 1008725
30-E1 | 30-E1 Harbor Justice Center-Newport Beach Facility | 30-E1-D3042-220-EFN12 | DIRECT DRIVE EXHAUST EFN #12 | DAYTON | DNA | 4HZ60 | OM00013603 |  | Central ROOF | NA | NA | NA | 1/6 | 115 | 2.3 | electric | 1 | NA | NA | \Classifications\Building System Class\D30-HVAC Systems\D3040 - Distribution SYS\Supply/Exhaust/Return fans- FAN | 1008726
30-E1 | 30-E1 Harbor Justice Center-Newport Beach Facility | 30-E1-D3042-220-EFN13 | DIRECT DRIVE EXHAUST FAN #13 | DAYTON | DNA | 4HZ60 | OM00013604 |  | ROOF | NA | NA | NA | 1/6 | 115 | 2.3 | electric | 1 | NA | NA | \Classifications\Building System Class\D30-HVAC Systems\D3040 - Distribution SYS\Supply/Exhaust/Return fans- FAN | 1008727
30-E1 | 30-E1 Harbor Justice Center-Newport Beach Facility | 30-E1-D3042-220-EFN14 | DIRECT DRIVE EXHAUST FAN #14 | DAYTON | DNA | 4HZ60 | OM00013605 |  | ROOF | NA | NA | NA | 1/6 | 115 | 2.3 | electric | 1 | NA | NA | \Classifications\Building System Class\D30-HVAC Systems\D3040 - Distribution SYS\Supply/Exhaust/Return fans- FAN | 1008728
30-E1 | 30-E1 Harbor Justice Center-Newport Beach Facility | 30-E1-D3042-220-EFN15 | DIRECT DRIVE EXHAUST FAN #15 | DAYTON | DNA | 4HZ60 | OM00013606 |  | ROOF | NA | NA | NA | 1.6 | 115 | 2.3 | electric | 1 | NA | NA | \Classifications\Building System Class\D30-HVAC Systems\D3040 - Distribution SYS\Supply/Exhaust/Return fans- FAN | 1008729
30-E1 | 30-E1 Harbor Justice Center-Newport Beach Facility | 30-E1-D3042-220-EFN16 | DIRECT DRIVE EXHAUST FAN #16 | DAYTON | DNA | 4HZ60 | OM00013607 |  | ROOF | NA | NA | NA | 1/6 | 115 | 2.3 | electric | 1 | NA | NA | \Classifications\Building System Class\D30-HVAC Systems\D3040 - Distribution SYS\Supply/Exhaust/Return fans- FAN | 1008730
30-E1 | 30-E1 Harbor Justice Center-Newport Beach Facility | 30-E1-D3042-220-EFN17 | DIRECT DRIVE EXHAUST FAN #17 | DAYTON | DNA | 4HZ60 | OM00013608 |  | ROOF | NA | NA | NA | 1/6 | 115 | 2.3 | electric | 1 | NA | NA | \Classifications\Building System Class\D30-HVAC Systems\D3040 - Distribution SYS\Supply/Exhaust/Return fans- FAN | 1008731
30-E1 | 30-E1 Harbor Justice Center-Newport Beach Facility | 30-E1-D3042-220-EFN18 | DIRECT DRIVE EXHAUST FAN #18 | DAYTON | DNA | 4HZ60 | OM00013631 |  | ROOF | NA | NA | NA | 1/6 | 115 | 2.3 | electric | 1 | NA | NA | \Classifications\Building System Class\D30-HVAC Systems\D3040 - Distribution SYS\Supply/Exhaust/Return fans- FAN | 1008732
30-E1 | 30-E1 Harbor Justice Center-Newport Beach Facility | 30-E1-D3042-220-EFN19 | DIRECT DRIVE EXHAUST FAN #19 | DAYTON | DNA | 4HZ60 | OM00013626 |  | LOWER ROOF PARKING LOT SIDE | NA | NA | NA | 1/6 | 115 | 2.3 | electric | 1 | NA | NA | \Classifications\Building System Class\D30-HVAC Systems\D3040 - Distribution SYS\Supply/Exhaust/Return fans- FAN | 1008733
30-E1 | 30-E1 Harbor Justice Center-Newport Beach Facility | 30-E1-D3042-220-EFN20 | DIRECT DRIVE EXHAUST FAN #20 | DAYTON | DNA | 4HZ60 | OM00013624 |  | LOWER ROOF PARKING LOT SIDE | NA | NA | NA | 1/6 | 115 | 2.3 | electric | 1 | NA | NA | \Classifications\Building System Class\D30-HVAC Systems\D3040 - Distribution SYS\Supply/Exhaust/Return fans- FAN | 1008734
30-E1 | 30-E1 Harbor Justice Center-Newport Beach Facility | 30-E1-D3042-220-EFN21 | DIRECT DRIVE EXHAUST FAN #21 | DAYTON | DNA | 4HZ60 | OM00013621 |  | DETENTION ROOF | NA | NA | NA | 1/6 | 115 | 2.3 | electric | 1 | NA | NA | \Classifications\Building System Class\D30-HVAC Systems\D3040 - Distribution SYS\Supply/Exhaust/Return fans- FAN | 1008735
30-E1 | 30-E1 Harbor Justice Center-Newport Beach Facility | 30-E1-D3042-220-EFN22 | DIRECT DRIVE EXHAUST FAN #22 | DAYTON | DNA | 4HZ60 | OM00013580 |  | DETENTION ROOF | NA | NA | NA | 1/6 | 115 | 2.3 | electric | 1 | NA | NA | \Classifications\Building System Class\D30-HVAC Systems\D3040 - Distribution SYS\Supply/Exhaust/Return fans- FAN | 1008736
30-E1 | 30-E1 Harbor Justice Center-Newport Beach Facility | 30-E1-D3042-220-EFN23 | DIRECT DRIVE EXHAUST FAN #23 | DAYTON | DNA | 4HZ60 | OM00013581 |  | DETENTION ROOF | NA | NA | NA | 1/6 | 115 | 2.3 | electric | 1 | NA | NA | \Classifications\Building System Class\D30-HVAC Systems\D3040 - Distribution SYS\Supply/Exhaust/Return fans- FAN | 1008737
30-E1 | 30-E1 Harbor Justice Center-Newport Beach Facility | 30-E1-D3042-220-EFN24 | DIRECT DRIVE EXHAUST FAN #24 | DAYTON | DNA | 4HZ60 | OM00013583 |  | DETENTION ROOF | NA | NA | NA | 1/6 | 115 | 2.3 | electric | 1 | NA | NA | \Classifications\Building System Class\D30-HVAC Systems\D3040 - Distribution SYS\Supply/Exhaust/Return fans- FAN | 1008738
30-E1 | 30-E1 Harbor Justice Center-Newport Beach Facility | 30-E1-D3042-220-EFN25 | DIRECT DRIVE EXHAUST FAN #25 | DAYTON | DNA | 4HZ60 | OM00013584 |  | DETENTION ROOF | NA | NA | NA | 1/6 | 115 | 2.3 | electric | 1 | NA | NA | \Classifications\Building System Class\D30-HVAC Systems\D3040 - Distribution SYS\Supply/Exhaust/Return fans- FAN | 1008739
30-E1 | 30-E1 Harbor Justice Center-Newport Beach Facility | 30-E1-D3042-220-EFN26 | EXHAUST FAN FOR DETENTION AREA. | DNA | DNA | DNA | OM00036448 |  | DETENTION ROOF | NA | NA | NA | DNA | NA | DNA | electric | 1 | NA | NA | \Classifications\Building System Class\D30-HVAC Systems\D3040 - Distribution SYS\Supply/Exhaust/Return fans- FAN | 1008740
30-E1 | 30-E1 Harbor Justice Center-Newport Beach Facility | 30-E1-D3042-220-EFN27 | RESTROOM EXHAUST FAN #27 | MARATHON | NA | BQM48517D2055NP | OM00013625 |  | LOWER ROOF PARKING LOT SIDE | 4L280 | NA | NA | 1.4 | 115 | 5 | electric | 1 | NA | NA | \Classifications\Building System Class\D30-HVAC Systems\D3040 - Distribution SYS\Supply/Exhaust/Return fans- FAN | 1008741
30-E1 | 30-E1 Harbor Justice Center-Newport Beach Facility | 30-E1-D3042-220-EFN28 | RESTROOM EXHAUST FAN #28 | MARATHON | DNA | BQL48S17D2053N | OM00013629 |  | LOWER ROOF BY COMPUTER ROOM ROOF ACCESS LADDER | 4L190 | NA | NA | 1/6 | 115 | 3.6 | electric | 1 | NA | NA | \Classifications\Building System Class\D30-HVAC Systems\D3040 - Distribution SYS\Supply/Exhaust/Return fans- FAN | 1008742
30-E1 | 30-E1 Harbor Justice Center-Newport Beach Facility | 30-E1-D3042-220-EFN29 | RESTROOM EXHAUST FAN #29 | DAYTON | DNA | 3K613 | OM00013628 |  | LOWER ROOF ON JAMBOREE RD SIDE | 4L190 | NA | NA | 1/6 | 115 | 3.6 | electric | 1 | NA | NA | \Classifications\Building System Class\D30-HVAC Systems\D3040 - Distribution SYS\Supply/Exhaust/Return fans- FAN | 1008743
30-E1 | 30-E1 Harbor Justice Center-Newport Beach Facility | 30-E1-D3042-220-EFN30 | RESTROOM EXHAUST FAN #30 | MARATHON | DNA | CQE48S17D2053PK | OM00013627 |  | LOWER ROOF PARKING LOT SIDE | 4L190 | NA | NA | 1/6 | 115 | 3.6 | electric | 1 | NA | NA | \Classifications\Building System Class\D30-HVAC Systems\D3040 - Distribution SYS\Supply/Exhaust/Return fans- FAN | 1008744
30-E1 | 30-E1 Harbor Justice Center-Newport Beach Facility | 30-E1-D3042-220-EFN31 | AHU #4 RELIEF EXHAUST FAN #31 | DNA | DNA | DNA | OM00013630 |  | ROOF | NA | NA | NA | DNA | DNA | DNA | electric | DNA | NA | NA | \Classifications\Building System Class\D30-HVAC Systems\D3040 - Distribution SYS\Supply/Exhaust/Return fans- FAN | 1008745
30-E1 | 30-E1 Harbor Justice Center-Newport Beach Facility | 30-E1-D3050-210-PKU01 | LENNOX 10 TON AIR CONDITIONER | LENNOX | 5603COO24O | LHA12OHN1G | OM00013622 | DNA | DETENTION ROOF | NA | NA | R-22 | 3 | 460 | 9 | electric | 3 | NA | NA | \Classifications\Building System Class\D30-HVAC Systems\D3050 - Package SYS\Package Unit - PKU | 1008746
30-E1 | 30-E1 Harbor Justice Center-Newport Beach Facility | 30-E1-D3050-250-ACU13 | RHEEM AIR CONDITIONER #2 Split System | RHEEM | 5882F110023027 | RAKA-024JAZ | OM00013602 |  | ROOF | NA | NA | R-22 | 1/6 | 208/230 | 13.1 | electric | 1 | NA | NA | \Classifications\Building System Class\D30-HVAC Systems\D3050 - Package SYS\Air Conditioning,Split System - ACU | 1008747
30-E1 | 30-E1 Harbor Justice Center-Newport Beach Facility | 30-E1-D3050-250-ACU12 | RHEEM AIR CONDITIONER #3 Split System | RHEEM | 5882F080008582 | RAKA-024JAZ | OM00013601 |  | ROOF | NA | NA | R-22 | DNA | 208 | 13.1 | electric | 1 | NA | NA | \Classifications\Building System Class\D30-HVAC Systems\D3050 - Package SYS\Air Conditioning,Split System - ACU | 1008748
30-E1 | 30-E1 Harbor Justice Center-Newport Beach Facility | 30-E1-D4031-100-FEX47 | FIRE EXTINGUISHER(47) | ANSUL | NA | NA | OM00033928 |  | 2nD FLOOR | NA | NA | NA | NA | NA | NA | NA | NA | NA | NA | \Classifications\Building System Class\D40-Fire Protection SYS\D4030 - FIRE SPEC\Fire Extinguisher - FEX | 1008752
30-E1 | 30-E1 Harbor Justice Center-Newport Beach Facility | 30-E1-D5010-200-ESD01 | Main Electrical Panel - SBR01 | GENERAL ELECTRIC | DNA | DNA | OM00033909 |  | MAIN ELECTRICAL ROOM | NA | NA | NA | DNA | 277/480 | 2000 | electric | 3 | NA | NA | \Classifications\Building System Class\D50-Electrical SYS\D5010 - Elec Service & Dist\Electical Service and Distribution - ESD | 1008753
30-E1 | 30-E1 Harbor Justice Center-Newport Beach Facility | 30-E1-D5037-710-FAP01 | FIRE ALARM PANEL FAP01 | SIMPLEX | DNA | 4100 | OM00013591 | DNA | FIRE PANEL MAIN ELECTRICAL ROOM/ OPEN PATIO EQUIPMENT AREA. E SIDE | NA | NA | NA | NA | NA | NA | NA | NA | NA | NA | \Classifications\Building System Class\D50-Electrical SYS\D5030 - Comm & Security\Fire Alarm Panel - FAP | 1008754
30-E1 | 30-E1 Harbor Justice Center-Newport Beach Facility | 30-E1-G2023-150-PEG01 | SECURITY PARKING GATE | CHAMBERLAIN | 361N3538 | VSL595-100-11H3 | OM00033927 | DNA | JUDGES BACK PARKING AREA | NA | NA | NA | 1.0 | 115 | 13:6 | Electric | 1 | NA | NA | \Classifications\Building System Class\G20-Other Systems\G2020 - Parking Lots\Secured Parking Gate - PEG | 1008756
30-E1 | 30-E1 Harbor Justice Center-Newport Beach Facility | 30-E1-D3012-120-GMR01 | MAIN GAS LINE | SCGE | 862490 | 5H175 | OM00013688 | DNA | MAIN GAS ENTRY/OPEN PATIO AREA BY BOILER ROOM | NA | NA | NA | NA | NA | NA | NA | NA | NA | NA | \Classifications\Building System Class\D30-HVAC Systems\D3010 - Energy Supply\Gas Meter Readings - GMR | 1008757
30-E1 | 30-E1 Harbor Justice Center-Newport Beach Facility | 30-E1-B3010-100-RUF01 | Building Roof - RUF01 | NA | NA | NA | OM00033919 | [12 empty] | \Classifications\Building System Class\B30-Roofing\B3010 - Roof Types\Roof - RUF | 1010228
30-E1 | 30-E1 Harbor Justice Center-Newport Beach Facility | 30-E1-D2023-310-HWP01 | DHW Circulation pump | Grund Fos | DNA | Type Up 15-42 SU | OM00033918 |  | 1st Floor - Boiler Room | [10 empty] | \Classifications\Building System Class\D20-Plumbing\D2020 - Domestic Water\Domestic Hot Water Circulating Pump - HWP | 1013380
30-E1 | 30-E1 Harbor Justice Center-Newport Beach Facility | 30-E1-D5092-250-ELT90 | EXTERIOR LIGHTING (90) | DNA | DNA | DNA | OM00033921 | DNA | GROUND EXTERIOR | NA | NA | NA | NA | NA | NA | NA | NA | NA | NA | \Classifications\Building System Class\D50-Electrical SYS\D5090 - Elec SYS\Exterior Lighting - ELT | 1013432
30-E1 | 30-E1 Harbor Justice Center-Newport Beach Facility | 30-E1-D3042-220-EFN01 | LARGE EXHAUST FAN | DNA | DNA | DNA | OM00013623 | NA | 1ST FLOOR E ROOF | (4) B124 | NA | NA | 10 | 460 | 14 | Electric | 3 | NA | NA | \Classifications\Building System Class\D30-HVAC Systems\D3040 - Distribution SYS\Supply/Exhaust/Return fans- FAN | 1013433
30-E1 | 30-E1 Harbor Justice Center-Newport Beach Facility | 30-E1-D3020-100-HET02 | INDUSTRIAL HOT WATER EXPANSION TANK | DNA | DNA | DNA | OM00033908 | DNA | EAST SIDE OF BUILDING | NA | NA | NA | NA | NA | NA | Other | NA | NA | NA | \Classifications\Building System Class\D30-HVAC Systems\D3020 - Heat SYS\Heater Water Expansion Tank - HET | 1013434
30-E1 | 30-E1 Harbor Justice Center-Newport Beach Facility | 30-E1-D5010-234-ATS01 | AUTOMATIC TRANSFER SWITCH | ZENITH | A53117 | ZTS8E-TCELLPTUW 6A | OM00033910 |  | EAST SIDE OF BUILDING | NA | NA | NA | NA | 277/480 | 60 | ELECTRIC | 3 | NA | NA | \Classifications\Building System Class\D50-Electrical SYS\D5010 - Elec Service & Dist\Automatic Transfer Switch - ATS | 1013435
30-E1 | 30-E1 Harbor Justice Center-Newport Beach Facility | 30-E1-D2017-100-SHW01 | EYE WASH STATION | DNA | DNA | DNA | OM00033911 | DNA | CHILLER PLANT | NA | NA | NA | NA | NA | NA | NA | NA | NA | NA | \Classifications\Building System Class\D20-Plumbing\D2010 - Plumb Fix\Showers - SHW | 1013436
30-E1 | 30-E1 Harbor Justice Center-Newport Beach Facility | 30-E1-D2090-230-WIP01 | WATER TREATMENT PUMPS | TACMINA LO, PULSETRAN | 08C20231, 07620917 | DNA | OM00033912 | DNA | COOLING TOWER AREA | NA | NA | NA | DNA | 100-240 | DNA | Electric | 1 | NA | NA | \Classifications\Building System Class\D20-Plumbing\D2090 - Other Plumbing SYS\Water Treatment Inhibitor Pump - WIP | 1013437
30-E1 | 30-E1 Harbor Justice Center-Newport Beach Facility | 30-E1-D2023-310-HWP02 | DOMESTIC HOT WATER RECIRCULATION PUMP | GRUNDFOS | 9524 | UP 15-42 SU | OM00033917 | NA | AIR HANDLER #3 ROOM, EAST SIDE OF COURT | NA | NA | NA | DNA | 115 | DNA | Electric | 1 | NA | NA | \Classifications\Building System Class\D20-Plumbing\D2020 - Domestic Water\Domestic Hot Water Circulating Pump - HWP | 1013439
30-E1 | 30-E1 Harbor Justice Center-Newport Beach Facility | 30-E1-B2010-100-BLD01 | BUILDING STRUCTURE | NA | NA | NA | OM00033920 | NA | ALL | NA | NA | NA | NA | NA | NA | NA | NA | NA | NA | \Classifications\Building System Class\B20-General Building Exterior\B2010 - Exterior Walls\Building - BLD | 1013440
30-E1 | 30-E1 Harbor Justice Center-Newport Beach Facility | 30-E1-G2049-300-HSC01 | HARDSCAPE | NA | NA | NA | OM00033922 | DNA | BUILDING EXTERIOR | NA | NA | NA | NA | NA | NA | NA | NA | NA |  | \Classifications\Building System Class\G20-Other Systems\G2040 - Site Development\Hardscape - HSC | 1013441
30-E1 | 30-E1 Harbor Justice Center-Newport Beach Facility | 30-E1-G2050-200-LSC01 | LANDSCAPING | DNA | DNA | DNA | OM00033923 | DNA | EXTERIOR | NA | NA | NA | NA | NA | NA | NA | NA | NA | NA | \Classifications\Building System Class\G20-Other Systems\G2050 - Landscaping\Landscaping - LSC | 1013442
30-E1 | 30-E1 Harbor Justice Center-Newport Beach Facility | 30-E1-D5092-250-EML195 | EMERGENCY LIGHTS (195) |  |  |  | OM00033924 | [12 empty] | \Classifications\Building System Class\D50-Electrical SYS\D5090 - Elec SYS\Emergency And Exit Lighting - EML | 1013443
30-E1 | 30-E1 Harbor Justice Center-Newport Beach Facility | 30-E1-D3041-160-FDP34 | FIRE DAMPERS (34) | DNA | DNA | DNA | OM00033929 |  | ALL FLOORS | [10 empty] | \Classifications\Building System Class\D30-HVAC Systems\D3040 - Distribution SYS\Fire Dampers - FDP | 1013446
30-E1 | 30-E1 Harbor Justice Center-Newport Beach Facility | 30-E1-D3050-250-ACU04 | SPLIT SYSTEM A/C ACU04 | SANYO | 141974 | DNA | OM00033916 |  | 1ST FLOOR ROOF, EAST SIDE OF BUILDING | NA | WASHABLE | R-22 |  | 208/230 | 11.2 | Electric | 1 |  |  | \Classifications\Building System Class\D30-HVAC Systems\D3050 - Package SYS\Air Conditioning,Split System - ACU | 1014739
30-E1 | 30-E1 Harbor Justice Center-Newport Beach Facility | 30-E1-D4010-150-FMS01 | Stand Pipe/Sprinkler Sys | DNA | DNA | DNA | DNA | DNA | DNA | [10 empty] | \Classifications\Building System Class\D40-Fire Protection SYS\D4010 - Sprinkler SYS\Fire Systems, stand pipes - FMS | 1014906
30-E1 | 30-E1 Harbor Justice Center-Newport Beach Facility | 30-E1-D3050-250-ACU09 | Split System | Fujitsu | DDN012698 | AOU24CL | OM00033913 |  |  | Direct Drive |  | R-410A |  | Other | 10.1 |  | 1 |  | 24,200 | \Classifications\Building System Class\D30-HVAC Systems\D3050 - Package SYS\Air Conditioning,Split System - ACU | 1016455
30-E1 | 30-E1 Harbor Justice Center-Newport Beach Facility | 30-E1-D3050-250-ACU08 | Split System | Sanyo | 0150723 | C1251 | OM00033907 |  |  | Direct Drive |  | R-22 |  | Other | 10.9 |  | 1 |  | 24, 200 | \Classifications\Building System Class\D30-HVAC Systems\D3050 - Package SYS\Air Conditioning,Split System - ACU | 1016456
30-E1 | 30-E1 Harbor Justice Center-Newport Beach Facility | 30-E1-D3050-250-ACU10 | Split System | Sanyo | 0048593 | C2432 | OM00033914 |  |  | Direct Drive |  | R-22 |  | Other | 10.9 |  | 1 |  |  | \Classifications\Building System Class\D30-HVAC Systems\D3050 - Package SYS\Air Conditioning,Split System - ACU | 1016457
30-E1 | 30-E1 Harbor Justice Center-Newport Beach Facility | 30-E1-D3050-250-ACU11 | Split System | Sanyo | 0015421 | C2432A | OM00033915 |  |  | Direct Drive |  | R-22 |  | NA | 12.2 |  |  |  |  | \Classifications\Building System Class\D30-HVAC Systems\D3050 - Package SYS\Air Conditioning,Split System - ACU | 1016458
30-E1 | 30-E1 Harbor Justice Center-Newport Beach Facility | 30-E1-D2040-100-PSU01 | Sump Pump 01 | Zoeller | None | 50 | OM00025313 |  | Patio by boiler room | NA | NA | NA | 1/2 | 110 | 9.4 |  | 1 |  |  | \Classifications\Building System Class\D20-Plumbing\D2040 - Rain Drain\Sump Pump - PSU | 1016865
30-E1 | 30-E1 Harbor Justice Center-Newport Beach Facility | 30-E1-D5092-210-GEN02 | Emergency Generator | Kohler | PE4024L126937 | 50REOZJD | OM00025309 |  | Backup Genertor/open patio area by boiler room |  |  |  | 80 |  |  | Diesel |  |  |  | \Classifications\Building System Class\D50-Electrical SYS\D5090 - Elec SYS\Emergency Generator - GEN | 1017213
30-E1 | 30-E1 Harbor Justice Center-Newport Beach Facility | 30-E1-D3031-130-CLR03 | Chiller 03 | Multistack | AD05-113 | MS0202FC1M2W2H1CC87FL-R134A | OM00025310 |  | Chiller Room Behind Cooling Tower | NA | NA | R-134a |  | 480 | 79 109 | Electric | 3 |  |  | \Classifications\Building System Class\D30-HVAC Systems\D3030 - Cooling SYS\Chiller, Water Cooled - CLR | 1017763
30-E1 | 30-E1 Harbor Justice Center-Newport Beach Facility | 30-E1-D3021-130-BLR02 | Boiler 02 | Lochinvar | 1709105159056 | PBN1501 | OM00025402 |  | Boiler Room | [6 empty] | Gas |  | 1,500,000 |  | \Classifications\Building System Class\D30-HVAC Systems\D3020 - Heat SYS\Boiler,Hot Water,Oil/Gas/Comb. - BLR | 1021722
30-E1 | 30-E1 Harbor Justice Center-Newport Beach Facility | 30-E1-D3021-130-BLR03 | Boiler 03 | Lochinvar | 1709105159057 | PBN1501 | OM00025403 |  | Boiler Room | [6 empty] | Gas |  | 1,500,000 |  | \Classifications\Building System Class\D30-HVAC Systems\D3020 - Heat SYS\Boiler,Hot Water,Oil/Gas/Comb. - BLR | 1021723
30-E1 | 30-E1 Harbor Justice Center-Newport Beach Facility | 30-E1-D3068-100-BAS02 | ALC Building Automation System | Automated Logic | DNA | DNA | OM00025415 |  | Chiller Plant | NA | NA | NA | NA | NA | NA | NA | NA | NA | NA | \Classifications\Building System Class\D30-HVAC Systems\D3060 - Control & Inst Air\Building Automation System - BAS | 1022511
30-E1 | 30-E1 Harbor Justice Center-Newport Beach Facility | 30-E1-B2034-400-DOH04 | ROLL UP GATE (ENTRY) | Cookson | MGH5011EHL-4216 | DNA | OM00047592 |  | EXTERIOR WEST SOUTHSIDE | NA | NA | NA | NA | DNA | DNA | DNA | DNA | NA | NA | \Classifications\Building System Class\B20-General Building Exterior\B2030 - Exterior Doors\Door,Overhead-Shutter,Manual,Elec,Roll-up - DOH | 1022646
30-E1 | 30-E1 Harbor Justice Center-Newport Beach Facility | 30-E1-B2034-400-DOH03 | ROLL UP GATE (EXIT) | Cookson | MGH5011EHR-0317 | DNA | OM00047593 |  | EXTERIOR WEST NORTHSIDE | NA | NA | NA | NA | DNA | DNA | DNA | DNA | NA | NA | \Classifications\Building System Class\B20-General Building Exterior\B2030 - Exterior Doors\Door,Overhead-Shutter,Manual,Elec,Roll-up - DOH | 1022647
30-K1 | 30-K1 27573 Puerta Real | 30-K1-D3050-310-HPU01 | HPU 01 | GOODMAN | 0208419585 | PHK048-3 | OM00025364 |  |  | NA | (1)-20X20X1 | R-22 | NA | Other | 22.1 | Electric | 3 | NA | NA | \Classifications\Building System Class\D30-HVAC Systems\D3050 - Package SYS\Heat Pump,Air Cooled - HPU | 1019490
30-K1 | 30-K1 27573 Puerta Real | 30-K1-D3050-310-HPU02 | HPU 02 | GOODMAN | 0208419571 | PHK048-3 | OM00025365 |  | Roof Top Unit | DD | (1)-20x20X1 | R-22 | NA | Other | 22.1 | Electric | 3 | NA |  | \Classifications\Building System Class\D30-HVAC Systems\D3050 - Package SYS\Heat Pump,Air Cooled - HPU | 1019491
30-K1 | 30-K1 27573 Puerta Real | 30-K1-D3050-310-HPU03 | HPU 03 | GOODMAN | 0208419570 | PHK048-3 | OM00025366 |  | Roof Top Unit | DD | (2)-20X20X1 | R-22 | NA | Other | 22.1 | Electric | 3 | NA | NA | \Classifications\Building System Class\D30-HVAC Systems\D3050 - Package SYS\Heat Pump,Air Cooled - HPU | 1019492
30-K1 | 30-K1 27573 Puerta Real | 30-K1-D3050-310-HPU04 | HPU 04 | GOODMAN | 0208419583 | PHK048-3 | OM00025367 |  | Roof Top Unit | DD | (2)-20x20x1 | R-22 | NA | Other | 22.1 | Electric | 3 | NA | NA | \Classifications\Building System Class\D30-HVAC Systems\D3050 - Package SYS\Heat Pump,Air Cooled - HPU | 1019493
30-K1 | 30-K1 27573 Puerta Real | 30-K1-D3050-310-HPU05 | HPU 05 | GOODMAN | 0208419584 | PHK048-3 | OM000025368 |  | Roof Top Unit | DD | (2)-20x20x1 | R-22 | NA | Other | 22.1 | Electric | 3 | NA | NA | \Classifications\Building System Class\D30-HVAC Systems\D3050 - Package SYS\Heat Pump,Air Cooled - HPU | 1019494
30-K1 | 30-K1 27573 Puerta Real | 30-K1-D4031-100-FEX03 | Fire Extinguishers | NA | NA | NA | OM00025375 |  | Floor 1 | NA | NA | NA | NA | NA | NA | NA | NA | NA | NA | \Classifications\Building System Class\D40-Fire Protection SYS\D4030 - FIRE SPEC\Fire Extinguisher - FEX | 1019991
30-K2 | 30-K2 27559 Puerta Real | 30-K2-D3050-310-HPU01 | HPU 01 | CARRIER | 3607G41252 | 50JS-036-501 | OM000025370 |  | Roof Top Unit | DD | (2)-10x20x1 | R-22 | NA | Other | 15 | DNA | 3 | NA | NA | \Classifications\Building System Class\D30-HVAC Systems\D3050 - Package SYS\Heat Pump,Air Cooled - HPU | 1019495
30-K2 | 30-K2 27559 Puerta Real | 30-K2-D4031-100-FEX01 | Fire Extinguisher | NA | NA | NA | OM00025376 |  | Floor 1 | NA | NA | NA | NA | NA | NA | NA | NA | NA | NA | \Classifications\Building System Class\D40-Fire Protection SYS\D4030 - FIRE SPEC\Fire Extinguisher - FEX | 1019992
31-H1 | 31-H1 South Placer Justice Center | 31-H1-D3041-110-AHU05 | Air Handler Package Unit 05 | Petra | 50012/0201/01 | PPH 27.5 | OM00003130 | AC - 5 | Exterior - Generator Area | B-68 & B-98 | 20x20x2 | R-22 | 10 | 460 | #1 18.2-30, #2 57.5 - 70 | Electric | 3 Ph, 60 HZ | NA | NA | \Classifications\Building System Class\D30-HVAC Systems\D3040 - Distribution SYS\Air Handling Unit - AHU | EQ-1004007
31-H1 | 31-H1 South Placer Justice Center | 31-H1-D2023-100-CTY01 | Domestic water backflow preventer (City of Roseville does testing) | Watts | DNA | 009 QT | OM00004334 | Domestic Water | Fire Dept Control | NA | NA | NA | NA | NA | NA | NA | NA | NA | NA | \Classifications\Building System Class\D20-Plumbing\D2020 - Domestic Water\Backflow Preventer - BFP | EQ-1004008
31-H1 | 31-H1 South Placer Justice Center | 31-H1-D2023-100-CTY02 | Fire Sprinkler Back Flow Preventor BFP02 City of Roseville does testing | Ames 6"" | 141535 0605 | 3000SS | OM00004332 | Fire Sprinklers | Landscaped Area | NA | NA | NA | NA | NA | NA | NA | NA | NA | NA | \Classifications\Building System Class\D20-Plumbing\D2020 - Domestic Water\Backflow Preventer - BFP | EQ-1004009
31-H1 | 31-H1 South Placer Justice Center | 31-H1-D2023-100-CTY03 | Landscape Back Flow Preventor City of Roseville does testing | Watts 1.5 | 116386 | 009M2 QT | OM00004333 | Irrigation Water | Landscaped Area | NA | NA | NA | NA | NA | NA | NA | NA | NA | NA | \Classifications\Building System Class\D20-Plumbing\D2020 - Domestic Water\Backflow Preventer - BFP | EQ-1004010
31-H1 | 31-H1 South Placer Justice Center | 31-H1-D3021-130-BLR01 | Gas Fired Water Heater Boiler BLR01 | Ajax Boiler, Inc. | 66314 | WRNG-1750-W | OM00003120 | B - 1 ¦ State ID# PCSC-10-01 | Roof | NA | NA | NA | 43.4 | 120 | 12 | Natural Gas | 1 P, 60 Hz | 1,750,000 | 1,206,575 1,452,500 max | \Classifications\Building System Class\D30-HVAC Systems\D3020 - Heat SYS\Boiler,Hot Water,Oil/Gas/Comb. - BLR | EQ-1004011
31-H1 | 31-H1 South Placer Justice Center | 31-H1-D3021-130-BLR02 | Gas Fired Water Heater Boiler BLR02 | Ajax Boiler, Inc. | 66315 | WRNG-1750-W | OM00003121 | B - 2 ¦ PCSC-10-02 | Roof | NA | NA | NA | 43.4 | 120 | 12 | Natural Gas | 1ph 60hz | 1,750,000 | 1,206,575 min 1,452,500 max | \Classifications\Building System Class\D30-HVAC Systems\D3020 - Heat SYS\Boiler,Hot Water,Oil/Gas/Comb. - BLR | EQ-1004012
31-H1 | 31-H1 South Placer Justice Center | 31-H1-D3031-210-CDR01 | Condensing Unit #1 | Trane | 6113K653F | 2TWA0030AF000AB | OM00003118 | CU - 1 | Roof Matching unit is HPU01 (HP-1) HP- 1 is located in Central Control | NA | NA | R-22 | NA | 460 | 7.0 - 15 | Electric | 3 Ph, 60Hz | NA | NA | \Classifications\Building System Class\D30-HVAC Systems\D3030 - Cooling SYS\Condensing Unit (Air and/or Water) - CDR | EQ-1004015
31-H1 | 31-H1 South Placer Justice Center | 31-H1-D3031-210-CDR02 | Condensing Unit #2 | Trane | 61842273F | 2TWA0030A4000AB | OM00003117 | CU - 2 | Roof Matching Unit is HPU02 (HP-2) HP - is located in Central Control | NA | NA | R-22 | 1/4 HP | 460 | 7.0 - 15 | Electric | 3 Ph, 60Hz | NA | 96,000 | \Classifications\Building System Class\D30-HVAC Systems\D3030 - Cooling SYS\Condensing Unit (Air and/or Water) - CDR | EQ-1004016
31-H1 | 31-H1 South Placer Justice Center | 31-H1-D3050-250-ACU03 | Condensing Unit #3 | Liebert | 0606N121742 | PFHO67A-AH3 | OM00003123 | CU - 3 | Roof Matching Unit is ACU01 (AC-3) is located in Comp Server 2101 | B52 | 20x20x2 | R-22 | Outdoor 1,750 RPM Indoor 2HP | 460 | 8.4 | NA | 3 | NA | 96,000 | \Classifications\Building System Class\D30-HVAC Systems\D3050 - Package SYS\Air Conditioning,Split System - ACU | EQ-1004017
31-H1 | 31-H1 South Placer Justice Center | 31-H1-D3050-250-ACU04 | Condensing Unit #4 | Liebert | 0606N121782 | PFHO67A-AH3 | OM00003124 | CU - 4 | Roof Matching unit is ACU02 (AC-4) is located in Comp Server 2101 | B-52 | 20x20x2 | R-22 | Outdoor: 1,750 RPM Indoor 2HP | 460 | 8.4 | NA | 3 | NA | 96,000 | \Classifications\Building System Class\D30-HVAC Systems\D3050 - Package SYS\Air Conditioning,Split System - ACU | EQ-1004018
31-H1 | 31-H1 South Placer Justice Center | 31-H1-D3050-250-ACU05 | Condensing Unit #5 | Fujitsu | DEN 001499 | AOU30CLX | OM00003116 | CU - 5 | Roof Matching unit is FCU01 (FC-5) FCU - 5 is located in Server 1011 | NA | NA | R-410A | DNA | 208 / 230 | 15.2 | NA | 1 Ph, 60Hz | NA | 30,700 | \Classifications\Building System Class\D30-HVAC Systems\D3050 - Package SYS\Air Conditioning,Split System - ACU | EQ-1004019
31-H1 | 31-H1 South Placer Justice Center | 31-H1-D3050-250-ACU06 | Condensing Unit #6 | Fujitsu | EBN 002372 | AOU36CLX | OM00003115 | CU - 6 | Roof Matching unit is FCU02 (FC - 6) FC - 6 is located in I.T 1017 | NA | NA | R-410A | DNA | 208 / 230 | 17.7min 30 max | NA | 1 | NA | 33,100 | \Classifications\Building System Class\D30-HVAC Systems\D3050 - Package SYS\Air Conditioning,Split System - ACU | EQ-1004020
31-H1 | 31-H1 South Placer Justice Center | 31-H1-D3050-250-ACU07 | Condensing Unit #7 | Fujitsu | EBN 002373 | AOU36CLX | OM00003110 | CU - 7 | matching unit is FCU03 (FC-7) FC-7 located in I.T 1057 | NA | NA | R-410A | DNA | 208 / 230 | 17.7 - 30 max | NA | 1 Ph, 60Hz | NA | NA | \Classifications\Building System Class\D30-HVAC Systems\D3050 - Package SYS\Air Conditioning,Split System - ACU | EQ-1004021
31-H1 | 31-H1 South Placer Justice Center | 31-H1-D3050-250-ACU08 | Condensing Unit #8 | Fujitsu | DDN 002589 | AOU24CL | OM00003113 | CU - 8 | Roof Matching unit is FCU04 (FC-8) FC-8 IS LOCATED IN I.T. 2009 | NA | NA | R-410A | DNA | 208 / 230 | 10.1 - 25 max | NA | 1 Ph, 60Hz | NA | 24,200 | \Classifications\Building System Class\D30-HVAC Systems\D3050 - Package SYS\Air Conditioning,Split System - ACU | EQ-1004022
31-H1 | 31-H1 South Placer Justice Center | 31-H1-D3050-250-ACU09 | Condensing Unit #9 | Fujitsu | DDN 002680 | AOU24CL | OM00003114 | CU - 9 | Roof Matching unit is FCU05 (FC-9) FC-9 located I.T. 2009 | NA | NA | R-410A | DNA | 208 / 230 | 10.1 - 25 max | NA | 1 Ph, 60Hz | NA | 24,200 | \Classifications\Building System Class\D30-HVAC Systems\D3050 - Package SYS\Air Conditioning,Split System - ACU | EQ-1004023
31-H1 | 31-H1 South Placer Justice Center | 31-H1-D3050-250-ACU10 | Condensing Unit #10 | Fujitsu | EBN 002375 | AOU36CLX | OM00003111 | CU - 10 | Roof Matching unit is FCU06 (FC-10) FC - 10 located in I.T. 2055 | NA | NA | R-410A | DNA | 208 / 230 | 17.7 - 30 max | NA | 1 | NA | NA | \Classifications\Building System Class\D30-HVAC Systems\D3050 - Package SYS\Air Conditioning,Split System - ACU | EQ-1004024
31-H1 | 31-H1 South Placer Justice Center | 31-H1-D2023-310-HWP01 | Domestic Hot Water Circ. Pump HWP01 | Bell & Gossett | DNA | NBF-8S/LW | OM00004324 | CP - 1 | Floor 1 Janitor's Closet | NA | NA | NA | NA | DNA | NA | NA | NA | NA | NA | \Classifications\Building System Class\D20-Plumbing\D2020 - Domestic Water\Domestic Hot Water Circulating Pump - HWP | EQ-1004025
31-H1 | 31-H1 Bill Santucci Justice Center | 31-H1-D2022-100-HWE01 | Domestic Water Heater | AO Smith | H06R000575 | DSE 20A 110003000 | OM00003127 | WH - 1 | 2nd. Floor Janitor's Closet RM# 2117 | NA | NA | NA | NA | 120 | 25 | Electric | 1 Ph, 50/60 Hz | DNA | NA | \Classifications\Building System Class\D20-Plumbing\D2020 - Domestic Water\Domestic Water Heater, Electric - HWE | EQ-1004029
31-H1 | 31-H1 Bill Santucci Justice Center | 31-H1-D2022-100-HWE02 | Domestic Water Heater | AO Smith | K06R000088 | DSE 40A 820006000 | OM00003125 | WH - 2 | 2nd. Floor Janitor's Closet located in Men's Public Restroom | NA | NA | NA | NA | 480 | 8 | Electric | 3 Ph, 50/60 Hz | NA | NA | \Classifications\Building System Class\D20-Plumbing\D2020 - Domestic Water\Domestic Water Heater, Electric - HWE | EQ-1004030
31-H1 | 31-H1 South Placer Justice Center | 31-H1-D2022-100-HWE03 | Domestic Water Heater | AO Smith | J04M008352 | DVE-120-916 | OM00003126 | WH - 3 | 2nd. Floor | NA | NA | NA | NA | 480 | 16.2 | Electric | 3 pH, 60Hz | NA | NA | \Classifications\Building System Class\D20-Plumbing\D2020 - Domestic Water\Domestic Water Heater, Electric - HWE | EQ-1004031
31-H1 | 31-H1 South Placer Justice Center | 31-H1-D2022-100-HWE04 | Domestic Water Heater HWE04 | AO Smith | MF040013498 | DVE-120-196 | OM00003128 | WH - 4 | Floor 1 Janitor's Closet | NA | NA | NA | NA | 480 | 16.2 | Electric | 3 Ph, 60 Hz | NA | NA | \Classifications\Building System Class\D20-Plumbing\D2020 - Domestic Water\Domestic Water Heater, Electric - HWE | EQ-1004032
31-H1 | 31-H1 South Placer Justice Center | 31-H1-D2022-100-HWE05 | Domestic Water Heater | AO Smith | M05M000706 | DVE-120-920 | OM00003129 | WH - 5 | Basement Janitor's Closet in Holding Area | NA | NA | NA | NA | 480 | 16.2 | Electric | 3 Ph, 60 Hz | DNA | NA | \Classifications\Building System Class\D20-Plumbing\D2020 - Domestic Water\Domestic Water Heater, Electric - HWE | EQ-1004033
31-H1 | 31-H1 South Placer Justice Center | 31-H1-D1010-100-ELE01 | Elevator #1 Conveyance # 149354 | Kone | DNA | Ecospace | OM00004101 | State ID# 149354¦ ELEV #1 | North Public Lobby Serves 1st & 2nd floor | NA | NA | NA | 25 | 480 | 20 | NA | 3 | NA | NA | \Classifications\Building System Class\D10-Conveyance Systems\D1010 - Elevator\Elevator,Electric,Pass/Freight - ELE | EQ-1004038
31-H1 | 31-H1 South Placer Justice Center | 31-H1-D1010-100-ELE02 | Elevator #2 Conveyance # 149355 | Kone | DNA | Ecospace | OM00004104 | State ID# 149355¦ ELEV #2 | North Public Lobby Serves 1st & 2nd Floors | NA | NA | NA | 25 | 480 | 20 | Electric | 3 | NA | NA | \Classifications\Building System Class\D10-Conveyance Systems\D1010 - Elevator\Elevator,Electric,Pass/Freight - ELE | EQ-1004039
31-H1 | 31-H1 South Placer Justice Center | 31-H1-D1010-100-ELE03 | Elevator #3 Conveyance # 149356 | Kone | DNA | Ecospace | OM00004103 | State ID# 149356¦ ELEV #3 | Floor 2 South Staff Hallway | NA | NA | NA | 25 | 480 | 20 | Electric | 3 | NA | NA | \Classifications\Building System Class\D10-Conveyance Systems\D1010 - Elevator\Elevator,Electric,Pass/Freight - ELE | EQ-1004040
31-H1 | 31-H1 South Placer Justice Center | 31-H1-D1010-100-ELE04 | Elevator #4 Conveyance # 149357 | Kone | DNA | Ecospace | OM00004093 | State ID# 149357¦ ELEV #4 | 2nd. Floor Secured Court - West between Dept. 41 & 42 | NA | NA | NA | 25 | 480 | 20 | Electric | 3 | NA | NA | \Classifications\Building System Class\D10-Conveyance Systems\D1010 - Elevator\Elevator,Electric,Pass/Freight - ELE | EQ-1004041
31-H1 | 31-H1 South Placer Justice Center | 31-H1-D1010-100-ELE05 | Elevator # 5 Conveyance # 149376 | Kone | DNA | Ecospace | OM00004094 | State ID# 149376¦ ELEV #5 | 2nd. Floor Secured Court - East between Dept. 43 & 44 | NA | NA | NA | 25 | 480 | 20 | Electric | 3 | NA | NA | \Classifications\Building System Class\D10-Conveyance Systems\D1010 - Elevator\Elevator,Electric,Pass/Freight - ELE | EQ-1004042
31-H1 | 31-H1 South Placer Justice Center | 31-H1-D1010-100-ELE06 | Elevator #6 Conveyance # 149377 | Kone | DNA | EcoSpace | OM00004095 | State ID# 149377¦ ELEV #6 | Secured Corridor - SE corner | NA | NA | NA | 25 | 480 | 20 | Electric | 3 | NA | NA | \Classifications\Building System Class\D10-Conveyance Systems\D1010 - Elevator\Elevator,Electric,Pass/Freight - ELE | EQ-1004043
31-H1 | 31-H1 South Placer Justice Center | 31-H1-D5092-210-GEN01 | Emergency Generator | Kohler | 2066042 | 135RE0ZJC | OM00003131 | GEN - 1 ¦ PCSC-01-01 | Exterior Generator Area | NA | NA | NA | 220 | 460 | DNA | Diesel | 3 | NA | NA | \Classifications\Building System Class\D50-Electrical SYS\D5090 - Elec SYS\Emergency Generator - GEN | EQ-1004044
31-H1 | 31-H1 South Placer Justice Center | 31-H1-D3042-220-EFN01 | Exhaust Fan 1/2HP | Greenheck | 10608270 0609 | GB141-4 | OM00003149 | EF - 1 | Roof | (1) 2L200 | NA | NA | 1/4 HP | 115 | 4.1 | NA | 1 Ph, 60 Hz | NA | NA | \Classifications\Building System Class\D30-HVAC Systems\D3040 - Distribution SYS\Supply/Exhaust/Return fans- FAN | EQ-1004045
31-H1 | 31-H1 South Placer Justice Center | 31-H1-D3042-220-EFN02 | Exhaust Fan 1/3 HP | Greenheck | 1060826 0609 | GB-141-3-X | OM00003148 | EF - 2 | Roof | (1) 3L230 | NA | NA | 1/3 | 115 | 5.5 | NA | 1 Ph, 60 Hz | NA | NA | \Classifications\Building System Class\D30-HVAC Systems\D3040 - Distribution SYS\Supply/Exhaust/Return fans- FAN | EQ-1004046
31-H1 | 31-H1 South Placer Justice Center | 31-H1-D3042-220-EFN03 | Exhaust Fan 1300RPM | Greenheck | 10608269 0609 | G-085-D-X | OM00004330 | EF - 3 | Roof | NA | NA | NA | 1300RPM | 115 | DNA | NA | 1 Ph, 60Hz | NA | NA | \Classifications\Building System Class\D30-HVAC Systems\D3040 - Distribution SYS\Supply/Exhaust/Return fans- FAN | EQ-1004047
31-H1 | 31-H1 South Placer Justice Center | 31-H1-D3042-220-EFN04 | Exhaust Fan 1/3 HP | Greenheck | 10608267 0609 | GB-141-4-X | OM00003146 | EF - 4 | Roof | (1) 4L220 | NA | NA | 1/3 HP | 115 | DNA | NA | 1Ph, 60Hz | NA | NA | \Classifications\Building System Class\D30-HVAC Systems\D3040 - Distribution SYS\Supply/Exhaust/Return fans- FAN | EQ-1004048
31-H1 | 31-H1 South Placer Justice Center | 31-H1-D3042-220-EFN05 | Exhaust Fan 1300 RPM | Greenheck |  | GB-085-D-X | OM00003145 | EF - 5 | Roof | (1) 4L220 | NA | NA | 1300 RPM | 115 | DNA | NA | 1Ph, 60 Hz | NA | NA | \Classifications\Building System Class\D30-HVAC Systems\D3040 - Distribution SYS\Supply/Exhaust/Return fans- FAN | EQ-1004049
31-H1 | 31-H1 South Placer Justice Center | 31-H1-D3042-220-EFN06 | Exhaust Fan 1/3 HP | Greenheck |  | GB-141-3X | OM00003150 | EF - 6 | Roof | (1) 4L220 | NA | NA | 1/3 HP | 115 | 5.5 | NA | Single | NA | NA | \Classifications\Building System Class\D30-HVAC Systems\D3040 - Distribution SYS\Supply/Exhaust/Return fans- FAN | EQ-1004050
31-H1 | 31-H1 South Placer Justice Center | 31-H1-D3042-220-EFN07 | Exhaust Fan 1/3 HP | Greenheck | 10608264 0609 | GB-101-4-X | OM00003151 | EF - 7 | Roof | (1) 4L220 | NA | NA | 1/3 HP | 115 | 5.5 | NA | 1 Ph, 60 Hz | NA | NA | \Classifications\Building System Class\D30-HVAC Systems\D3040 - Distribution SYS\Supply/Exhaust/Return fans- FAN | EQ-1004051
31-H1 | 31-H1 South Placer Justice Center | 31-H1-D3042-220-EFN08 | Exhaust Fan 3/4 HP | Greenheck | 1068263 0609 | G-180-7-X | OM00003152 | EF - 8 | Roof | (1) A25 | NA | NA | 3/4 HP | 115 | 11 | NA | 1 Ph, 60Hz | NA | NA | \Classifications\Building System Class\D30-HVAC Systems\D3040 - Distribution SYS\Supply/Exhaust/Return fans- FAN | EQ-1004052
31-H1 | 31-H1 South Placer Justice Center | 31-H1-D3042-220-EFN09 | Exhaust Fan 1/3 HP | Greenheck | 10608262 0609 | GB-141-5-X | OM00003153 | EF - 9 | Roof | (1) 4L220 | NA | NA | 1/3 HP | 115 | 5.5 | NA | 1Ph, 60Hz | NA | NA | \Classifications\Building System Class\D30-HVAC Systems\D3040 - Distribution SYS\Supply/Exhaust/Return fans- FAN | EQ-1004053
31-H1 | 31-H1 South Placer Justice Center | 31-H1-D3042-220-EFN10 | Exhaust Fan 1/4 HP | Greenheck | 10608261 0609 | GB-101-4-X | OM00003154 | EF - 10 | Roof | (1) 3L220 | NA | NA | 1/4 HP | 115 | 4.1 | NA | 1Ph, 60Hz | NA | NA | \Classifications\Building System Class\D30-HVAC Systems\D3040 - Distribution SYS\Supply/Exhaust/Return fans- FAN | EQ-1004054
31-H1 | 31-H1 South Placer Justice Center | 31-H1-D3042-220-EFN13 | Exhaust Fan1.5 HP | Greenheck | 10608271 0609 | GB180-15 -X | OM00003147 | EF - 13 | Roof | (1) 3O200 | NA | NA | 1 1/2 HP | 460 | DNA | NA | 3 Ph, 60 Hz | NA | NA | \Classifications\Building System Class\D30-HVAC Systems\D3040 - Distribution SYS\Supply/Exhaust/Return fans- FAN | EQ-1004057
31-H1 | 31-H1 South Placer Justice Center | 31-H1-D3050-310-HPU01 | Fan Coil (Heat Pump) | Trane | DNA | TWE 030C | OM00031881 | HP - 1 | Centrol Control Matching Unit is CUN01 | DNA | DNA | R-22 | NA | 460 | 15 max HACR | Electric | 3 pH, 60hZ | NA | NA | \Classifications\Building System Class\D30-HVAC Systems\D3050 - Package SYS\Heat Pump,Air Cooled - HPU | EQ-1004058
31-H1 | 31-H1 South Placer Justice Center | 31-H1-D3050-310-HPU02 | Fan Coil (Heat Pump) | Trane | DNA | TWE 030C | OM00031882 | HP - 2 | Central Control Matching Unit is CUN02 | DNA | DNA | R-22 | NA | 460 | 15 max HACR | Electric | 3 Ph, 60 Hz | NA | NA | \Classifications\Building System Class\D30-HVAC Systems\D3050 - Package SYS\Heat Pump,Air Cooled - HPU | EQ-1004059
31-H1 | 31-H1 South Placer Justice Center | 31-H1-G2023-150-PEG01 | Judges' Parking Gate | HY Security | 012700-0801-160 | 222 SS ST | OM00004335 | EG - 1 | Grounds Judges' Secured Parking Area | NA | NA | NA | 1 | 208 | 5.7 | No fuel | 3 | NA | NA | \Classifications\Building System Class\G20-Other Systems\G2020 - Parking Lots\Secured Parking Gate - PEG | EQ-1004066
31-H1 | 31-H1 South Placer Justice Center | 31-H1-D3044-125-PHW01 | Heating Hot Water Pump | Bell & Gossett | PH000002-A | Series 1510 1.5BC7.875BF | OM00004097 | HWP - 1 | Roof | NA | NA | NA | 5 | 460 | 7.1 | NA | 3 | NA | NA | \Classifications\Building System Class\D30-HVAC Systems\D3040 - Distribution SYS\Hot Water Pump - PHW | EQ-1004069
31-H1 | 31-H1 South Placer Justice Center | 31-H1-D3044-125-PHW02 | Heating Hot Water Pump PHW02 | Bell & Gossett | PH000002-B | Series 1510 1.5BC7.875BF | OM00039960 | HWP - 2 | Roof | NA | NA | NA | DNA | 460 | 7.1 | NA | 3 | NA | NA | \Classifications\Building System Class\D30-HVAC Systems\D3040 - Distribution SYS\Hot Water Pump - PHW | EQ-1004070
31-H1 | 31-H1 South Placer Justice Center | 31-H1-D4031-100-FEX60 | Portable, Hand Held, (60) | Various | No Info | Various | OM00031870 | OM00004322 | DNA | NA | NA | NA | NA | NA | NA | NA | NA | NA | NA | \Classifications\Building System Class\D40-Fire Protection SYS\D4030 - FIRE SPEC\Fire Extinguisher - FEX | EQ-1004627
31-H1 | 31-H1 South Placer Justice Center | 31-H1-D1013-310-WCL01 | Wheelchair Lift WCL01 | Southworth | DNA | LS Sseries | OM00004321 | State ID# 149440 | Courtroom 30 WCL | NA | NA | NA | 1 | 208 | DNA | DNA | Single | NA | NA | \Classifications\Building System Class\D10-Conveyance Systems\D1010 - Elevator\Wheelchair Lift - WCL | EQ-1005241
31-H1 | 31-H1 South Placer Justice Center | 31-H1-D5092-250-EML80 | Emergency Exit Lights | Dual Lite | NA | LECSGLNA | OM00031866 | OM00004323 | DNA | NA | NA | NA | NA | 277 | .02 | Electric | 1 | NA | NA | \Classifications\Building System Class\D50-Electrical SYS\D5090 - Elec SYS\Emergency And Exit Lighting - EML | EQ-1005243
31-H1 | 31-H1 South Placer Justice Center | 31-H1-G2023-150-PEG02 | Sally Port Parking Gate | HY Security | 012100-0746-119 | 222 SS ST | OM00004336 |  | Grounds Sally Port Secured Area | NA | NA | NA | 1 | 208 | 8.5 | NA | 1 | NA | NA | \Classifications\Building System Class\G20-Other Systems\G2020 - Parking Lots\Secured Parking Gate - PEG | EQ-1005244
31-H1 | 31-H1 South Placer Justice Center | 31-H1-B2010-100-BLD01 | Building Structure | NA | NA | NA | OM00031872 | NA | FLOOR 1, Maintenance office | NA | NA | NA | NA | NA | NA | NA | NA | NA | NA | \Classifications\Building System Class\B20-General Building Exterior\B2010 - Exterior Walls\Building - BLD | EQ-1007299
31-H1 | 31-H1 South Placer Justice Center | 31-H1-B3010-100-RUF01 | Roofing Systems | NA | NA | NA | OM00031871 |  | NA | NA | NA | NA | NA | NA | NA | NA | NA | NA | NA | \Classifications\Building System Class\B30-Roofing\B3010 - Roof Types\Roof - RUF | EQ-1007476
31-H1 | 31-H1 Bill Santucci Justice Center | 31-H1-D4010-150-FMS01 | System Extinguishing,Wet Pipe - SEW | DNA | DNA | DNA | OM00039961 | DNA | DNA | NA | NA | NA | NA | NA | NA | NA | NA | NA | NA | \Classifications\Building System Class\D40-Fire Protection SYS\D4010 - Sprinkler SYS\Fire Systems, stand pipes - FMS | 1009833
31-H1 | 31-H1 Bill Santucci Justice Center | 31-H1-D5037-710-FAP01 | Fire Alarm Panel - FAP | Notifier | NA | NFS-640 | OM00004343 | NA | ELECTRICAL ROOM | NA | NA | NA | NA | 24 | NA | Electric | 1 | NA | NA | \Classifications\Building System Class\D50-Electrical SYS\D5030 - Comm & Security\Fire Alarm Panel - FAP | 1009835
31-H1 | 31-H1 Bill Santucci Justice Center | 31-H1-D2023-100-CTY04 | Backflow Preventer BFP04 City of Roseville does testing | DNA | DNA | DNA | DNA | 142392 | DNA | [10 empty] | \Classifications\Building System Class\D20-Plumbing\D2020 - Domestic Water\Backflow Preventer - BFP | 1010071
31-H1 | 31-H1 Bill Santucci Justice Center | 31-H1-D2023-100-CTY05 | Backflow Preventor - BFP05 City of Roseville does testing | DNA | DNA | DNA | DNA | 141536 | DNA | NA | NA | NA | NA | NA | NA | NA | NA | NA | NA | \Classifications\Building System Class\D20-Plumbing\D2020 - Domestic Water\Backflow Preventer - BFP | 1010072
31-H1 | 31-H1 Bill Santucci Justice Center | 31-H1-D2023-100-CTY06 | Backflow Preventor - BFP06 City of Roseville does testing | DNA | DNA | DNA | DNA | 119478 | Landscaped Area | NA | NA | NA | NA | NA | NA | NA | NA | NA | NA | \Classifications\Building System Class\D20-Plumbing\D2020 - Domestic Water\Backflow Preventer - BFP | 1010073
31-H1 | 31-H1 Bill Santucci Justice Center | 31-H1-D2023-100-CTY07 | Backflow Preventer - BFP07 City of Roseville does testing | DNA | DNA | DNA | DNA | 114216 | Landscaped area | NA | NA | NA | NA | NA | NA | NA | NA | NA |  | \Classifications\Building System Class\D20-Plumbing\D2020 - Domestic Water\Backflow Preventer - BFP | 1010074
31-H1 | 31-H1 Bill Santucci Justice Center | 31-H1-G2050-200-CTY01 | LANDSCAPE | NA | NA | NA | OM00031868 |  | Exterior Landscape | NA | NA | NA | NA | NA |  | NA |  | NA | NA | \Classifications\Building System Class\G20-Other Systems\G2050 - Landscaping\Landscaping - LSC | 1012165
31-H1 | 31-H1 Bill Santucci Justice Center | 31-H1-D5092-250-ELT127 | EXTERIOR LIGHTING | MULTIPLE | MULTIPLE | MULTIPLE | OM00031867 |  | NA | NA | NA | NA | DNA | 277 | DNA | Electrical | 1 | NA | NA | \Classifications\Building System Class\D50-Electrical SYS\D5090 - Elec SYS\Exterior Lighting - ELT | 1012166
31-H1 | 31-H1 Bill Santucci Justice Center | 31-H1-G2049-300-HSC01 | HARDSCAPE | NA | NA | NA | OM00031869 |  | NA | NA | NA | NA | NA | NA | NA | NA | NA | NA | NA | \Classifications\Building System Class\G20-Other Systems\G2040 - Site Development\Hardscape - HSC | 1012167
31-H1 | 31-H1 Bill Santucci Justice Center | 31-H1-D5010-200-ESD01 | Main Electrical Panel | Square D Company | DX | DNA | OM00037206 | NA | Electrical Room | NA | NA | NA | NA | 480 | 1400 | Electric | 3 | NA | NA | \Classifications\Building System Class\D50-Electrical SYS\D5010 - Elec Service & Dist\Electical Service and Distribution - ESD | 1015945
31-H1 | 31-H1 Bill Santucci Justice Center | 31-H1-D5010-234-ATS01 | Automatic Transfer Switch | Kohler Power System | DNA | DNA | OM00037205 |  | Electrical Room | NA | NA | NA | NA | 480 | 400 | Electric | 3 | NA | NA | \Classifications\Building System Class\D50-Electrical SYS\D5010 - Elec Service & Dist\Automatic Transfer Switch - ATS | 1015946
31-H1 | 31-H1 Bill Santucci Justice Center | 31-H1-D2023-100-BFP01 | Domestic Boiler Backflow 3/4" | Wilkins | 2571767 | 975XL | OM00004344 | NA | Boiler Area | NA | NA | NA | NA | NA | NA | NA | 1 | NA | NA | \Classifications\Building System Class\D20-Plumbing\D2020 - Domestic Water\Backflow Preventer - BFP | 1016305
31-H1 | 31-H1 Bill Santucci Justice Center | 31-H1-D3050-250-ACU12 | Mitsubishi Split System (Condenser - Evaporator - Direct Drive) | Mitsubishi Electric | 4001918T | MSY-D36NA8 | OM00039072 |  | Electrical Room # 34 | NA | washable | R-410A | 17.5 | 230 | NA | Electric | 3 | NA | NA | \Classifications\Building System Class\D30-HVAC Systems\D3050 - Package SYS\Air Conditioning,Split System - ACU | 1018927
31-H1 | 31-H1 Bill Santucci Justice Center | 31-H1-C1020-110-FRD01 | Fire Door - Inmate ELE04 Basement | NA | NA | NA | OM00003163 |  | Basement - ELE04 Inmate Holding Area | NA | NA | NA | NA | NA | NA | NA | NA | NA | NA | \Classifications\Building System Class\C10-General Building Interior\C1020 - Fire Doors\Fire Doors - FRD | 1020468
31-H1 | 31-H1 Bill Santucci Justice Center | 31-H1-C1020-110-FRD02 | Fire Door - Inmate ELE04 1st. Flr. | NA | NA | NA | OM00003160 |  | Floor 1 ELE04 - Inmate Area between Dept. 30 & 31 | NA | NA | NA | NA | NA | NA | NA | NA | NA | NA | \Classifications\Building System Class\C10-General Building Interior\C1020 - Fire Doors\Fire Doors - FRD | 1020469
31-H1 | 31-H1 Bill Santucci Justice Center | 31-H1-C1020-110-FRD03 | Fire Door - Inmate ELE04 2nd. Flr. | NA | NA | NA | OM00003159 |  | Floor 2 ELE04 - Inmate Area between Dept. 41 & 42 | NA | NA | NA | NA | NA | NA | NA | NA | NA | NA | \Classifications\Building System Class\C10-General Building Interior\C1020 - Fire Doors\Fire Doors - FRD | 1020470
31-H1 | 31-H1 Bill Santucci Justice Center | 31-H1-C1020-110-FRD04 | Fire Door - Inmate ELE05 Basement | NA | NA | NA | OM00003162 |  | Basement - ELE05 Inmate Holding Area | NA | NA | NA | NA | NA | NA | NA | NA | NA | NA | \Classifications\Building System Class\C10-General Building Interior\C1020 - Fire Doors\Fire Doors - FRD | 1020471
31-H1 | 31-H1 Bill Santucci Justice Center | 31-H1-C1020-110-FRD05 | Fire Door - Inmate ELE05 1st. Flr. | NA | NA | NA | OM00003161 |  | 1st. Flr. - ELE05 - Inmate Area between Dept. 32 & 33 | NA | NA | NA | NA | NA | NA | NA | NA | NA | NA | \Classifications\Building System Class\C10-General Building Interior\C1020 - Fire Doors\Fire Doors - FRD | 1020472
31-H1 | 31-H1 Bill Santucci Justice Center | 31-H1-C1020-110-FRD06 | Fire Door - Inmate ELE05 2nd. Flr. | NA | NA | NA | OM00003158 |  | 2nd. Flr. - ELE05 - Inmate Area between Dept. 43 & 44 | NA | NA | NA | NA | NA | NA | NA | NA | NA | NA | \Classifications\Building System Class\C10-General Building Interior\C1020 - Fire Doors\Fire Doors - FRD | 1020473
31-H1 | 31-H1 Bill Santucci Justice Center | 31-H1-C1020-110-FRD07 | Fire Door - Staff ELE06 Basement | NA | NA | NA | OM00003155 |  | Basement - ELE06 Staff Area | NA | NA | NA | NA | NA | NA | NA | NA | NA | NA | \Classifications\Building System Class\C10-General Building Interior\C1020 - Fire Doors\Fire Doors - FRD | 1020474
31-H1 | 31-H1 Bill Santucci Justice Center | 31-H1-C1020-110-FRD08 | Fire Door - Staff ELE06 1st. Flr. | NA | NA | NA | OM00003156 |  | 1st. Flr. - ELE06 Staff Area | NA | NA | NA | NA | NA | NA | NA | NA | NA | NA | \Classifications\Building System Class\C10-General Building Interior\C1020 - Fire Doors\Fire Doors - FRD | 1020475
31-H1 | 31-H1 Bill Santucci Justice Center | 31-H1-C1020-110-FRD09 | Fire Door - Staff ELE06 2nd. Flr. | NA | NA | NA | OM00003157 |  | 2nd. Flr. - ELE06 Staff Area | NA | NA | NA | NA | NA | NA | NA | NA | NA | NA | \Classifications\Building System Class\C10-General Building Interior\C1020 - Fire Doors\Fire Doors - FRD | 1020476
31-H1 | 31-H1 Bill Santucci Justice Center | 31-H1-B2033-120-DOR01 | ADA Door - Front Entrance | Stanley | NA | NA | OM00003166 |  | 1st. Flr. Front Entrance | NA | NA | NA | NA | NA | NA | NA | NA | NA | NA | \Classifications\Building System Class\B20-General Building Exterior\B2030 - Exterior Doors\Door,Automatic-Sliding,Revolving - DOR | 1020477
31-H1 | 31-H1 Bill Santucci Justice Center | 31-H1-B2033-120-DOR02 | ADA Door - Interior Front Entrance | Stanley | NA | NA | OM00003165 |  | 1st. Flr. Interior Front Entrance | NA | NA | NA | NA | NA | NA | NA | NA | NA | NA | \Classifications\Building System Class\B20-General Building Exterior\B2030 - Exterior Doors\Door,Automatic-Sliding,Revolving - DOR | 1020478
31-H1 | 31-H1 Bill Santucci Justice Center | 31-H1-B2033-120-DOR03 | ADA Door - Front Exit | Stanley | NA | NA | OM00003164 |  | 1st. Flr. Front Exit | NA | NA | NA | NA | NA | NA | NA | NA | NA | NA | \Classifications\Building System Class\B20-General Building Exterior\B2030 - Exterior Doors\Door,Automatic-Sliding,Revolving - DOR | 1020479
31-H1 | 31-H1 Bill Santucci Justice Center | 31-H1-D3068-100-BAS02 | Building Automation System | Dell | 2049787334 | P.C. Dell | OM00039073 |  | 2nd. Flr. Mechanical Rm. | NA | NA | NA | NA | NA | NA | NA | NA | NA | NA | \Classifications\Building System Class\D30-HVAC Systems\D3060 - Control & Inst Air\Building Automation System - BAS | 1020480
31-H1 | 31-H1 Bill Santucci Justice Center | 31-H1-D3041-110-AHU06 | Air Handler Package Unit 01 | Petra | 154306/0101/01 | PPH 100 | OM00039074 | OM00003122 | West Side of Roof top Rm 2050 | NA | (24) 20x20x2 (24) 20x20x4 | R-410A | 10 | 460/3/60 | 12.2 / SP 12.2 / RT | Electric | 3 |  |  | \Classifications\Building System Class\D30-HVAC Systems\D3040 - Distribution SYS\Air Handling Unit - AHU | 1020488
31-H1 | 31-H1 Bill Santucci Justice Center | 31-H1-D3041-110-AHU07 | Air Handler Package Unit 02 | Petra | 154306/0101/02 | PPH 100 | OM00039075 | OM00003119 | West Side of Roof top Rm 2050 | NA | (24) 20x20x2 (24) 20x20x4 | R-410A | 10 | 460/3/60 | 12.2 / SP 12.2 / RT | Electric | 3 | NA | NA | \Classifications\Building System Class\D30-HVAC Systems\D3040 - Distribution SYS\Air Handling Unit - AHU | 1020489
31-H1 | 31-H1 Bill Santucci Justice Center | 31-H1-D3041-110-AHU08 | Air Handler Package Unit 03 | Petra | 154306/0101/03 | PPH 100 | OM00039076 | OM00003112 | West Side of Roof top Rm 2050 | NA | (24) 20x20x2 (24) 20x20x4 | R-410A | 10 | 460/3/60 | 12.2 / SP 12.2 / RT | Electric | 3 | NA | NA | \Classifications\Building System Class\D30-HVAC Systems\D3040 - Distribution SYS\Air Handling Unit - AHU | 1020490
31-H1 | 31-H1 Bill Santucci Justice Center | 31-H1-D3041-110-AHU09 | Air Handler Package Unit 04 | Petra | 154306/0101/04 | PPH 100 | OM00039077 | OM00003109 |  | NA | (24) 20x20x2 (24) 20x20x4 | R-410A | 10 | 460/3/60 | 12.2 / SP 12.2 / RT | Electric | 3 | NA | NA | \Classifications\Building System Class\D30-HVAC Systems\D3040 - Distribution SYS\Air Handling Unit - AHU | 1020491
31-H2 | 31-H2 Arraignment Court | 31-H2-D2022-260-HWG01 | Gas Water Heater | AO Smith | 1806109146546 | BTX-100 400 | OM00043209 |  | Janitorial Closet | NA | NA | NA | NA | 120 | 5 | Gas | NA | 100,000 | 100,000 | \Classifications\Building System Class\D20-Plumbing\D2020 - Domestic Water\Domestic Water Heater, Gas - HWG | TBD
31-H2 | 31-H2 Arraignment Court | 31-H2-D2023-310-HWP01 | Domestic Hot Water Re-circurculation Pump | Bell & Gosset | 1BL003LF-B91 | PL-36B | OM00043212 |  | Janitorial Closet | NA | NA | NA | NA | 115 | 2.1 | Electric | NA | NA | NA | \Classifications\Building System Class\D20-Plumbing\D2020 - Domestic Water\Domestic Hot Water Circulating Pump - HWP | TBD
31-H2 | 31-H2 Arraignment Court | 31-H2-G2023-150-PEG01 | Rolling Gate | Lift Master | 2718N8805 | CSL24UL | OM00043210 |  | Secured parking area | NA | NA | NA | NA | 208 | 10 | Electric | 1 | NA | NA | \Classifications\Building System Class\G20-Other Systems\G2020 - Parking Lots\Secured Parking Gate - PEG | TBD
31-H2 | 31-H2 Arraignment Court | 31-H2-D2023-100-BFP01 | Backflow Preventer | Watts | 115112 | 2" KF009M2QTRP | OM00043211 |  | Front of Jail on West Side | NA | NA | NA | NA | NA | NA | NA | NA | NA | NA | \Classifications\Building System Class\D20-Plumbing\D2020 - Domestic Water\Backflow Preventer - BFP | TBD
31-H2 | 31-H2 Arraignment Court | 31-H2-D5010-200-ESD01 | Switchboard | Square D | G-285233 | SB3461S | OM00043213 |  | 1st. Flr. Electrical Rm. Behind Building on West Side in Secured Parking area | NA | NA | NA | NA | 480/277 | 600 | Electric | 3 | NA | NA | \Classifications\Building System Class\D50-Electrical SYS\D5010 - Elec Service & Dist\Electical Service and Distribution - ESD | TBD
31-H2 | 31-H2 Arraignment Court | 31-H2-D3050-250-ACU01 | Split System | Daikin | E015095 | RXS24LVJU | OM00043214 |  | West Side of Roof | NA |  | R410A | NA | 208/230 | 20 | Electric | 1 | NA | NA | \Classifications\Building System Class\D30-HVAC Systems\D3050 - Package SYS\Air Conditioning,Split System - ACU | TBD
31-H2 | 31-H2 Arraignment Court | 31-H2-D3050-210-PKU01 | Package Unit # 1 | Trane | 112811521L | TGC060E4ELA1202A000000100 | OM00043215 |  | West Side of Roof | NA | (4) 16x25x2 | R-410A | 1 HP / .40 HP | 460 | 15.5 | Gas | 3 | 60000 | 48000 | \Classifications\Building System Class\D30-HVAC Systems\D3050 - Package SYS\Package Unit - PKU | TBD
31-H2 | 31-H2 Arraignment Court | 31-H2-D3050-210-PKU03 | Package Unit # 3 | Trane | 112811002L | YHC120E4ELA0D00A000000100E | OM00043216 |  | West Side of Roof | NA | (4) 20x25x2 | R-410A | 1 HP / .40 HP | 460 | 15.5 | Gas | 3 | 60000 | 48000 | \Classifications\Building System Class\D30-HVAC Systems\D3050 - Package SYS\Package Unit - PKU | TBD
31-H2 | 31-H2 Arraignment Court | 31-H2-D3050-210-PKU04 | Package Unit # 4 | Trane | 112811531L | TGC060E4ELA1202A000000100 | OM00043217 |  | West Side of Roof | NA | (4) 16x25x2 | R-410A | 1 HP / .40 HP | 460 | 15.5 | Gas | 3 | 60000 | 48000 | \Classifications\Building System Class\D30-HVAC Systems\D3050 - Package SYS\Package Unit - PKU | TBD
31-H2 | 31-H2 Arraignment Court | 31-H2-D3050-210-PKU02 | Package Unit # 2 | Trane | 128110621 | YHC102E4FMA0D00000000100 | OM00043218 |  | West Side of Roof | NA | (4) 20x30x2 | R-410A | .75 HP / .3.60 HP | 460 | 23.9 | Gas | 3 | 150000 | 120000 | \Classifications\Building System Class\D30-HVAC Systems\D3050 - Package SYS\Package Unit - PKU | TBD
31-H2 | 31-H2 Arraignment Court | 31-H2-D3042-220-EFN01 | Exhaust Fan - REF#1 | GREEN HECK | 12543853 1108 | CUE-085-D-X | OM00043219 |  | West Side of Roof | TBD | NA | NA | 1 | 208 | DNA | Electric | 1 | NA | NA | \Classifications\Building System Class\D30-HVAC Systems\D3040 - Distribution SYS\Supply/Exhaust/Return fans- FAN | TBD
31-H2 | 31-H2 Arraignment Court | 31-H2-D3042-220-EFN02 | Exhaust Fan - REF#2 | GREEN HECK | 12543212 1108 | SHB-207-4-CW-UB-X | OM00043162 |  | West Side of Roof | TBD | NA | NA | 1 | 208 | DNA | Electric | 1 | NA | NA | \Classifications\Building System Class\D30-HVAC Systems\D3040 - Distribution SYS\Supply/Exhaust/Return fans- FAN | TBD
31-H2 | 31-H2 Arraignment Court | 31-H2-D3042-220-EFN03 | Exhaust Fan - REF#3 | GREEN HECK | 12543854 1108 | CUBE-141-5-F | OM00043161 |  | West Side of Roof | TBD | NA | NA | 1 | 208 | DNA | Electric | 1 | NA | NA | \Classifications\Building System Class\D30-HVAC Systems\D3040 - Distribution SYS\Supply/Exhaust/Return fans- FAN | TBD
31-H2 | 31-H2 Arraignment Court | 31-H2-D3042-220-EFN04 | Exhaust Fan - REF#4 | GREEN HECK | 12543213 1108 | SHB-107-4-CW-UB-X | OM00043163 |  | West Side of Roof | TBD | NA | NA | 1 | 208 | DNA | Electric | 1 | NA | NA | \Classifications\Building System Class\D30-HVAC Systems\D3040 - Distribution SYS\Supply/Exhaust/Return fans- FAN | TBD
32-B2 | 32-B2 Plumas/Sierra Regional Courthouse | 32-B2-D2023-100-BFP01 | Backflow Preventer - BFP | AMES | A01718 | 4000B | OM00004401 | BFP - 1 | Near Gate | NA | NA | NA | NA | NA | NA | NA | NA | NA | NA | \Classifications\Building System Class\D20-Plumbing\D2020 - Domestic Water\Backflow Preventer - BFP | 1008076
32-B2 | 32-B2 Plumas/Sierra Regional Courthouse | 32-B2-D5037-710-FAP01 | Fire Alarm Panel - FAP | Gamewell by Honneywell | 230805 | 7100-1D | OM00004396 | FACR | Electrical room | NA | NA | NA | NA | 110 | NA | Electrical | 1 Ph, 60 Hz | NA | NA | \Classifications\Building System Class\D50-Electrical SYS\D5030 - Comm & Security\Fire Alarm Panel - FAP | 1008077
32-B2 | 32-B2 Plumas/Sierra Regional Courthouse | 32-B2-D5038-810-ITA01 | ALARM SYSTEM, SECURITY / INTRUSION | Protected by Hue & Cry | DNA | DC1832 | OM00004400 | NA |  | NA | NA | NA | NA | 110 | NA | Electric | 1 | NA | NA | \Classifications\Building System Class\D50-Electrical SYS\D5030 - Comm & Security\Intrusion Alarm - ITA | 1008078
32-B2 | 32-B2 Plumas/Sierra Regional Courthouse | 32-B2-G2023-150-PEG01 | GATE, ELECTRIC | DNA | DNA | DNA | OM00004399 | NA |  | NA | NA | NA | NA | 110 | NA | Electric | 1 | NA | NA | \Classifications\Building System Class\G20-Other Systems\G2020 - Parking Lots\Secured Parking Gate - PEG | 1008079
32-B2 | 32-B2 Plumas/Sierra Regional Courthouse | 32-B2-G2023-150-PEG02 | GATE, ELECTRIC | DNA | DNA | DNA | OM00004403 | NA |  | NA | NA | NA | NA | 110 | NA | Electric | 1 | NA | NA | \Classifications\Building System Class\G20-Other Systems\G2020 - Parking Lots\Secured Parking Gate - PEG | 1008080
32-B2 | 32-B2 Plumas/Sierra Regional Courthouse | 32-B2-D3031-210-CDR01 | CONDENSER, AIR COOLED,F-1, Clerk's Lobby -CDR01 | Trane | 9214TNBAD | TTA120A300FA | OM00003967 | CU - 1 | Svcs Clerks Area/Lobby Equipment Pad SE Corner of Pad | A52(4L540) | DNA | R-22 | NA | 208-230 | 48.1-70 | Electrical | 3 Ph, 60 Hz | NA | NA | \Classifications\Building System Class\D30-HVAC Systems\D3030 - Cooling SYS\Condensing Unit, Air Cooled - CDR | 1008081
32-B2 | 32-B2 Plumas/Sierra Regional Courthouse | 32-B2-D3031-210-CDR02 | CONDENSING UNIT, AIR COOLED, F-2, Courtroom - CDR02 | Trane | 9125WGNAD | TTA090A300FA | OM00003968 | CU-2 | Equipment Pad SE Corner of Pad Svcs Courtroom | A41,4L430,R4 (HVAC Blower) | DNA | R-22 | DNA | 208-230 | 34.5 - 50 | Electrical | 3 Ph, 60Hz | NA | NA | \Classifications\Building System Class\D30-HVAC Systems\D3030 - Cooling SYS\Condensing Unit, Air Cooled - CDR | 1008082
32-B2 | 32-B2 Plumas/Sierra Regional Courthouse | 32-B2-D3031-210-CDR03 | Condenser, Air Cooled (Heat Pump), F-3, Judge's Chambers CDR03 | Trane | 9212W2B4F | 2TTA3060A3000AA | OM00003969 | CU-3 | Equipment Pad - SE Corner of pad Svcs Judge's Chambers | HVAC Blower Unit, A42, (4L440) 18B | DNA | R-22 | NA | 200/230 | 23 - 40 max HACR | Electrical | 3 Ph, 60 Hz | DNA | DNA | \Classifications\Building System Class\D30-HVAC Systems\D3030 - Cooling SYS\Condensing Unit, Air Cooled - CDR | 1008083
32-B2 | 32-B2 Plumas/Sierra Regional Courthouse | 32-B2-D3050-122-FAH01 | Forced Air Heater,Oil/Gas fired - FAH | Reznor | EBIC78X4L01172 | CAUA350-S-2-H | OM00003961 | F-1 | Mechanical Room | DNA | DNA | DNA | 3.0 | 208 | 10.8 max total input | Propane | 3 Ph, 60 Hz | 280000 | 224,000 capacity | \Classifications\Building System Class\D30-HVAC Systems\D3050 - Package SYS\Forced Air Heater,Oil/Gas fired - FAH | 1008086
32-B2 | 32-B2 Plumas/Sierra Regional Courthouse | 32-B2-D3050-122-FAH02 | Forced Air Heater,Oil/Gas fired - FAH | Reznor | EBIC78X4L01170 | CAUA150-S-2-H | OM00003963 | F-2 | Mechanical Room | DNA | DNA | DNA | 0.50 | 208 | 4.7 max total input | Propane | 3 Ph, 60 Hz | 60,000 min 120,000 normal | 96,000 capacity | \Classifications\Building System Class\D30-HVAC Systems\D3050 - Package SYS\Forced Air Heater,Oil/Gas fired - FAH | 1008087
32-B2 | 32-B2 Plumas/Sierra Regional Courthouse | 32-B2-D3050-122-FAH03 | Forced Air Heater,Oil/Gas fired - FAH | Reznor | EBIC78X4L01171 | CAUA150-S-2-H | OM00003962 | F-3 | Mechanical Room | DNA | DNA | DNA | 1.00 | 208 | 5.5 max total input | Propane | 3 Ph, 60 Hz | 200000 | 128,000 capacity | \Classifications\Building System Class\D30-HVAC Systems\D3050 - Package SYS\Forced Air Heater,Oil/Gas fired - FAH | 1008088
32-B2 | 32-B2 Plumas/Sierra Regional Courthouse | 32-B2-D2022-100-HWE01 | Domestic Water Heater, Electric - HWE | A.O. Smith | 0922R000074 | DSE-40-200006000 | OM00003965 | EWH-1 | Janitor's Room | NA | NA | NA | NA | 208 | 29/17 | Electric | 1 / 3 Ph, 60 Hz | NA | NA | \Classifications\Building System Class\D20-Plumbing\D2020 - Domestic Water\Domestic Water Heater, Electric - HWE | 1008089
32-B2 | 32-B2 Plumas/Sierra Regional Courthouse | 32-B2-D2023-310-HWP01 | Domestic Hot Water Circulating Pump - HWP01 | Bell & Gossett | 1BL013-F90 | PL-30B | OM00004405 | CP - 1 | Janitor's Room | NA | NA | NA | DNA | 115 | 1.4 | NA | 1 Ph, 60Hz | NA | NA | \Classifications\Building System Class\D20-Plumbing\D2020 - Domestic Water\Domestic Hot Water Circulating Pump - HWP | 1008090
32-B2 | 32-B2 Plumas/Sierra Regional Courthouse | 32-B2-D4031-100-FEX03 | Fire Extinguisher - FEX03 | NA | NA | NA | OM00027005 |  | 1st Floor Cabinet location with AOC asset tag # | NA | NA | NA | NA | NA | NA | NA | NA | NA | NA | \Classifications\Building System Class\D40-Fire Protection SYS\D4030 - FIRE SPEC\Fire Extinguisher - FEX | 1008091
32-B2 | 32-B2 Plumas/Sierra Regional Courthouse | 32-B2-D5010-234-ATS01 | Automatic Transfer Switch - ATS | CASHMAN / CAT | 34618-1A/B | RTBDNB-1004CSF | OM00004394 | ATS - S | Equipment Pad NW Corner of Pad | NA | NA | NA | NA | 110 | NA | Electrical | 3 | NA | NA | \Classifications\Building System Class\D50-Electrical SYS\D5010 - Elec Service & Dist\Automatic Transfer Switch - ATS | 1008093
32-B2 | 32-B2 Plumas/Sierra Regional Courthouse | 32-B2-D5010-200-ESD01 | Switchboard,Electrical - SBR | Cutler Hammer | MES3800LSI | HMDL-65K | OM00004393 | Service Disconnect |  | NA | NA | NA | NA | xx0 VAC - 250 VDC | xx0 Amp Max | NA | 3 Pole | NA | NA | \Classifications\Building System Class\D50-Electrical SYS\D5010 - Elec Service & Dist\Electical Service and Distribution - ESD | 1008094
32-B2 | 32-B2 Plumas/Sierra Regional Courthouse | 32-B2-D5092-210-GEN01 | Emergency Standby Generator - GEN01 Generator contains Perkins Diesel permitted by NSAQMD | Caterpillar | N3R00027 | C6.6 | OM00003964 | EG-1 ¦ Permit #SE-09-136 | NW Corner of Pad | NA | NA | NA | 217 | DNA | DNA | Diesel | DNA | NA | NA | \Classifications\Building System Class\D50-Electrical SYS\D5090 - Elec SYS\Emergency Generator - GEN | 1008095
32-B2 | 32-B2 Plumas/Sierra Regional Courthouse | 32-B2-D5010-234-ATS02 | Automatic Transfer Switch - ATS | CAT | 34618-2A/B | RTBDNB-6004CEF | OM00004395 | ATS - E | Equipment Pad NW Corner of Pad |  |  |  |  | 110 | NA | Electrical | 1 |  |  | \Classifications\Building System Class\D50-Electrical SYS\D5010 - Elec Service & Dist\Automatic Transfer Switch - ATS | 1008758
32-B2 | 32-B2 Plumas/Sierra Regional Courthouse | 32-B2-D3050-250-ACU04 | Split Unit - ACU04 | Quietside | QSCC1810508071478 | QSCC181 | OM00003966 | SCU-1 | Floor 1, East side of equipment pad Matching Unit is SAC-1 | DNA | DNA | R-410A | DNA | 230 | 9.5-15 | Electric | 1 ph, 60 Hz | NA |  | \Classifications\Building System Class\D30-HVAC Systems\D3050 - Package SYS\Air Conditioning,Split System - ACU | 1010070
32-B2 | 32-B2 Plumas/Sierra Regional Courthouse | 32-B2-B2010-100-BLD01 | BUILDING | NA | NA | NA | OM00027011 | NA | THE BUILDING | DNA | DNA | DNA | DNA | DNA | DNA | NA | DNA | DNA | DNA | \Classifications\Building System Class\B20-General Building Exterior\B2010 - Exterior Walls\Building - BLD | 1012168
32-B2 | 32-B2 Plumas/Sierra Regional Courthouse | 32-B2-B3010-100-RUF01 | ROOF | NA | NA | NA | OM00027010 |  | ROOF OF THE BUILDING | NA | NA | NA | NA | NA | NA | NA | NA | NA | NA | \Classifications\Building System Class\B30-Roofing\B3010 - Roof Types\Roof - RUF | 1012169
32-B2 | 32-B2 Plumas/Sierra Regional Courthouse | 32-B2-D3068-100-BAS01 | HVAC CONTROL SYSTEM | JOHNSON CONTROLS | DNA | DNA | OM00027012 |  | ELECTRICAL ROOM | NA | NA | NA | DNA | 120 | DNA | Electrical | 1 PH | NA | NA | \Classifications\Building System Class\D30-HVAC Systems\D3060 - Control & Inst Air\Building Automation System - BAS | 1012170
32-B2 | 32-B2 Plumas/Sierra Regional Courthouse | 32-B2-D5092-250-EML10 | EMERGENCY LIGHTING | MULTIPLE | MULTIPLE | MULTIPLE | OM00027006 |  | THROUGHOUT BUILDING | NA | NA | NA | DNA | 120 | DNA | Electrical | 1 PH | NA | NA | \Classifications\Building System Class\D50-Electrical SYS\D5090 - Elec SYS\Emergency And Exit Lighting - EML | 1012171
32-B2 | 32-B2 Plumas/Sierra Regional Courthouse | 32-B2-G3063-100-AST01 | PropaneTanK | DNA | DNA | DNA | OM00004397 |  | DNA | NA | NA | NA | NA | NA | NA | Propane | NA | NA | NA | \Classifications\Building System Class\G30-Site Mechanical Utilities\G3060 - Fuel Distribution\Tank, Fuel Storage, Above Ground - AST | 1012172
32-B2 | 32-B2 Plumas/Sierra Regional Courthouse | 32-B2-G2050-200-LSC01 | LANDSCAPE | NA | NA | NA | OM00027008 |  | Exterior Landscape | NA | NA | NA | NA | NA | NA | NA | NA | NA | NA | \Classifications\Building System Class\G20-Other Systems\G2050 - Landscaping\Landscaping - LSC | 1012173
32-B2 | 32-B2 Plumas/Sierra Regional Courthouse | 32-B2-D5092-250-ELT01 | EXTERIOR LIGHTING | MULTIPLE | MULTIPLE | MULTIPLE | OM00027007 |  | EXTERIOR LIGHTING | NA | NA | NA | DNA | DNA | DNA | Electrical | 1 PH | NA | NA | \Classifications\Building System Class\D50-Electrical SYS\D5090 - Elec SYS\Exterior Lighting - ELT | 1012174
32-B2 | 32-B2 Plumas/Sierra Regional Courthouse | 32-B2-G2049-300-HSC01 | HARDSCAPE | NA | NA | NA | OM00027009 |  | PARKING AND SIDEWALKS | NA | NA | NA | NA | NA | NA | NA | NA | NA | NA | \Classifications\Building System Class\G20-Other Systems\G2040 - Site Development\Hardscape - HSC | 1012175
32-C1 | 32-C1 Chester Civic Complex | 32-C1-D5037-710-FAP01 | Fire Alarm Panel - FAP | Bosch |  | D4100GV2 | OM00027281 |  | DNA | [10 empty] | \Classifications\Building System Class\D50-Electrical SYS\D5030 - Comm & Security\Fire Alarm Panel - FAP | 1011063
32-C1 | 32-C1 Chester Civic Complex | 32-C1-B2010-100-CTY01 | Building Structure | DNA | DNA | DNA | DNA |  |  | NA | NA | NA | NA | NA | NA | NA | NA | NA | NA | \Classifications\Building System Class\B20-General Building Exterior\B2010 - Exterior Walls\Building - BLD | 1016520
33-A1 | 33-A1 Family Law Court | 33-A1-D3031-100-PCH01 | CHILLED WATER PUMP 1A | TACO | DNA | FE2010E2FIF2LOA | OM00017368 | DNA | ROOF | NA | NA | NA | 7 1/2 | 460 | 10 | Electric | 3 | NA | NA | \Classifications\Building System Class\D30-HVAC Systems\D3030 - Cooling SYS\Chilled Water Pump - PCH | EQ-1003338
33-A1 | 33-A1 Family Law Court | 33-A1-D3031-100-PCH02 | CHILLED WATER PUMP 1B | TACO | DNA | FE2010E2FIF2LOA | OM00017369 | DNA | ROOF | DNA | DNA | DNA | DNA | 460 | DNA | Electric | 3 | DNA | DNA | \Classifications\Building System Class\D30-HVAC Systems\D3030 - Cooling SYS\Chilled Water Pump - PCH | EQ-1003339
33-A1 | 33-A1 Family Law Court | 33-A1-D3044-125-PHW03 | HOT WATER PUMP P6 | TACO | DNA | FE210E2D1F2LOA | OM00017373 | DNA | ROOF | NA | NA | NA | 5 | 460 | 6.6 | Electric | 3 | DNA | NA | \Classifications\Building System Class\D30-HVAC Systems\D3040 - Distribution SYS\Hot Water Pump - PHW | EQ-1003341
33-A1 | 33-A1 Family Law Court | 33-A1-D3050-310-HPU01 | Heat Pump 1 | YORK | NKEM12000 | DIEB024A06A | OM00017379 | DNA | ADJACENT TO ELEVATOR EQUIP RM 1 | NA | (1) 24x24x1 | R-22 | DNA | 460 | DNA | DNA | 3 | DNA | DNA | \Classifications\Building System Class\D30-HVAC Systems\D3050 - Package SYS\Heat Pump,Air Cooled - HPU | EQ-1003342
33-A1 | 33-A1 Family Law Court | 33-A1-D3050-310-HPU02 | Heat Pump 2 | YORK | NGFM084441 | D4CE048A46A | OM00017380 | DNA | ADJACENT TO ELEVATOR EQUIP RM 2 | NA | (1) 14 x 26x2 | R-22 | DNA | 460 | 32 | DNA | 3 | DNA | DNA | \Classifications\Building System Class\D30-HVAC Systems\D3050 - Package SYS\Heat Pump,Air Cooled - HPU | EQ-1003343
33-A1 | 33-A1 Family Law Court | 33-A1-D3031-210-CDR01 | CONDENSOR 1 | DATA AIRE | 97-1290-A | DAMS-0434-AS | OM00017381 | DNA | 1st Floor, Judges Parking Gate | DNA | DNA | R-22 | DNA | 460 | DNA | DNA | 3 | DNA | DNA | \Classifications\Building System Class\D30-HVAC Systems\D3030 - Cooling SYS\Condensing Unit, Air Cooled - CDR | EQ-1003344
33-A1 | 33-A1 Family Law Court | 33-A1-D3031-210-CDR02 | CONDENSOR 2 | DATA AIRE | 97-1297-A | DAMS-0334-AS | OM00017383 | DNA | 1st Floor, Judges Parking Gate | DNA | DNA | R-22 | DNA | 460 | DNA | DNA | 3 | DNA | DNA | \Classifications\Building System Class\D30-HVAC Systems\D3030 - Cooling SYS\Condensing Unit, Air Cooled - CDR | EQ-1003346
33-A1 | 33-A1 Family Law Court | 33-A1-D3031-210-CDR03 | CONDENSER 03 | DNA | DNA | DNA | OM00017385 | DNA | SECURED PARKING AREA | DNA | DNA | R-22 | DNA | 460 | DNA | DNA | 3 | DNA | DNA | \Classifications\Building System Class\D30-HVAC Systems\D3030 - Cooling SYS\Condensing Unit, Air Cooled - CDR | EQ-1003348
33-A1 | 33-A1 Family Law Court | 33-A1-D3031-210-CDR04 | CONDENSOR 4 | DNA | 97-1296-A | DNA | OM00017387 | DNA | SECURED PARKING AREA | DNA | DNA | R-22 | DNA | 460 | DNA | DNA | 3 | DNA | DNA | \Classifications\Building System Class\D30-HVAC Systems\D3030 - Cooling SYS\Condensing Unit, Air Cooled - CDR | EQ-1003350
33-A1 | 33-A1 Family Law Court | 33-A1-D3042-220-EFN01 | EXHAUST FAN 1 | GREENHECK | 97G20206 | SWB-20-50-CW-UB | OM00017389 | DNA | ROOF | (2) 4X-46 | NA | NA | 5 | 460 | 6.6 | DNA | 3 | DNA | DNA | \Classifications\Building System Class\D30-HVAC Systems\D3040 - Distribution SYS\Supply/Exhaust/Return fans- FAN | EQ-1003352
33-A1 | 33-A1 Family Law Court | 33-A1-D3042-220-EFN02 | EXHAUST FAN 2 | GREENHECK | 97G20205 | SWB-20-50-CW-UB | OM00030207 | DNA | ROOF | (2) 4X-56 | NA | NA | 5 | 460 | 6.6 | DNA | 3 | DNA | DNA | \Classifications\Building System Class\D30-HVAC Systems\D3040 - Distribution SYS\Supply/Exhaust/Return fans- FAN | EQ-1003353
33-A1 | 33-A1 Family Law Court | 33-A1-D3042-210-FAN03 | EXHAUST FAN 3 | DAYTON | DNA | 2C912D | OM00017391 | DNA | 1st Floor - ELECTRICAL ROOM SECURED PARKING | DNA | DNA | NA | DNA | 120 | 1.4 | DNA | 1 | DNA | DNA | \Classifications\Building System Class\D30-HVAC Systems\D3040 - Distribution SYS\Fan,Axial - FAN | EQ-1003354
33-A1 | 33-A1 Family Law Court | 33-A1-D1010-100-ELE01 | ELEVATOR 1 | MONTGOMERY KONE | 974388 | MR269 | OM00017408 | State ID# 113865 ¦ Elevator #1 | ELEVATOR EQUIPMENT ROOM 1 | DNA | DNA | NA | 33.5 | 420 | 46 | ELECTRIC | 3 | DNA | DNA | \Classifications\Building System Class\D10-Conveyance Systems\D1010 - Elevator\Elevator,Electric,Pass/Freight - ELE | EQ-1003355
33-A1 | 33-A1 Family Law Court | 33-A1-D1010-100-ELE02 | ELEVATOR 2 | MONTGOMERY KONE | 966525 | MR26L | OM00017409 | State ID# 113866 ¦ Elevator #2 | ROOF, ELEVATOR EQUIPMENT ROOM 2 | NA | NA | NA | NA | 460 | 43.4 | ELECTRIC | 3 | NA | NA | \Classifications\Building System Class\D10-Conveyance Systems\D1010 - Elevator\Elevator,Electric,Pass/Freight - ELE | EQ-1003356
33-A1 | 33-A1 Family Law Court | 33-A1-D1010-100-ELE03 | ELEVATOR 3 | MONTGOMERY KONE | 974387 | MR26 | OM00017410 | State ID# 113868 ¦ Elevator #3 | Roof ELEVATOR EQUIPMENT ROOM 3 | NA | NA | NA | NA | 460 | 46 | ELECTRIC | 3 | DNA | NA | \Classifications\Building System Class\D10-Conveyance Systems\D1010 - Elevator\Elevator,Electric,Pass/Freight - ELE | EQ-1003357
33-A1 | 33-A1 Family Law Court | 33-A1-C1020-110-FRD01 | FIRE CURTAIN 1-2 | SMOKE GUARD | DNA | GEN 6 | OM00030280 |  | Floor 2, ELEVATOR 2 | NA | NA | NA | NA | DNA | DNA | ELECTRIC | DNA | NA | NA | \Classifications\Building System Class\C10-General Building Interior\C1020 - Fire Doors\Fire Doors - FRD | EQ-1003358
33-A1 | 33-A1 Family Law Court | 33-A1-C1020-110-FRD02 | FIRE CURTAIN 1-3 | SMOKE GUARD | DNA | GEN 6 | OM00030281 |  | Floor 2 ELEVATOR 3 | NA | NA | NA | NA | DNA | DNA | ELECTRIC | DNA | NA | NA | \Classifications\Building System Class\C10-General Building Interior\C1020 - Fire Doors\Fire Doors - FRD | EQ-1003359
33-A1 | 33-A1 Family Law Court | 33-A1-C1020-110-FRD03 | FIRE CURTAIN | SMOKE GUARD | DNA | GEN 6 | OM00030282 |  | FLOOR 2, ELEVATOR | NA | NA | NA | NA | DNA | DNA | ELECTRIC | DNA | NA | NA | \Classifications\Building System Class\C10-General Building Interior\C1020 - Fire Doors\Fire Doors - FRD | EQ-1003360
33-A1 | 33-A1 Family Law Court | 33-A1-C1020-110-FRD04 | FIRE CURTAIN 1-5 | SMOKE GUARD | DNA | GEN 6 | OM00030283 |  | Floor 3 ELEVATOR 1 LOBBY | NA | NA | NA | NA | DNA | DNA | ELECTRIC | DNA | NA | NA | \Classifications\Building System Class\C10-General Building Interior\C1020 - Fire Doors\Fire Doors - FRD | EQ-1003361
33-A1 | 33-A1 Family Law Court | 33-A1-C1020-110-FRD05 | FIRE CURTAIN 2-2 | SMOKE GUARD | DNA | GEN 6 | OM00030284 |  | Floor 3 ELEVATOR 3 | NA | NA | NA | NA | DNA | DNA | ELECTRIC | DNA | NA | NA | \Classifications\Building System Class\C10-General Building Interior\C1020 - Fire Doors\Fire Doors - FRD | EQ-1003362
33-A1 | 33-A1 Family Law Court | 33-A1-C1020-110-FRD06 | FIRE CURTAIN 2-3 | SMOKE GUARD | DNA | GEN 6 | OM00030285 |  | Floor 3 ELEVATOR 2 LOBBY | NA | NA | NA | NA | DNA | DNA | ELECTRIC | DNA | NA | NA | \Classifications\Building System Class\C10-General Building Interior\C1020 - Fire Doors\Fire Doors - FRD | EQ-1003363
33-A1 | 33-A1 Family Law Court | 33-A1-C1020-110-FRD07 | FIRE CURTAIN 2-4 | SMOKE GUARD | DNA | GEN 6 | OM00030286 |  | Floor 4 ELEVATOR 3 | NA | NA | NA | NA | DNA | DNA | ELECTRIC | DNA | NA | NA | \Classifications\Building System Class\C10-General Building Interior\C1020 - Fire Doors\Fire Doors - FRD | EQ-1003364
33-A1 | 33-A1 Family Law Court | 33-A1-C1020-110-FRD08 | FIRE CURTAIN 2-5 | SMOKE GUARD | DNA | GEN 6 | OM00030287 |  | Floor 4 ELEVATOR 2 LOBBY | NA | NA | NA | NA | DNA | DNA | ELECTRIC | DNA | NA | NA | \Classifications\Building System Class\C10-General Building Interior\C1020 - Fire Doors\Fire Doors - FRD | EQ-1003365
33-A1 | 33-A1 Family Law Court | 33-A1-C1020-110-FRD09 | FIRE CURTAIN 3-2 | SMOKE GUARD | DNA | GEN 6 | OM00030288 |  | ELEVATOR 3 LOBBY, ELEVATOR 1 | NA | NA | NA | NA | DNA | DNA | ELECTRIC | DNA | NA | NA | \Classifications\Building System Class\C10-General Building Interior\C1020 - Fire Doors\Fire Doors - FRD | EQ-1003366
33-A1 | 33-A1 Family Law Court | 33-A1-C1020-110-FRD10 | FIRE CURTAIN 3-3 | SMOKE GUARD | DNA | GEN 6 | OM00030289 |  | Floor 5 ELEVATOR 1 | NA | NA | NA | NA | DNA | DNA | ELECTRIC | DNA | NA | NA | \Classifications\Building System Class\C10-General Building Interior\C1020 - Fire Doors\Fire Doors - FRD | EQ-1003367
33-A1 | 33-A1 Family Law Court | 33-A1-C1020-110-FRD11 | FIRE CURTAIN 3-4 | SMOKE GUARD | DNA | GEN 6 | OM00030290 |  | Floor 5 ELEVATOR 3 | NA | NA | NA | NA | DNA | DNA | ELECTRIC | DNA | NA | NA | \Classifications\Building System Class\C10-General Building Interior\C1020 - Fire Doors\Fire Doors - FRD | EQ-1003368
33-A1 | 33-A1 Family Law Court | 33-A1-C1020-110-FRD12 | FIRE CURTAIN 3-5 | SMOKE GUARD | DNA | GEN 6 | OM00030291 |  | Floor 5 ELEVATOR 2 | NA | NA | NA | NA | DNA | DNA | ELECTRIC | DNA | NA | NA | \Classifications\Building System Class\C10-General Building Interior\C1020 - Fire Doors\Fire Doors - FRD | EQ-1003369
33-A1 | 33-A1 Family Law Court | 33-A1-D2018-100-DKF01 | DRINKING FOUNTAIN 1 | SUNROC | DNA | DNA | OM00017423 |  | 1st Floor, LOBBY | DNA | DNA | DNA | DNA | DNA | DNA | NA | DNA | DNA | DNA | \Classifications\Building System Class\D20-Plumbing\D2010 - Plumb Fix\Drink Fountain (Refr Indvl Wtrcooler) - DKF | EQ-1003370
33-A1 | 33-A1 Family Law Court | 33-A1-D2018-100-DKF02 | DRINKING FOUNTAIN 2 | SUNROC | DNA | DNA | OM00017424 |  | 2nd Floor, LOBBY | DNA | DNA | DNA | DNA | DNA | DNA | NA | DNA | DNA | DNA | \Classifications\Building System Class\D20-Plumbing\D2010 - Plumb Fix\Drink Fountain (Refr Indvl Wtrcooler) - DKF | EQ-1003371
33-A1 | 33-A1 Family Law Court | 33-A1-D2018-100-DKF03 | DRINKING FOUNTAIN 3 | SUNROC | DNA | DNA | OM00017425 |  | 3rd Floor, LOBBY | DNA | DNA | DNA | DNA | DNA | DNA | NA | DNA | DNA | DNA | \Classifications\Building System Class\D20-Plumbing\D2010 - Plumb Fix\Drink Fountain (Refr Indvl Wtrcooler) - DKF | EQ-1003372
33-A1 | 33-A1 Family Law Court | 33-A1-D2018-100-DKF04 | DRINKING FOUNTAIN 4 | SUNROC | DNA | DNA | OM00017426 |  | 4th Floor, LOBBY | DNA | DNA | DNA | DNA | DNA | DNA | NA | DNA | DNA | DNA | \Classifications\Building System Class\D20-Plumbing\D2010 - Plumb Fix\Drink Fountain (Refr Indvl Wtrcooler) - DKF | EQ-1003373
33-A1 | 33-A1 Family Law Court | 33-A1-D2018-100-DKF05 | DRINKING FOUNTAIN 5 | SUNROC | DNA | DNA | OM00017427 |  | 5th Floor, LOBBY | DNA | DNA | DNA | DNA | DNA | DNA | NA | DNA | DNA | DNA | \Classifications\Building System Class\D20-Plumbing\D2010 - Plumb Fix\Drink Fountain (Refr Indvl Wtrcooler) - DKF | EQ-1003374
33-A1 | 33-A1 Family Law Court | 33-A1-D5010-234-ATS01 | AUTOMATIC TRANSFER SWITCH 1 | ASCO | 886123001 | B940310097XC | OM00017431 |  | ROOF | NA | NA | NA | NA | 480Y-277 | DNA | ELECTRIC | 3 | NA | NA | \Classifications\Building System Class\D50-Electrical SYS\D5010 - Elec Service & Dist\Automatic Transfer Switch - ATS | EQ-1003375
33-A1 | 33-A1 Family Law Court | 33-A1-D5010-234-ATS02 | AUTOMATIC TRANSFER SWITCH 2 | ASCO | 886123002 | E940326097XC | OM00017432 |  | ROOF | NA | NA | NA | NA | 480Y/277 | DNA | ELECTRIC | DNA | NA | NA | \Classifications\Building System Class\D50-Electrical SYS\D5010 - Elec Service & Dist\Automatic Transfer Switch - ATS | EQ-1003376
33-A1 | 33-A1 Family Law Court | 33-A1-D5092-250-EML59 | No. 59 Emergency Exit Sign (106) | NA | NA | NA | OM00030295 |  | NA | NA | NA | NA | NA | DNA | DNA | ELECTRIC | DNA | NA | NA | \Classifications\Building System Class\D50-Electrical SYS\D5090 - Elec SYS\Emergency And Exit Lighting - EML | EQ-1003435
33-A1 | 33-A1 Family Law Court | 33-A1-D4031-100-FEX27 | No. 27 Fire Extinguisher | NA | NA | NA | OM00030294 |  | THROUGHOUT BUILDING | NA | NA | NA | NA | NA | NA | NA | NA | NA | NA | \Classifications\Building System Class\D40-Fire Protection SYS\D4030 - FIRE SPEC\Fire Extinguisher - FEX | EQ-1003462
33-A1 | 33-A1 Family Law Court | 33-A1-D2023-100-BFP02 | IRRIGATION BACK FLOW PREVENTER | WILKIN ZURN | A122967 | 375 RP 1.25 | OM00030271 | Premise#: 161147 Meter#: 212EXZ-A112967 | FLOOR 1, SOUTH/EAST CORNER | NA | NA | NA | NA | NA | NA | NA | NA | NA | NA | \Classifications\Building System Class\D20-Plumbing\D2020 - Domestic Water\Backflow Preventer - BFP | EQ-1003466
33-A1 | 33-A1 Family Law Court | 33-A1-D5037-710-FAP01 | FIRE ALARM PANEL FAP01 | GE | DNA | EST3 | OM00017405 | DNA | SECURITY EQUIPMENT ROOM - 1st Floor | NA | NA | NA | DNA | 115 | DNA | Electric | NA | DNA | NA | \Classifications\Building System Class\D50-Electrical SYS\D5030 - Comm & Security\Fire Alarm Panel - FAP | EQ-1003468
33-A1 | 33-A1 Family Law Court | 33-A1-G2023-150-PEG01 | ELECTRIC GATE OPENER | ELITE ACCESS SYSTEMS | 03159846999 | SL-3000 | OM00017406 |  | SECURED PARKING AREA | 4L 220 | DNA | DNA | 1/2 | 115 | 4.7 | Electric | 1 | DNA | DNA | \Classifications\Building System Class\G20-Other Systems\G2020 - Parking Lots\Secured Parking Gate - PEG | EQ-1003469
33-A1 | 33-A1 Family Law Court | 33-A1-G2023-150-PEG02 | ELECTRIC GATE OPENER | ELITE ACCESS SYSTEMS | 3159847109 | SL-3000 | OM00017407 |  | SECURED PARKING AREA | 4L 220 | DNA | NA | 1/2 | 115 | DNA | Electric | 1 | DNA | DNA | \Classifications\Building System Class\G20-Other Systems\G2020 - Parking Lots\Secured Parking Gate - PEG | EQ-1003470
33-A1 | 33-A1 Family Law Court | 33-A1-D3090-114-CMP01 | AIR COMPRESSOR - CMP | QUINCY | 1016852 | QTS-3 | OM00017392 |  | ROOF | DNA | DNA | DNA | DNA | 460 | 2.7 | DNA | 3 | DNA | DNA | \Classifications\Building System Class\D30-HVAC Systems\D3090 - Other HVAC Systems and Equipment\Air Compressor - CMP | EQ-1003471
33-A1 | 33-A1 Family Law Court | 33-A1-D3090-114-CMP02 | AIR COMPRESSOR - CMP | QUINCY | 1016863 | QTS-3 | OM00017393 |  | ROOF | DNA | DNA | DNA | DNA | 460 | 2.7 | DNA | 3 | DNA | DNA | \Classifications\Building System Class\D30-HVAC Systems\D3090 - Other HVAC Systems and Equipment\Air Compressor - CMP | EQ-1003472
33-A1 | 33-A1 Family Law Court | 33-A1-D4022-210-JPM01 | FIRE PUMP | AURORA | 9766121 | 438378 | OM00030276 | DNA | FIRE ROOM SECURED PARKING AREA | NA | NA | NA | 25 | 460 | DNA | Electric | 3 | NA | NA | \Classifications\Building System Class\D40-Fire Protection SYS\D4020 - Stand Pipe\Jockey Pump - JPM | EQ-1003473
33-A1 | 33-A1 Family Law Court | 33-A1-D4022-210-JPM02 | JOCKEY PUMP | Ground Fos | C40000065p19730 | CR2-50u-G-A_AuuE | OM00030278 | DNA | FIRE ROOM SECURED PARKING AREA | DNA | DNA | DNA | 1.5 | 460 | 2.3 | Electric | 3 | DNA | DNA | \Classifications\Building System Class\D40-Fire Protection SYS\D4020 - Stand Pipe\Jockey Pump - JPM | EQ-1003474
33-A1 | 33-A1 Family Law Court | 33-A1-D5011-240-TRN01 | TRANSFORMER | DNA | DNA | DNA | OM00017428 |  | SECURED PARKING AREA | DNA | DNA | DNA | DNA | DNA | DNA | NA | DNA | DNA | DNA | \Classifications\Building System Class\D50-Electrical SYS\D5010 - Elec Service & Dist\Transformer - TRN | EQ-1003475
33-A1 | 33-A1 Family Law Court | 33-A1-D3068-100-BAS01 | CONTROLS, CENTRAL SYSTEM, ELECTRO/PNEUMATIC | SIEMENS | DNA | DNA | OM00030301 |  | ROOF, MAINTANCE OFFICE | NA | NA | NA | NA | 115 | DNA | ELECTRIC | 1 | DNA | NA | \Classifications\Building System Class\D30-HVAC Systems\D3060 - Control & Inst Air\Building Automation System - BAS | EQ-1003476
33-A1 | 33-A1 Family Law Court | 33-A1-D4010-150-FMS01 | SPRINKLER STANDPIPE SYSTEM | DNA | DNA | DNA | OM00030277 | DNA | NEAR JUDGES PARKING LOT | NA | NA | NA | NA | NA | NA | NA | NA | NA | NA | \Classifications\Building System Class\D40-Fire Protection SYS\D4010 - Sprinkler SYS\Fire Systems, stand pipes - FMS | EQ-1003478
33-A1 | 33-A1 Family Law Court | 33-A1-D5092-210-GEN01 | EMERGENCY POWER GENERATOR | Generac | 2036243 | 97A04118A | OM00030269 | DNA G42946 | Roof, Outside | NA | NA | NA | 240 | 277/480 | 187.5 KVA | Diesel | 3 | NA | NA | \Classifications\Building System Class\D50-Electrical SYS\D5090 - Elec SYS\Emergency Generator - GEN | EQ-1005593
33-A1 | 33-A1 Family Law Court | 33-A1-B2010-100-BLD01 | Building Structure | NA | NA | NA | OM00030292 | EPA ID# FA0033081 | NA | NA | NA | NA | NA | NA | NA | NA | NA | NA | NA | \Classifications\Building System Class\B20-General Building Exterior\B2010 - Exterior Walls\Building - BLD | EQ-1007300
33-A1 | 33-A1 Family Law Court | 33-A1-B3010-100-RUF01 | Roofing Systems | NA | NA | NA | OM00030293 |  | ROOF | NA | NA | NA | NA | NA | NA | NA | NA | NA | NA | \Classifications\Building System Class\B30-Roofing\B3010 - Roof Types\Roof - RUF | EQ-1007477
33-A1 | 33-A1 Family Law Court | 33-A1-D2023-100-BFP03 | Backflow Prevention Device - Fire Svc - BFP03 | Febco | N0905120539 | 826YD 6 inch RPDA | OM00030273 | Premise#: 161147 Meter#: 212EXZ | FLOOR 1, SE CORNER OF BUILDING | NA | NA | NA | NA | NA | NA | NA | NA | NA | NA | \Classifications\Building System Class\D20-Plumbing\D2020 - Domestic Water\Backflow Preventer - BFP | 1010943
33-A1 | 33-A1 Family Law Court | 33-A1-D2023-100-BFP04 | Backflow Prevention Device - BFP04 | WILKIN ZURN | G00194 | 375 AR | OM00030272 | Premise#: 161147 Meter#: 212EXZ- 4DN0801-600194 | Floor 1 S/E Corner of Lot | NA | NA | NA | NA | NA | NA | NA | NA | NA | NA | \Classifications\Building System Class\D20-Plumbing\D2020 - Domestic Water\Backflow Preventer - BFP | 1010944
33-A1 | 33-A1 Family Law Court | 33-A1-D2023-100-BFP05 | Backflow Prevention Device - Fire Service Bypass on RPDA - BFP05 | Febco | J08926 | 825Y .75 Inch RP | OM00030274 | Premise#: 161147 Meter#: 212EXZ-020057- J026811 | SE CORNER OF BUILDING | NA | NA | NA | NA | NA | NA | NA | NA | NA | NA | \Classifications\Building System Class\D20-Plumbing\D2020 - Domestic Water\Backflow Preventer - BFP | 1010945
33-A1 | 33-A1 Family Law Court | 33-A1-D2017-100-SHW01 | EYE WASH STATION | FEND ALL | DNA | FURE FLOW 1000 | OM00030268 | DNA | ROOF NEAR GENERATOR | NA | NA | NA | NA | NA | NA | NA | NA | NA | NA | \Classifications\Building System Class\D20-Plumbing\D2010 - Plumb Fix\Showers - SHW | 1012176
33-A1 | 33-A1 Family Law Court | 33-A1-D2023-310-WBS01 | DOMESTIC WATER BOOSTER PUMP | WEIL QUATRONICS INC | 32056 | DNA | OM00001934 | DNA | NEAR JUDGES PARKING LOT | NA | NA | NA | DNA | DNA | DNA | Electric | DNA | NA | NA | \Classifications\Building System Class\D20-Plumbing\D2020 - Domestic Water\Domestic Water Booster System - WBS | 1012177
33-A1 | 33-A1 Family Law Court | 33-A1-D2030-150-MWL01 | MAIN BRANCH WASTE | DNA | DNA | DNA | OM00030300 | DNA | DNA | NA | NA | NA | NA | NA | NA | NA | NA | NA | NA | \Classifications\Building System Class\D20-Plumbing\D2030 - Sani Waste\Main/Branch Waste System - MWL | 1012178
33-A1 | 33-A1 Family Law Court | 33-A1-D3020-100-HET01 | BOILER HOT WATER EXPANSION TANK | DNA | DNA | DNA | OM00017374 | DNA | ROOF | NA | NA | NA | NA | NA | NA | NA | NA | NA | NA | \Classifications\Building System Class\D30-HVAC Systems\D3020 - Heat SYS\Heater Water Expansion Tank - HET | 1012179
33-A1 | 33-A1 Family Law Court | 33-A1-D3041-160-FDP01 | FIRE DAMPERS | DNA | DNA | DNA | OM00030299 | DNA | NA | NA | NA | NA | NA | DNA | DNA | Electric | DNA | NA | NA | \Classifications\Building System Class\D30-HVAC Systems\D3040 - Distribution SYS\Fire Dampers - FDP | 1012180
33-A1 | 33-A1 Family Law Court | 33-A1-D3041-110-AHU01 | AIR HANDLER #1 | PACE | 97-7943601 | PF-49 AF SWSI | OM00017375 | DNA | CENTRAL ROOF | NA | (25) 24X24X2, (2) 12X24X2, (25)24X24X12 BAG FILTER (5) 12X24X12 | NA | 15 | 460 | 73.4/19.0 | Electric | 3 | NA | NA | \Classifications\Building System Class\D30-HVAC Systems\D3040 - Distribution SYS\Air Handling Unit - AHU | 1012181
33-A1 | 33-A1 Family Law Court | 33-A1-D3090-220-CMD01 | COMPRESSOR AIR DRIER | HANKISON | H510A1151006064 | HPR5-10 | OM00030267 | DNA | ROOF | NA | NA | R-134a | DNA | 115 | 3.2 | Electric | 1 | NA | NA | \Classifications\Building System Class\D30-HVAC Systems\D3090 - Other HVAC Systems and Equipment\Compressed Air Dryer - CMD | 1012182
33-A1 | 33-A1 Family Law Court | 33-A1-D4010-150-FMS02 | PRE ACTION SYSTEM FOR MAIN SERVER ROOM | POTTER | DNA | PFC-4410 | OM00030279 | DNA | NEXT TO MAIN SERVER ROOM | NA | NA | NA | NA | 115 | DNA | Electric | 1 | NA | NA | \Classifications\Building System Class\D40-Fire Protection SYS\D4010 - Sprinkler SYS\Fire Systems, stand pipes - FMS | 1012183
33-A1 | 33-A1 Family Law Court | 33-A1-D5010-200-ESD01 | MAIN SWITCHBOARD | SIEMENS | DNA | SB3 | OM00030275 | NA | NEAR JUDGES PARKING LOT | NA | NA | NA | NA | 480/277 | 1600 | Electric | 3 | NA | NA | \Classifications\Building System Class\D50-Electrical SYS\D5010 - Elec Service & Dist\Electical Service and Distribution - ESD | 1012184
33-A1 | 33-A1 Family Law Court | 33-A1-G2050-200-LSC01 | LANDSCAPING | DNA | DNA | NA | OM00030298 | DNA | OUTSIDE | NA | NA | NA | NA | NA | NA | NA | NA | NA | NA | \Classifications\Building System Class\G20-Other Systems\G2050 - Landscaping\Landscaping - LSC | 1012185
33-A1 | 33-A1 Family Law Court | 33-A1-D5092-250-ELT28 | EXTERIOR LIGHTS | DNA | DNA | DNA | OM00030296 | DNA | OUTSIDE | NA | NA | NA | NA | DNA | DNA | Electric | DNA | NA | NA | \Classifications\Building System Class\D50-Electrical SYS\D5090 - Elec SYS\Exterior Lighting - ELT | 1012186
33-A1 | 33-A1 Family Law Court | 33-A1-G2049-300-HSC01 | HARDSCAPE | DNA | DNA | NA | OM00030297 | DNA | OUTSIDE | NA | NA | NA | NA | NA | NA | NA | NA | NA | NA | \Classifications\Building System Class\G20-Other Systems\G2040 - Site Development\Hardscape - HSC | 1012187
33-A1 | 33-A1 Family Law Court | 33-A1-D3021-130-BLR02 | Boiler #1 | Lochinvar | A13H10242719 | OKN701 | OM00025743 |  | On roof next to chiller - BLR01 | DNA | DNA | NA | NA | DNA | DNA | Natural gas | 3 | 700,000 | 660,000 | \Classifications\Building System Class\D30-HVAC Systems\D3020 - Heat SYS\Boiler,Hot Water,Oil/Gas/Comb. - BLR | 1018503
33-A1 | 33-A1 Family Law Court | 33-A1-D3021-130-BLR03 | Boiler #2 | Lochinvar | I12H10217220 | OKN701 | OM00025744 |  | On roof next to chiller - BLR02 | DNA | NA | NA | NA | DNA | DNA | Natural gas | 3 | 700,000 | 660,000 | \Classifications\Building System Class\D30-HVAC Systems\D3020 - Heat SYS\Boiler,Hot Water,Oil/Gas/Comb. - BLR | 1018504
33-A1 | 33-A1 Family Law Court | 33-A1-D3031-130-CLR03 | Chiller CLR03 | York | 2DBX227301 | CTS36SAAD460/200 | OM00025830 |  | Roof | NA | NA | R-134a | NA | 460 | 328 | Electric | 3 | NA | NA | \Classifications\Building System Class\D30-HVAC Systems\D3030 - Cooling SYS\Chiller, Water Cooled - CLR | 1019345
33-A1 | 33-A1 Family Law Court | 33-A1-D2022-260-HWG03 | Domestic hot water heater | AO Smith | 1622M000760 | BL-80-100 | OM00025839 |  | Roof, South side past elevator mechanical room |  | NA | NA | [5 empty] | 1030 |  | \Classifications\Building System Class\D20-Plumbing\D2020 - Domestic Water\Domestic Water Heater, Gas - HWG | 1021696
33-A3 | 33-A3 Hall of Justice | 33-A3-D3041-110-AHU01 | AHU #1 | ABB | 4090T28266 | 39ED2928266 | OM00001693 | DNA | Penthouse | (SUPPLY) 2 - A71, (RETURN) (2)A57 | (10) 16X24X2, (2) 18X24X2 | NA | 20 / 7.5 | 460 | 25 / 10.5 | Electric | 3 | NA | NA | \Classifications\Building System Class\D30-HVAC Systems\D3040 - Distribution SYS\Air Handling Unit - AHU | EQ-1002367
33-A3 | 33-A3 Hall of Justice | 33-A3-D3041-110-AHU03 | AHU #2 | Carrier | 4890T28270 | 39EF39 | OM00001695 | NA | Penthouse | (SUPPLY) 3-B78, (RETURN) (2) A75 | (8) 24X24X2, (20) 20X24X2, (4) 12X24X2, (1) 12X20X2 | CHILLED WATER | 30 / 10 | 460/460 | 74/25 | Electric | 3 | NA | NA | \Classifications\Building System Class\D30-HVAC Systems\D3040 - Distribution SYS\Air Handling Unit - AHU | EQ-1002369
33-A3 | 33-A3 Hall of Justice | 33-A3-D3041-110-AHU05 | AHU #3 | Redi Controls | 4898T28336 | 39ED4828336 | OM00001697 | na | Penthouse | 3 - B86 / 2B86 | (12) 16X24X2, (3) 18X24X2, (9) 20X24X2 | NA | 30 / 10 | 460 / 460 | DNA | Electric | 3 | NA | NA | \Classifications\Building System Class\D30-HVAC Systems\D3040 - Distribution SYS\Air Handling Unit - AHU | EQ-1002371
33-A3 | 33-A3 Hall of Justice | 33-A3-D3041-110-AHU07 | AHU #4 | CARRIER | 4890T28354 | 39ED4828354 | OM00001699 | DNA | Penthouse | 3 - B86 / (2) B84 | (12) 16X24X2, (3) 18X24X2, (9) 20X24X2 | NA | 30 / 20 | 460 / 460 | NA | ELECTRIC | 3 | NA | NA | \Classifications\Building System Class\D30-HVAC Systems\D3040 - Distribution SYS\Air Handling Unit - AHU | EQ-1002373
33-A3 | 33-A3 Hall of Justice | 33-A3-D3041-110-AHU09 | AHU #5 | CARRIER | 4890T28352 | 28C41124MA1126-K | OM00001701 | na | Penthouse | 3 - B86 / (2) B86 | (12) 16X24X2, (3) 18X24X2, (9) 20X24X2 | CHILLED WATER | NA | 460/460 | 74/13.3 | Electric | 3 | NA | NA | \Classifications\Building System Class\D30-HVAC Systems\D3040 - Distribution SYS\Air Handling Unit - AHU | EQ-1002375
33-A3 | 33-A3 Hall of Justice | 33-A3-D3041-110-AHU11 | Air Handler Unit #6 | CARRIER | 5090T12888 | 39LD1102GA5131R | OM00001703 | DNA | Penthouse | 1- A38 | (3) 16 x 16 x 2, (6) - 16 x 20 x 2 | CHILLED WATER | 5 | 460 | 7.2 | Electric | 3 | NA | NA | \Classifications\Building System Class\D30-HVAC Systems\D3040 - Distribution SYS\Air Handling Unit - AHU | EQ-1002377
33-A3 | 33-A3 Hall of Justice | 33-A3-D3041-110-AHU12 | AHU #7 Supply Air Modular Unit | Ceramic Cooling Tower | S4890T28338 | 39EF4828338 | OM00001704 | DNA | Penthouse | (3) B86 / (2) B86 | (12) 16X24X2, (3) 18X24X2, (9) 20X24X2 | NA | 30 / 10 | 460 / 460 | 83 / 13.3 | Electric | 3 | NA | NA | \Classifications\Building System Class\D30-HVAC Systems\D3040 - Distribution SYS\Air Handling Unit - AHU | EQ-1002378
33-A3 | 33-A3 Hall of Justice | 33-A3-D3040-120-FCU01 | Fan Coil Unit #1 | MAGIC AIR | 910418285 | 36-BHW-6LM | OM00001706 | NA | Penthouse | 1 - A37 | 1 - 16 x 16 x 1 1 - 16 x 20 x 1 | na | na | 120 | na | na | 1 | na | na | \Classifications\Building System Class\D30-HVAC Systems\D3040 - Distribution SYS\Fan Coil Unit - FCU | EQ-1002380
33-A3 | 33-A3 Hall of Justice | 33-A3-D3040-120-FCU02 | Fan Coil Unit #2 | MAGIC AIR | 910418284 | 36-BHW-6LM | OM00001707 | DNA | PENTHOUSE | 1 - A36 | (1) 16 x 16 x 1, (1) 16 x 20 x 1 | NA | 1/3 | 208/230 | 1.8/1.6 | Electric | 1 | NA | NA | \Classifications\Building System Class\D30-HVAC Systems\D3040 - Distribution SYS\Fan Coil Unit - FCU | EQ-1002381
33-A3 | 33-A3 Hall of Justice | 33-A3-D3040-120-FCU03 | Fan Coil Unit #3 | Russell | 910216328 | 60-BHW-6LM | OM00001708 | na | PENTHOUSE W UPPER LEVEL | 1 - A46 | (1) 20 x 20 x 2, (1) 20 x 25 x 2 | CHILLED WATER | 1/2 | 115 | 7.2 | Electric | 1 | NA | NA | \Classifications\Building System Class\D30-HVAC Systems\D3040 - Distribution SYS\Fan Coil Unit - FCU | EQ-1002382
33-A3 | 33-A3 Hall of Justice | 33-A3-D3041-230-RFN02 | Return Fan - Variable Speed Drive #1 | Mitsubishi | na | V00802 | na | na | na | na | na | na | na | 460 | na | na | 3 | na | na | \Classifications\Building System Class\D30-HVAC Systems\D3040 - Distribution SYS\Supply/Exhaust/Return fans- FAN | EQ-1002384
33-A3 | 33-A3 Hall of Justice | 33-A3-D3031-130-CLR02 | Chiller #2, Water Cooled Centrifugal | CARRIER | 0491J44046 | 19DK61314CM | OM00001721 | DNA | Chiller Room | NA | NA | R-11 | NA | 460 | NA | NA | 3 | NA | NA | \Classifications\Building System Class\D30-HVAC Systems\D3030 - Cooling SYS\Chiller, Water Cooled - CLR | EQ-1002395
33-A3 | 33-A3 Hall of Justice | 33-A3-D3031-130-CLR03 | Chiller #3, Pony Chiller, Air Cooled Reciprocating | YORK | RLFM1203AA | YCAZ33BA3-46PA | OM00001722 | na | East Exterior of Building | NA | NA | R-22 | DNA | 460 | 20 | Electric | 3 | NA | NA | \Classifications\Building System Class\D30-HVAC Systems\D3030 - Cooling SYS\Chiller, Water Cooled - CLR | EQ-1002396
33-A3 | 33-A3 Hall of Justice | 33-A3-D3030-110-CTW01 | Cooling Tower #1 | CERAMIC COOLING TOWER CO | CT-1580 | CT-1212 | OM00001731 | DNA | EAST SIDE OF BUILDING | NA | NA | NA | DNA | 460 | DNA | ELECTRIC | 3 | NA | NA | \Classifications\Building System Class\D30-HVAC Systems\D3030 - Cooling SYS\Cooling Tower - CTW | EQ-1002401
33-A3 | 33-A3 Hall of Justice | 33-A3-D3030-110-CTW02 | Cooling Tower #2 | CERAMIC COOLING TOWER CO | CH580 | CT-1212 | OM00001732 | DNA | Cooling Tower Skid | NA | NA | NA | NA | 460 | NA | NA | 3 | NA | NA | \Classifications\Building System Class\D30-HVAC Systems\D3030 - Cooling SYS\Cooling Tower - CTW | EQ-1002402
33-A3 | 33-A3 Hall of Justice | 33-A3-D3031-100-PCH03 | Cooling Tower Pump #1 | PEERLESS | 15TG12LD | 8X8X12 | OM00030225 | DNA | E SIDE OF BUILDING | NA | NA | NA | 20 | 460 | 24.3 | Electric | 3 | NA | NA | \Classifications\Building System Class\D30-HVAC Systems\D3030 - Cooling SYS\Chilled Water Pump - PCH | EQ-1002403
33-A3 | 33-A3 Hall of Justice | 33-A3-D3031-100-PCH04 | Cooling Tower Pump #2 | PEERLESS | 151912ID | 8X8X12 | OM00030226 | DNA | E SIDE OF BUILDING | NA | NA | NA | 20 | 460 | 25.6 | ELECTRIC | 3 | NA | NA | \Classifications\Building System Class\D30-HVAC Systems\D3030 - Cooling SYS\Chilled Water Pump - PCH | EQ-1002404
33-A3 | 33-A3 Hall of Justice | 33-A3-D3050-250-ACU05 | SPLIT SYSTEM ACU05 | CARRIER | 2206X92510 | 38HDR048-51 | OM00001916 |  | E Side of Bldg | NA | NA | R-22 | 114 (review) | 460 | 21 | na | 3 | na | na | \Classifications\Building System Class\D30-HVAC Systems\D3050 - Package SYS\Air Conditioning,Split System - ACU | EQ-1002407
33-A3 | 33-A3 Hall of Justice | 33-A3-D3050-250-ACU01 | Ductless Fan Coil (Telephone Room) | Liebert | 0824c12265 | CSF205-A | OM00001913 |  | E SECURE HALLWAY | B36 (1) | (1) 28.5 X 29.5 X 4 | R-22 | NA | 460 | 4.2 | NA | 3 | NA | NA | \Classifications\Building System Class\D30-HVAC Systems\D3050 - Package SYS\Air Conditioning,Split System - ACU | EQ-1002408
33-A3 | 33-A3 Hall of Justice | 33-A3-D3050-250-ACU04 | SPLIT SYSTEM | Mitsubishi Electric | DNA | PU-18G6.US | OM00001736 |  | Cond. Unit Enclosure | NA | NA | R-22 | DNA | 208/230 | 16 | na | 3 | na | na | \Classifications\Building System Class\D30-HVAC Systems\D3050 - Package SYS\Air Conditioning,Split System - ACU | EQ-1002409
33-A3 | 33-A3 Hall of Justice | 33-A3-D3050-250-ACU02 | Ductless Fan Coil (Electrical Room) | Liebert | 0824c12258 | CSF205-A | OM00001914 |  | E SECURE HALLWAY | B36 (1) | (1) 28.5 X 29.5 X 4 | R-22 | NA | 460 | 4.2 | NA | 3 | NA | NA | \Classifications\Building System Class\D30-HVAC Systems\D3050 - Package SYS\Air Conditioning,Split System - ACU | EQ-1002410
33-A3 | 33-A3 Hall of Justice | 33-A3-D3044-125-PHW05 | Hot Water Circulating Pump (P-5) | PEERLESS | 9047438 P-6 | 840 | OM00001741 | na | BOILER ROOM | NA | NA | NA | DNA | 460 | 11.4 | Electric | 3 | NA | NA | \Classifications\Building System Class\D30-HVAC Systems\D3040 - Distribution SYS\Hot Water Pump - PHW | EQ-1002412
33-A3 | 33-A3 Hall of Justice | 33-A3-D3044-125-PHW06 | Hot Water Circulating Pump (P-6) | Cerberus Protronics | DNA | DNA | OM00001742 | DNA | BOILER ROOM | NA | NA | NA | NA | 460 | NA | Electric | 3 | NA | NA | \Classifications\Building System Class\D30-HVAC Systems\D3040 - Distribution SYS\Hot Water Pump - PHW | EQ-1002413
33-A3 | 33-A3 Hall of Justice | 33-A3-D2022-260-HWG01 | Domestic Water Heater | HYDROJET | ZK3858058 | 100T8883N | OM00001744 | DNA | Boiler Room | NA | NA | NA | NA | NA | NA | GAS | NA | 85000 | NA | \Classifications\Building System Class\D20-Plumbing\D2020 - Domestic Water\Domestic Water Heater, Gas - HWG | EQ-1002414
33-A3 | 33-A3 Hall of Justice | 33-A3-D2023-310-HWP07 | Domestic Water Booster Pumps | AURORA | 9702614 | 341A-BF | OM00001933 | na | S BASEMENT NEAR ELEVATOR #5 | NA | NA | NA | 5 | 460 | 10 | Electric | 3 | NA | NA | \Classifications\Building System Class\D20-Plumbing\D2020 - Domestic Water\Domestic Hot Water Circulating Pump - HWP | EQ-1002415
33-A3 | 33-A3 Hall of Justice | 33-A3-D5010-200-ESD01 | MAIN ELECTRICAL SWITCHGEAR | SQUARE D | DNA | C-379322 | OM00000444 |  | E SECURED HALL | NA | NA | NA | DNA | 480/272 | 1000 | Electric | 3 | NA | NA | \Classifications\Building System Class\D50-Electrical SYS\D5010 - Elec Service & Dist\Electical Service and Distribution - ESD | EQ-1002417
33-A3 | 33-A3 Hall of Justice | 33-A3-D5092-210-GEN01 | Emergency Generator | MAGNA MAX | WK3729412 | 573RSL2052 | OM00001751 | naDNA | E LOADING DOCK | NA | NA | NA | 1095 | 4850 | 1052 | Diesel | 3 | NA | NA | \Classifications\Building System Class\D50-Electrical SYS\D5090 - Elec SYS\Emergency Generator - GEN | EQ-1002418
33-A3 | 33-A3 Hall of Justice | 33-A3-G3063-100-DAT01 | Day Tank #1 | SIMPLEX | 43870 | SST 25B | OM00001753 | DNA | E SIDE OF BUILDING | NA | NA | NA | DNA | DNA | DNA | Diesel | DNA | NA | NA | \Classifications\Building System Class\G30-Site Mechanical Utilities\G3060 - Fuel Distribution\Tank, Fuel Storage Day - DAT | EQ-1002419
33-A3 | 33-A3 Hall of Justice | 33-A3-G3063-100-DAT02 | Day Tank #2 | PYRO | 09843106 | PY75UL | OM00030221 | NA | E SIDE OF BUILDING | NA | NA | NA | DNA | DNA | DNA | Diesel | DNA | NA | NA | \Classifications\Building System Class\G30-Site Mechanical Utilities\G3060 - Fuel Distribution\Tank, Fuel Storage Day - DAT | EQ-1002420
33-A3 | 33-A3 Hall of Justice | 33-A3-G3063-100-AST01 | Above Ground Diesel Storage Tank | CONTANIMENT SOLUTIONS | DNA | LP2500 | OM00001758 | DNA | E LOADING DOCK | NA | NA | NA | NA | NA | NA | Diesel | NA | NA | NA | \Classifications\Building System Class\G30-Site Mechanical Utilities\G3060 - Fuel Distribution\Tank, Fuel Storage, Above Ground - AST | EQ-1002424
33-A3 | 33-A3 Hall of Justice | 33-A3-D1010-100-ELE01 | Elevator #1 | DOVER | VE-1-261-VE | 5CD1742C700A700 | OM00001759 | State ID# 101741 | Elevator Machinery Room, Penthouse | NA | NA | NA | 27 | 460 | 45.4 | Electric | 3 | NA | NA | \Classifications\Building System Class\D10-Conveyance Systems\D1010 - Elevator\Elevator,Electric,Pass/Freight - ELE | EQ-1002425
33-A3 | 33-A3 Hall of Justice | 33-A3-D1010-100-ELE02 | Elevator #2 | DOVER | re-1-441 re | 5cd1742c700a700 | OM00001760 | State ID# 101742 | Elevator Machinery Room, Penthouse | NA | NA | NA | 27 | 460 | 45.4 | Electric | 3 | NA | NA | \Classifications\Building System Class\D10-Conveyance Systems\D1010 - Elevator\Elevator,Electric,Pass/Freight - ELE | EQ-1002426
33-A3 | 33-A3 Hall of Justice | 33-A3-D1010-100-ELE03 | Elevator #3 | DOVER | VE-1-302-VE | 5CD1742C700A700 | OM00001761 | State ID# 101732 | Elevator Machinery Room, Penthouse | NA | NA | NA | 27 | 460 | 45.4 | Electric | 3 | NA | NA | \Classifications\Building System Class\D10-Conveyance Systems\D1010 - Elevator\Elevator,Electric,Pass/Freight - ELE | EQ-1002427
33-A3 | 33-A3 Hall of Justice | 33-A3-D1010-100-ELE04 | Elevator #4 | DOVER | PF-8-2633-RF | 50D1742C700A700 | OM00001762 | State ID# 101744 | Elevator Machinery Room, Penthouse | NA | NA | NA | 27 | 460 | 45.4 | Electric | 3 | NA | NA | \Classifications\Building System Class\D10-Conveyance Systems\D1010 - Elevator\Elevator,Electric,Pass/Freight - ELE | EQ-1002428
33-A3 | 33-A3 Hall of Justice | 33-A3-D1010-100-ELE05 | Elevator #5 | DOVER | VE-1-479-VE | DCD1742C700A700 | OM00001763 | State ID# 101768 | Elevator Machinery Room, Penthouse | NA | NA | NA | 27 | 460 | 45.4 | Electric | 3 | NA | NA | \Classifications\Building System Class\D10-Conveyance Systems\D1010 - Elevator\Elevator,Electric,Pass/Freight - ELE | EQ-1002429
33-A3 | 33-A3 Hall of Justice | 33-A3-D1010-100-ELE06 | Elevator #6 | DOVER | DNA | DNA | OM00001764 | State ID# 101779 | Elevator Machinery Room, Penthouse | NA | NA | NA | 27 | 460 | 45.4 | ELECTRIC | 3 | NA | NA | \Classifications\Building System Class\D10-Conveyance Systems\D1010 - Elevator\Elevator,Electric,Pass/Freight - ELE | EQ-1002430
33-A3 | 33-A3 Hall of Justice | 33-A3-D1010-100-ELE07 | Elevator #7 | DOVER | 519864 | CB6407 | OM00001765 | State ID# 101769 | Elevator Machinery Room, Penthouse | NA | NA | NA | 27 | 460 | 93 | Electric | 3 | NA | NA | \Classifications\Building System Class\D10-Conveyance Systems\D1010 - Elevator\Elevator,Electric,Pass/Freight - ELE | EQ-1002431
33-A3 | 33-A3 Hall of Justice | 33-A3-D1010-100-ELE08 | Elevator #8 INMATE ELEVATOR | DNA | 519484 | 288EDH027A650 | OM00001766 | State ID# 101780 | Elevator Machinery Room, Penthouse | NA | NA | NA | 27 | 240 | 93 | Electric | 3 | NA | NA | \Classifications\Building System Class\D10-Conveyance Systems\D1010 - Elevator\Elevator,Electric,Pass/Freight - ELE | EQ-1002432
33-A3 | 33-A3 Hall of Justice | 33-A3-D4094-450-SFM01 | Halon Fire Protection System | BERBERUS PYROTRONICS | DNA | SYSTEM 3 | OM00001768 | NA | E SECURE HALLWAY | NA | NA | NA | NA | 115 | DNA | Electric | 1 | NA | NA | \Classifications\Building System Class\D40-Fire Protection SYS\D4090 - Other Fire Protection Systems\Fire Suppression, Gaseous - SFM | EQ-1002433
33-A3 | 33-A3 Hall of Justice | 33-A3-D4022-210-JPM08 | Jockey Pump | CRANE | C1301980-0607 | 111569 | OM00001770 | DNA | S BASEMENT OFF ELV #5 | NA | NA | NA | 1 1/2 | 460 | 2.5 | Electric | 3 | NA | NA | \Classifications\Building System Class\D40-Fire Protection SYS\D4020 - Stand Pipe\Jockey Pump - JPM | EQ-1002434
33-A3 | 33-A3 Hall of Justice | 33-A3-D3041-210-SFN14 | Run to Failure Supply Fan-SFN14 Stairwell Pressurization Fan #1 | na | na | na | na | na | na | na | na | na | 2 | 460 | na | na | 3 | na | na | \Classifications\Building System Class\D30-HVAC Systems\D3040 - Distribution SYS\Supply/Exhaust/Return fans- FAN | EQ-1002435
33-A3 | 33-A3 Hall of Justice | 33-A3-D3041-210-SFN15 | Run To Failure Supply Fan-SFN15 Stairwell Pressurization Fan #2 | na | 90K01797 | TAB-24-15 | na | na | na | na | na | na | 2 | 460 | na | na | 3 | na | na | \Classifications\Building System Class\D30-HVAC Systems\D3040 - Distribution SYS\Supply/Exhaust/Return fans- FAN | EQ-1002436
33-A3 | 33-A3 Hall of Justice | 33-A3-D3041-210-SFN16 | Supply Fan-SFN16 Stairwell Pressurization Fan #3 | Elite | na | na | na | na | na | na | na | na | na | 460 | na | na | 3 | na | na | \Classifications\Building System Class\D30-HVAC Systems\D3040 - Distribution SYS\Supply/Exhaust/Return fans- FAN | EQ-1002437
33-A3 | 33-A3 Hall of Justice | 33-A3-D3041-210-SFN17 | Supply Fan-SFN17 Stairwell Pressurization Fan #4 | GREENHECK | 90K01798 | TAB-24-20 | OM00001774 | NA | PENTHOUSE | NA | NA | NA | 2 | 460 | 3.1 | Electric | 3 | NA | NA | \Classifications\Building System Class\D30-HVAC Systems\D3040 - Distribution SYS\Supply/Exhaust/Return fans- FAN | EQ-1002438
33-A3 | 33-A3 Hall of Justice | 33-A3-D3041-210-SFN18 | Supply Fan-SFN18 Stairwell Pressurization Fan #5 | na | 90K01799 | TAB-24-20 | na | na | na | na | na | na | na | 460 | na | na | 3 | na | na | \Classifications\Building System Class\D30-HVAC Systems\D3040 - Distribution SYS\Supply/Exhaust/Return fans- FAN | EQ-1002439
33-A3 | 33-A3 Hall of Justice | 33-A3-D3042-220-EFN19 | Exhaust Fan #1 | GREENHECK | 90K01786 | SK13-25-50 | OM00001776 | na | Chiller Room Penthouse | (2)- AX80 | NA | NA | 5 | 460 | na | na | 3 | na | na | \Classifications\Building System Class\D30-HVAC Systems\D3040 - Distribution SYS\Supply/Exhaust/Return fans- FAN | EQ-1002440
33-A3 | 33-A3 Hall of Justice | 33-A3-D3042-220-EFN20 | Exhaust Fan #2 | GREENHECK | 90K01789 | 5FB-15-20 | OM00001777 | na | Penthouse | 1 - A40 | na | na | 2 | 460 | 2.1 | na | 3 | na | na | \Classifications\Building System Class\D30-HVAC Systems\D3040 - Distribution SYS\Supply/Exhaust/Return fans- FAN | EQ-1002441
33-A3 | 33-A3 Hall of Justice | 33-A3-D3042-220-EFN21 | Exhaust Fan #3 | GREENHECK | 90K01790 | 5FB-15-15 | OM00001778 | na | Penthouse | 1 - A39 | na | na | 2 | 460 | 3.1 | na | 3 | na | na | \Classifications\Building System Class\D30-HVAC Systems\D3040 - Distribution SYS\Supply/Exhaust/Return fans- FAN | EQ-1002442
33-A3 | 33-A3 Hall of Justice | 33-A3-D3042-220-EFN22 | Exhaust Fan #4 | GREENHECK | 90K01791 | 5FB-15-20 | OM00001779 | na | Penthouse | 1 - A39 | na | na | 2 | 460 | 3.1 | na | 3 | na | na | \Classifications\Building System Class\D30-HVAC Systems\D3040 - Distribution SYS\Supply/Exhaust/Return fans- FAN | EQ-1002443
33-A3 | 33-A3 Hall of Justice | 33-A3-D3042-220-EFN23 | Exhaust Fan #5 | DNA | 90K01792 | 5FB-15-20 | OM00001780 | na | Penthouse | 1 - A39 | na | na | 2 | 460 | 3.1 | na | 3 | na | na | \Classifications\Building System Class\D30-HVAC Systems\D3040 - Distribution SYS\Supply/Exhaust/Return fans- FAN | EQ-1002444
33-A3 | 33-A3 Hall of Justice | 33-A3-D2018-100-DKF01 | Drinking Fountain #1 | na | na | na | na | na | na | na | na | R-22 | na | 120 | na | na | 1 | na | na | \Classifications\Building System Class\D20-Plumbing\D2010 - Plumb Fix\Drink Fountain (Refr Indvl Wtrcooler) - DKF | EQ-1002446
33-A3 | 33-A3 Hall of Justice | 33-A3-D2018-100-DKF02 | Drinking Fountain #2 | na | na | na | na | na | na | na | na | R-22 | na | 120 | na | na | 1 | na | na | \Classifications\Building System Class\D20-Plumbing\D2010 - Plumb Fix\Drink Fountain (Refr Indvl Wtrcooler) - DKF | EQ-1002447
33-A3 | 33-A3 Hall of Justice | 33-A3-D2018-100-DKF03 | Drinking Fountain #3 | na | na | na | na | na | na | na | na | R-22 | na | 120 | na | na | 1 | na | na | \Classifications\Building System Class\D20-Plumbing\D2010 - Plumb Fix\Drink Fountain (Refr Indvl Wtrcooler) - DKF | EQ-1002448
33-A3 | 33-A3 Hall of Justice | 33-A3-D2018-100-DKF04 | Drinking Fountain #4 | na | na | na | na | na | na | na | na | R-22 | na | 120 | na | na | 1 | na | na | \Classifications\Building System Class\D20-Plumbing\D2010 - Plumb Fix\Drink Fountain (Refr Indvl Wtrcooler) - DKF | EQ-1002449
33-A3 | 33-A3 Hall of Justice | 33-A3-D2018-100-DKF05 | Drinking Fountain #5 | na | na | na | na | na | na | na | na | R-22 | na | 120 | na | na | 1 | na | na | \Classifications\Building System Class\D20-Plumbing\D2010 - Plumb Fix\Drink Fountain (Refr Indvl Wtrcooler) - DKF | EQ-1002450
33-A3 | 33-A3 Hall of Justice | 33-A3-D2018-100-DKF06 | Drinking Fountain #6 | na | na | na | na | na | na | na | na | R-22 | na | 120 | na | na | 1 | na | na | \Classifications\Building System Class\D20-Plumbing\D2010 - Plumb Fix\Drink Fountain (Refr Indvl Wtrcooler) - DKF | EQ-1002451
33-A3 | 33-A3 Hall of Justice | 33-A3-E1092-100-TCP01 | Trash Compactor | DNA | 81491 SNRC | Olimpic 5 | OM00001789 | DNA | OUTSIDE E LOADING DOCK | NA | NA | NA | DNA | 208 | 3 | ELECTRIC | 1 | NA | NA | \Classifications\Building System Class\E10-Equipment\E1090 - Other Equipment\Trash Compactor - TCP | EQ-1002452
33-A3 | 33-A3 Hall of Justice | 33-A3-D3040-120-FCU04 | Fan Coil Unit #4 | Magic Aire | 910317786 | 24-BHW-6 LM | OM00001808 | NA | PENTHOUSE W SIDE UPPER LEVEL | 1 - A37 | 1 - 16 x 25 x 1 | NA | 1/3 | 208/230 | 1.8/1.6 | Electric | 1 | NA | NA | \Classifications\Building System Class\D30-HVAC Systems\D3040 - Distribution SYS\Fan Coil Unit - FCU | EQ-1002458
33-A3 | 33-A3 Hall of Justice | 33-A3-D3068-100-BAS01 | Building Automation System | Schneider Electric | DNA | DNA | OM00030211 | DNA | 146 E SIDE OF BUILDING | NA | NA | NA | NA | NA | NA | ELECTRIC | NA | NA | NA | \Classifications\Building System Class\D30-HVAC Systems\D3060 - Control & Inst Air\Building Automation System - BAS | EQ-1002459
33-A3 | 33-A3 Hall of Justice | 33-A3-D5037-710-FAP01 | Fire Alarm Panel | honeywell | DNA | 14505157-001 | OM00001767 | na | Secued Hallway | NA | NA | NA | NA | 115 | NA | NA | 1 | NA | 4,742 | \Classifications\Building System Class\D50-Electrical SYS\D5030 - Comm & Security\Fire Alarm Panel - FAP | EQ-1002462
33-A3 | 33-A3 Hall of Justice | 33-A3-D2030-410-PMS01 | Sewage Ejector Pump | DNA | DNA | DNA | OM00030215 | NA | N HOLDING | 1989 | NA | NA | NA | DNA | DNA | ELECTRIC | DNA | NA | NA | \Classifications\Building System Class\D20-Plumbing\D2030 - Sani Waste\Sewage Ejector Pump - PMS | EQ-1002463
33-A3 | 33-A3 Hall of Justice | 33-A3-D2023-100-BFP08 | Landscape Back Flow Preventor BFP08 | FEBCO | J014696 | 825Y | OM00030220 | Premise#:161143 Meter#: 342D | OUTSIDE NEAR JUDGES PARKING LOT | NA | NA | NA | NA | NA | NA | NA | NA | NA | NA | \Classifications\Building System Class\D20-Plumbing\D2020 - Domestic Water\Backflow Preventer - BFP | EQ-1002465
33-A3 | 33-A3 Hall of Justice | 33-A3-G2023-150-PEG01 | Gate Opener #1 | ELITE | 2706N0010 | CSW200UL3 | OM00001799 | NA | E SIDE OF BUILDING | NA | NA | NA | 1/2 | 120 | 4 | ELECTRIC | 1 | NA | 9,100 | \Classifications\Building System Class\G20-Other Systems\G2020 - Parking Lots\Secured Parking Gate - PEG | EQ-1002467
33-A3 | 33-A3 Hall of Justice | 33-A3-G2023-150-PEG02 | Gate Opener #2 | ELITE | 2806N0414 | 2806N0414 | OM00001800 | DNA | NEAR JUDGES PARKING LOT | NA | NA | NA | 1/2 | 120 | 4 | ELECTRIC | 1 | NA | NA | \Classifications\Building System Class\G20-Other Systems\G2020 - Parking Lots\Secured Parking Gate - PEG | EQ-1002468
33-A3 | 33-A3 Hall of Justice | 33-A3-D4031-100-FEX57 | Fire Extinguishers | NA | NA | NA | OM00030233 |  | ALL FLOORS | NA | NA | NA | NA | NA | NA | NA | NA | NA | NA | \Classifications\Building System Class\D40-Fire Protection SYS\D4030 - FIRE SPEC\Fire Extinguisher - FEX | EQ-1002469
33-A3 | 33-A3 Hall of Justice | 33-A3-D2023-100-CTY03 | Boiler Room Backflow Preventor BFP03 (This is not permitted by the city) | Watts | 10233 | QT | OM00001805 |  | BEHIND WATER HEATER | NA | NA | NA | NA | NA | NA | NA | NA | NA | NA | \Classifications\Building System Class\D20-Plumbing\D2020 - Domestic Water\Backflow Preventer - BFP | EQ-1002471
33-A3 | 33-A3 Hall of Justice | 33-A3-D2023-100-CTY04 | Chiller room Backflow Preventor BFP04 (This is not permitted by the city) | Watts | 009 QT | 11122 | OM00001806 |  | S WALL OF CHILLER ROOM | NA | NA | NA | NA | NA | NA | NA | NA | NA | NA | \Classifications\Building System Class\D20-Plumbing\D2020 - Domestic Water\Backflow Preventer - BFP | EQ-1002472
33-A3 | 33-A3 Hall of Justice | 33-A3-D5092-250-EML11 | LIGHT, EMERGENCY, HARDWIRED SYSTEM & BATTERY POWERED EXIT SIGNS | NA | NA | NA | OM00030232 |  | NA | NA | NA | NA | NA | DNA | DNA | ELECTRIC | DNA | NA | NA | \Classifications\Building System Class\D50-Electrical SYS\D5090 - Elec SYS\Emergency And Exit Lighting - EML | EQ-1002560
33-A3 | 33-A3 Hall of Justice | 33-A3-B2034-400-DOH03 | ROLL UP DOOR | VORTEX | DNA | DNA | OM00030209 |  | WEST FACING WALL | NA | NA | NA | NA | NA | NA | NA | NA | NA | NA | \Classifications\Building System Class\B20-General Building Exterior\B2030 - Exterior Doors\Door,Overhead-Shutter,Manual,Elec,Roll-up - DOH | EQ-1002565
33-A3 | 33-A3 Hall of Justice | 33-A3-D1013-310-WCL01 | Wheel Chair Lift | SOUTHWORTH | 93448 | LS0528 | OM00030227 | State ID# 143159 | ROOM 45 | NA | NA | NA | DNA | DNA | DNA | electric | 1 | NA | NA | \Classifications\Building System Class\D10-Conveyance Systems\D1010 - Elevator\Wheelchair Lift - WCL | EQ-1005584
33-A3 | 33-A3 Hall of Justice | 33-A3-D1013-310-WCL02 | Wheel Chair Lift | SOUTH WORTH | DNA | DNA | OM00001911 | State ID# 143158 | ROOM 65 | NA | NA | NA | DNA | DNA | DNA | electric | 1 | NA | NA | \Classifications\Building System Class\D10-Conveyance Systems\D1010 - Elevator\Wheelchair Lift - WCL | EQ-1005585
33-A3 | 33-A3 Hall of Justice | 33-A3-D1013-310-WCL03 | Wheel Chair Lift, Dept 55 - WCL03 | Hogan Ind. | VMW00051 | VMW | OM00001918 | State ID# 153765¦ Room 55 | Witness Stand | NA | NA | NA | DNA | DNA | DNA | electric | 1 | NA | NA | \Classifications\Building System Class\D10-Conveyance Systems\D1010 - Elevator\Wheelchair Lift - WCL | EQ-1005586
33-A3 | 33-A3 Hall of Justice | 33-A3-B2010-100-BLD01 | Building Structure | NA | NA | NA | OM00030230 | NA | NA | NA | NA | NA | NA | NA | NA | NA | NA | NA | NA | \Classifications\Building System Class\B20-General Building Exterior\B2010 - Exterior Walls\Building - BLD | EQ-1007301
33-A3 | 33-A3 Hall of Justice | 33-A3-B3010-100-RUF01 | Roofing Systems | NA | NA | NA | OM00030231 |  | NA | NA | NA | NA | NA | NA | NA | NA | NA | NA | NA | \Classifications\Building System Class\B30-Roofing\B3010 - Roof Types\Roof - RUF | EQ-1007478
33-A3 | 33-A3 Hall of Justice | 33-A3-D2023-100-BFP05 | Backflow Prevention Device - Fire Service - BFP05, DOWN STREAM OF METER | Wlkins | 2938431 | 975XL .75 inch Type-RP | OM00030216 | Premise#:161142 Meter#: 25-FZ/FS | SW OF BUILDING | NA | NA | NA | NA | NA | NA | NA | NA | NA | NA | \Classifications\Building System Class\D20-Plumbing\D2020 - Domestic Water\Backflow Preventer - BFP | 1010836
33-A3 | 33-A3 Hall of Justice | 33-A3-D2023-100-BFP07 | Backflow Prevention Device - BFP07 |  | 7736 - old SN 51165 |  |  | Premise#:161142 Meter#: 25-FZ/FS | Backwall right side of pergola | [10 empty] | \Classifications\Building System Class\D20-Plumbing\D2020 - Domestic Water\Backflow Preventer - BFP | 1011080
33-A3 | 33-A3 Hall of Justice | 33-A3-D4022-210-FSG01 | Fire Pump | Ingersoll Rand | NA | 10MAF | DNA | NA | Server Room | NA | NA | NA | NA | 460 | NA | NA | 3 | NA | NA | \Classifications\Building System Class\D40-Fire Protection SYS\D4020 - Stand Pipe\Pump,Fire,Electric Motor Driven - FSG | 1011281
33-A3 | 33-A3 Hall of Justice | 33-A3-B2034-400-DOH01 | OVERHEAD DOOR (MANUAL) | DNA | DNA | DNA | OM00030238 |  | MAINT SHOP | NA | NA | NA | NA | NA | NA | NA | NA | NA | NA | \Classifications\Building System Class\B20-General Building Exterior\B2030 - Exterior Doors\Door,Overhead-Shutter,Manual,Elec,Roll-up - DOH | 1012188
33-A3 | 33-A3 Hall of Justice | 33-A3-C1020-110-FRD01 | FIRE CURTAIN | COOKSON | DNA | FIRE FLY 3 PLUS | OM00030229 | DNA | 1ST FLOOR PUBLIC LOBBY | NA | NA | NA | NA | NA | NA | NA | NA | NA | NA | \Classifications\Building System Class\C10-General Building Interior\C1020 - Fire Doors\Fire Doors - FRD | 1012189
33-A3 | 33-A3 Hall of Justice | 33-A3-D2017-100-SHW01 | EYE WASH STATION | FEND-ALL | DNA | DNA | OM00030222 | DNA | E SIDE OF BUILDING | NA | NA | NA | NA | NA | NA | NA | NA | NA | NA | \Classifications\Building System Class\D20-Plumbing\D2010 - Plumb Fix\Showers - SHW | 1012190
33-A3 | 33-A3 Hall of Justice | 33-A3-D2017-100-SHW02 | EYE WASH STATION & SHOWER | DNA | DNA | DNA | OM00030224 | DNA | E LOADING DOCK | NA | NA | NA | NA | NA | NA | NA | NA | NA | NA | \Classifications\Building System Class\D20-Plumbing\D2010 - Plumb Fix\Showers - SHW | 1012191
33-A3 | 33-A3 Hall of Justice | 33-A3-D2030-150-MWL01 | MAIN BRANCH WASTE | DNA | DNA | DNA | OM00030239 | DNA | BASEMENT | NA | NA | NA | NA | NA | NA | NA | NA | NA | NA | \Classifications\Building System Class\D20-Plumbing\D2030 - Sani Waste\Main/Branch Waste System - MWL | 1012192
33-A3 | 33-A3 Hall of Justice | 33-A3-D2040-100-PSU01 | OVERFILL SUMP PUMP FOR FIRE WATER STORAGE TANK | DAYTON | DNA | 4CB57A | OM00030214 | DNA | S BASEMENT NEAR ELEVATOR #5 | NA | NA | NA | 1/2 | 115 | 8 | Electric | 1 | NA | NA | \Classifications\Building System Class\D20-Plumbing\D2040 - Rain Drain\Sump Pump - PSU | 1012193
33-A3 | 33-A3 Hall of Justice | 33-A3-D3030-310-CTF01 | COOLING TOWER SAND FILTER | PEP | 012735 | SMF24A | OM00001733 | DNA | E SIDE OF BUILDING | NA | NA | NA | 1.5 | 460 | 2.7 | Electric | 3 | NA | NA | \Classifications\Building System Class\D30-HVAC Systems\D3030 - Cooling SYS\Cooling Tower Filter - CTF | 1012194
33-A3 | 33-A3 Hall of Justice | 33-A3-D2090-230-WIP01 | WATER TREATMENT PUMP | AQUATRAC INSTRUMENTS INC | DNA | SMART FLEX | OM00030223 | DNA | E LOADING DOCK | NA | NA | NA | DNA | 115 | DNA | Electric | 1 | NA | NA | \Classifications\Building System Class\D20-Plumbing\D2090 - Other Plumbing SYS\Water Treatment Inhibitor Pump - WIP | 1012195
33-A3 | 33-A3 Hall of Justice | 33-A3-D3041-160-FDP01 | FIRE DAMPERS | DNA | DNA | DNA | OM00030237 | DNA | NA | NA | NA | NA | NA | DNA | DNA | Electric | DNA | NA | NA | \Classifications\Building System Class\D30-HVAC Systems\D3040 - Distribution SYS\Fire Dampers - FDP | 1012196
33-A3 | 33-A3 Hall of Justice | 33-A3-D3050-250-ACU03 | A/C SPLIT SYSTEM #3 FOR MAIN SERVER ROOM | LIEBERT | 0824C12273 | CSF205-A | OM00001915 |  | E SECURE HALLWAY | B36 (1) | (1) 28.5X29.5X4 | R-22 | DNA | 460 | 4.2 | Electric | 3 | NA | NA | \Classifications\Building System Class\D30-HVAC Systems\D3050 - Package SYS\Air Conditioning,Split System - ACU | 1012197
33-A3 | 33-A3 Hall of Justice | 33-A3-D3050-310-HPU01 | HEAT PUMP | CARRIER | 4208E03348 | 24HCB348A500 | OM00016473 | DNA | E SIDE OF BUILDING | NA | 16X24X1 | R-410A | DNA | 460 | 2 | Electric | 3 | NA | NA | \Classifications\Building System Class\D30-HVAC Systems\D3050 - Package SYS\Heat Pump,Air Cooled - HPU | 1012198
33-A3 | 33-A3 Hall of Justice | 33-A3-D3050-310-HPU02 | HEAT PUMP #2 | CARRIER | 4208E03349 | 24HCB348A500 | OM00016474 | DNA | E SIDE OF BUILDING | NA | (1) 16X24X1 | R-410A | DNA | 208/230 | 22.7 | Electric | 3 | NA | NA | \Classifications\Building System Class\D30-HVAC Systems\D3050 - Package SYS\Heat Pump,Air Cooled - HPU | 1012199
33-A3 | 33-A3 Hall of Justice | 33-A3-G3010-210-FWT01 | FIRE WATER STORAGE TANK | DNA | DNA | DNA | OM00030213 | DNA | S BASEMENT NEAR ELEVATOR #5 | NA | NA | NA | NA | NA | NA | NA | NA | NA | NA | \Classifications\Building System Class\G30-Site Mechanical Utilities\G3010 - Water Supply\Fire Water Tank - FWT | 1012200
33-A3 | 33-A3 Hall of Justice | 33-A3-D4010-150-FMS01 | FIRE MAIN STAND/ DELUGE PREACTION SYSTEM | STOCKHAM | DNA | DNA | OM00030212 | DNA | S BASEMENT NEAR ELEVATOR #5 | NA | NA | NA | NA | NA | NA | NA | NA | NA | NA | \Classifications\Building System Class\D40-Fire Protection SYS\D4010 - Sprinkler SYS\Fire Systems, stand pipes - FMS | 1012201
33-A3 | 33-A3 Hall of Justice | 33-A3-E1033-310-DLR01 | MANUAL LOADING DOCK LIFT | RITE HITE | M17930 | RH66 | OM00030228 | DNA | E SIDE OF BUILDING | NA | NA | NA | NA | NA | NA | NA | NA | NA | NA | \Classifications\Building System Class\E10-Equipment\E1030 - Vehicular Equipment\Loading Dock Equipment - DLR | 1012203
33-A3 | 33-A3 Hall of Justice | 33-A3-G2050-200-LSC01 | LANDSCAPING | DNA | DNA | NA | OM00030236 | DNA | OUTSIDE | NA | NA | NA | NA | NA | NA | NA | NA | NA | NA | \Classifications\Building System Class\G20-Other Systems\G2050 - Landscaping\Landscaping - LSC | 1012204
33-A3 | 33-A3 Hall of Justice | 33-A3-D5092-250-ELT48 | EXTERIOR LIGHTS | DNA | DNA | DNA | OM00030234 | DNA | OUTSIDE | NA | NA | NA | NA | DNA | DNA | Electric | DNA | NA | NA | \Classifications\Building System Class\D50-Electrical SYS\D5090 - Elec SYS\Exterior Lighting - ELT | 1012205
33-A3 | 33-A3 Hall of Justice | 33-A3-G2049-300-HSC01 | HARDSCAPE | DNA | DNA | NA | OM00030235 | DNA | OUTSIDE | NA | NA | NA | NA | NA | NA | NA | NA | NA | NA | \Classifications\Building System Class\G20-Other Systems\G2040 - Site Development\Hardscape - HSC | 1012206
33-A3 | 33-A3 Hall of Justice | 33-A3-D3021-130-BLR02 | Boiler | Lochinvar | J13H00256021 | PBN1501 | DNA | 560582 ¦154335 | Boiler room | NA | NA | NA | NA | NA |  | Natural gas |  | 1,500,000 | 1,260,000 | \Classifications\Building System Class\D30-HVAC Systems\D3020 - Heat SYS\Boiler,Hot Water,Oil/Gas/Comb. - BLR | 1017286
33-A3 | 33-A3 Hall of Justice | 33-A3-D3021-130-BLR03 | Boiler | Lochinvar | J13H00256022 | PBN1501 | DNA | 560583 | Boiler room | NA | NA | NA | NA | NA |  | Natural gas |  | 1,500,000 | 1,260,000 | \Classifications\Building System Class\D30-HVAC Systems\D3020 - Heat SYS\Boiler,Hot Water,Oil/Gas/Comb. - BLR | 1017287
33-A3 | 33-A3 Hall of Justice | 33-A3-D3021-130-BLR04 | Boiler | Lochinvar | J13H00256020 | PBN1501 | DNA | 560584 | Boiler room | NA | NA | NA | NA | NA |  | Natural gas |  | 1,500,000 | 1,260,000 | \Classifications\Building System Class\D30-HVAC Systems\D3020 - Heat SYS\Boiler,Hot Water,Oil/Gas/Comb. - BLR | 1017288
33-A3 | 33-A3 Hall of Justice | 33-A3-D2023-100-BFP09 | Domestic Water Backflow Preventer-Non Fire | Wilkins | 1544G | 375ASTR | OM00025767 | Premise#:161142 Meter#: 25-FZ/FS-15446 | Judge parking lot, south east corner | NA | NA | NA | NA | NA | NA | NA | NA | NA | NA | \Classifications\Building System Class\D20-Plumbing\D2020 - Domestic Water\Backflow Preventer - BFP | 1020335
33-A3 | 33-A3 Hall of Justice | 33-A3-D3031-100-PCH05 | Chilled water circulating pump (P-1 | WEG | 21MAR20161031658798 | 025180T3E284T | OM00025835 |  | Chiller room | NA | NA | NA | NA | DNA | 66.1-59.8, 36.1 | Electric | 3 | NA | NA | \Classifications\Building System Class\D30-HVAC Systems\D3030 - Cooling SYS\Chilled Water Pump - PCH | 1021512
33-A3 | 33-A3 Hall of Justice | 33-A3-D3031-100-PCH06 | Chilled water circulating pump (P-2) | WEG | 21MAR20161031658788 | 025180T3E284T | OM00025836 |  | Chiller room | NA | NA | NA | NA | DNA | 66.1-59.8, 36.1 | Electric | 3 | NA | NA | \Classifications\Building System Class\D30-HVAC Systems\D3030 - Cooling SYS\Chilled Water Pump - PCH | 1021513
33-A3 | 33-A3 Hall of Justice | 33-A3-D3031-130-CLR04 | Chiller #1 | York | SEDM-571030 | YMC2 | OM00025834 |  | Chiller room | NA | NA | R-134a | NA | 460 | 230 | Electric | 3 | NA | NA | \Classifications\Building System Class\D30-HVAC Systems\D3030 - Cooling SYS\Chiller, Water Cooled - CLR | 1021514
33-A3 | 33-A3 Hall of Justice | 33-A3-D3060-100-RDS02 | Refrigerant Leak Detection system | Genisis International, Inc. | 16C-202-D3260G2.10 | Sherlock 202 | OM00025838 |  | Chiller room | NA | NA | NA | NA | DNA | DNA | DNA | DNA | NA | NA | \Classifications\Building System Class\D30-HVAC Systems\D3060 - Control & Inst Air\Refrigerant Leak Detection System - RDS | 1021515
33-A3 | 33-A3 Hall of Justice | 33-A3-D2023-100-BFP11 | Backflow Prevention Device-Fire System-BFP11 | Zurn Wilkins | 553H | 375ASTDAR | OM00025817 | 161142-25-FZ/FS | SW Corner of Main and 12th | NA | NA | NA | NA | NA | NA | NA | NA | NA | NA | \Classifications\Building System Class\D20-Plumbing\D2020 - Domestic Water\Backflow Preventer - BFP | 1022501
33-C1 | 33-C1 Larson Justice Center | 33-C1-D1010-100-ELE01 | Elevator #1 Passenger | Dover | N1N1 | DNA | OM00002936 | State ID# 108044 | Building Complex LOBBIES | NA | NA | NA | 30 | 460 | 39 | ELECTRIC | 3 | NA | NA | \Classifications\Building System Class\D10-Conveyance Systems\D1010 - Elevator\Elevator,Electric,Pass/Freight - ELE | EQ-1001985
33-C1 | 33-C1 Larson Justice Center | 33-C1-D1010-100-ELE02 | Elevator #2, Passenger | Dover | DNA | DNA | OM00002937 | State ID# 108045 | Building Complex LOBBIES | NA | NA | NA | 30 | 460 | 39 | ELECTRIC | 3 | NA | NA | \Classifications\Building System Class\D10-Conveyance Systems\D1010 - Elevator\Elevator,Electric,Pass/Freight - ELE | EQ-1001986
33-C1 | 33-C1 Larson Justice Center | 33-C1-D1010-100-ELE03 | Elevator #3, Passenger | Dover | DNA | DNA | OM00002938 | State ID# 108046 | Building Complex | NA | NA | NA | 30 | 460 | 39 | NA | 3 | NA | NA | \Classifications\Building System Class\D10-Conveyance Systems\D1010 - Elevator\Elevator,Electric,Pass/Freight - ELE | EQ-1001987
33-C1 | 33-C1 Larson Justice Center | 33-C1-D1010-100-ELE04 | Elevator #4, Passenger | Dover | DNA | DNA | OM00002876 | State ID# 108047 | Building Complex | NA | NA | NA | DNA | DNA | DNA | ELECTRIC | DNA | NA | NA | \Classifications\Building System Class\D10-Conveyance Systems\D1010 - Elevator\Elevator,Electric,Pass/Freight - ELE | EQ-1001988
33-C1 | 33-C1 Larson Justice Center | 33-C1-D1010-100-ELE08 | Elevator #8, Judge's | Dover | DNA | DNA | OM00002940 | State ID# 108051 | Building Complex | NA | NA | NA | 30 | 460 | 39 | ELECTRIC | 3 | NA | NA | \Classifications\Building System Class\D10-Conveyance Systems\D1010 - Elevator\Elevator,Electric,Pass/Freight - ELE | EQ-1001989
33-C1 | 33-C1 Larson Justice Center | 33-C1-D2030-410-PMS03 | SP-1A Sump Pump | DNA | DNA | DNA | OM00002811 | 115 | Lower Level Mechanical Area FAR BACK WALL SOUTH SIDE BASEMENT | NA | NA | NA | 4 | 460 | NA | ELECTRIC | 3 | NA | NA | \Classifications\Building System Class\D20-Plumbing\D2030 - Sani Waste\Sewage Ejector Pump - PMS | EQ-1001990
33-C1 | 33-C1 Larson Justice Center | 33-C1-D2030-410-PMS04 | SP-1B Sump Pump | DNA | DNA | DNA | OM00002812 | 116 | Lower Level Mechanical Area | NA | NA | NA | 4 | 460 | NA | ELECTRIC | 3 | NA | NA | \Classifications\Building System Class\D20-Plumbing\D2030 - Sani Waste\Sewage Ejector Pump - PMS | EQ-1001991
33-C1 | 33-C1 Larson Justice Center | 33-C1-D3044-125-PHW03 | P-5 Heating Loop Pump | BELL GOSSETT | 1937537 | PREMIUM | OM00002807 | 109 | Boiler Room | NA | (2) 1510 | NA | 7.5 | 460 | 10.2 | Electric | 3 | NA | NA | \Classifications\Building System Class\D30-HVAC Systems\D3040 - Distribution SYS\Hot Water Pump - PHW | EQ-1001994
33-C1 | 33-C1 Larson Justice Center | 33-C1-D3044-125-PHW02 | P-5A Heating Loop Pump | DNA | 1937536 | DNA | OM00002808 | 111 | Boiler Room | NA | (2) 1510 | NA | 7.5 | 460 | 10 | NA | 3 | NA | NA | \Classifications\Building System Class\D30-HVAC Systems\D3040 - Distribution SYS\Hot Water Pump - PHW | EQ-1001995
33-C1 | 33-C1 Larson Justice Center | 33-C1-D3030-110-CTW01 | CT-A Cooling Tower | Baltimore Air Coil | U025136701MAD | 33341 | OM00002813 | 117 | Cooling Tower Area | 3B128 | na | na | na | na | na | na | na | na | na | \Classifications\Building System Class\D30-HVAC Systems\D3030 - Cooling SYS\Cooling Tower - CTW | EQ-1001996
33-C1 | 33-C1 Larson Justice Center | 33-C1-D3030-110-CTW02 | CT-B Cooling Tower | Baltimore Air Coil | U025136702MAD | 33341 | OM00002814 | 120 | Cooling Tower Area | 3B128 | na | na | na | na | na | na | na | na | na | \Classifications\Building System Class\D30-HVAC Systems\D3030 - Cooling SYS\Cooling Tower - CTW | EQ-1001997
33-C1 | 33-C1 Larson Justice Center | 33-C1-D3031-150-CLR01 | CH-1 Chiller #1 | Carrier | 1395J50552 | 19XL5555450CD | OM00002832 | 200 | Chiller Room | na | na | R-134a | na | 460 | na | na | 3 | na | na | \Classifications\Building System Class\D30-HVAC Systems\D3030 - Cooling SYS\Chiller,Absorption Unit - CLR | EQ-1001999
33-C1 | 33-C1 Larson Justice Center | 33-C1-D3031-150-CLR02 | CH-2 Chiller #2 | Carrier | 1395J50553 | 19XL5555450CD | OM00002833 | 204 | Chiller Room | na | na | R-134a | na | 460 | na | na | 3 | na | na | \Classifications\Building System Class\D30-HVAC Systems\D3030 - Cooling SYS\Chiller,Absorption Unit - CLR | EQ-1002000
33-C1 | 33-C1 Larson Justice Center | 33-C1-D3031-200-MTR01 | Chilled Water Make-up Meter Reading | na | na | na | OM00002901 | 1240 | Chiller Room | na | na | na | na | na | na | na | na | na | na | \Classifications\Building System Class\D30-HVAC Systems\D3030 - Cooling SYS\Meter Reading Chiller Water - MTR | EQ-1002001
33-C1 | 33-C1 Larson Justice Center | 33-C1-D3041-110-AHU01 | AHU-1 Air handler | Temptrol | 61780 | WF-DHR30PG | OM00002790 | 57 | S SIDE BASEMENT | Return Fan (2) BX97; Supply Fan (3) BX95 | (6) 24x24x2; (3) 12x24x12 Pre-filters: (6) 24x24x2; (3) 12x24x2 | DNA | Return=5/ 765 rpm; Sply=15/ 1260 rpm | 460 | 128.8 /6.41 /41.1 /18.6 | Electric | 3 | NA | NA | \Classifications\Building System Class\D30-HVAC Systems\D3040 - Distribution SYS\Air Handling Unit - AHU | EQ-1002002
33-C1 | 33-C1 Larson Justice Center | 33-C1-D3041-110-AHU02 | AHU-2 Air handler | Temptrol | 61781 | WF-DHR62PG | OM00002791 | 61 | S. BASEMENT | (2) BX112; (5) BX144 | (15) 24x24x12; (5) 12x24x12 | DNA | Return=10; Sply-40 | 460 | SUPPLY 48.2 RETURN 12.1 | Electric | 3 | NA | NA | \Classifications\Building System Class\D30-HVAC Systems\D3040 - Distribution SYS\Air Handling Unit - AHU | EQ-1002003
33-C1 | 33-C1 Larson Justice Center | 33-C1-D3041-110-AHU03 | AHU-3 Air handler | Temptrol | 61782 | WF-DHR80PG | OM00002792 | 64 | Lower Level Mechanical Area BASEMENT SOUTH SIDE | Return Fan (3) BX128; Supply Fan (5) BX144 | (20) 24x24x2; (5) 12x24x12 Pre-filters: (20) 24x24x2; (5) 12x24x2 | DNA | Supply 50hp; Return 10hp | 230/460 | 60/18.8 | Electric | 3 | NA | NA | \Classifications\Building System Class\D30-HVAC Systems\D3040 - Distribution SYS\Air Handling Unit - AHU | EQ-1002004
33-C1 | 33-C1 Larson Justice Center | 33-C1-D3041-110-AHU04 | AHU-4 Air handler | Temptrol | 61783 | WF-DHR80PG | OM00002793 | 67 | Lower Level Mechanical Area | Return Fan (3) BX128; Supply Fan (5) BX144 | (20) 24x24x12; (5) 12x24x12 Pre-filters: (20) 24x24x2; (5) 12x24x2 | DNA | Supply 50hp; Return 15hp | 460 | 60 | ELECTRIC | 3 | NA | NA | \Classifications\Building System Class\D30-HVAC Systems\D3040 - Distribution SYS\Air Handling Unit - AHU | EQ-1002005
33-C1 | 33-C1 Larson Justice Center | 33-C1-D3041-110-AHU05 | AHU-5 Air handler | Temptrol | 61784 | WF-DH8S | OM00002794 | 70 | Lower Level Mechanical Area BASEMENT SOUTH SIDE | A63 | (2) 12x24x2; 24x24x2 | DNA | 1.5 | 208/230/480 | DNA | ELECTRIC | 3 | NA | NA | \Classifications\Building System Class\D30-HVAC Systems\D3040 - Distribution SYS\Air Handling Unit - AHU | EQ-1002006
33-C1 | 33-C1 Larson Justice Center | 33-C1-D3041-110-AHU06 | AHU-6 Air handler | Temptrol | 1845188 | AH1200WZB40 | OM00002795 | 73 | Lower Level Mechanical Area | NA | (3) 12x12x2 | NA | 3/4 | 460 | 15 | ELECTRIC | 3 | NA | NA | \Classifications\Building System Class\D30-HVAC Systems\D3040 - Distribution SYS\Air Handling Unit - AHU | EQ-1002007
33-C1 | 33-C1 Larson Justice Center | 33-C1-D3041-110-AHU07 | AHU-7 Airhandler | Temptrol | 113383 | na | OM00002796 | 76 | Lower Level Mechanical Area | na | 14x25 | na | 3/4 | 460 | 1.5 | na | 3 | na | na | \Classifications\Building System Class\D30-HVAC Systems\D3040 - Distribution SYS\Air Handling Unit - AHU | EQ-1002008
33-C1 | 33-C1 Larson Justice Center | 33-C1-D3041-110-AHU08 | AHU-8 Air handler | CARRIER | 113383 | 42BHC20BG4R62 | OM00002797 | 79 | Lower Level Mechanical Area | NA | NA | NA | 1/2 | 460 | 1.5 | ELECTRIC | 3 | NA | NA | \Classifications\Building System Class\D30-HVAC Systems\D3040 - Distribution SYS\Air Handling Unit - AHU | EQ-1002009
33-C1 | 33-C1 Larson Justice Center | 33-C1-D3041-110-AHU09 | Computer Room AHU #1 | COMPLAIR | 5Y950066010 | DNA | OM00002845 | 350 | Computer Room | NA | (3) 24x24x2 | NA | 2 | 460 | 3.4 | Electric | 3 | NA | NA | \Classifications\Building System Class\D30-HVAC Systems\D3040 - Distribution SYS\Air Handling Unit - AHU | EQ-1002010
33-C1 | 33-C1 Larson Justice Center | 33-C1-D3041-110-AHU10 | Computer Room AHU #2 | COMPLAIR | SY070054435 | CAC1034 | OM00002846 | 355 | Computer Room | NA | (3) 24x24x2 | CHILLED WATER | 2 | 460 | 4.2 | Electric | 3 | NA | NA | \Classifications\Building System Class\D30-HVAC Systems\D3040 - Distribution SYS\Air Handling Unit - AHU | EQ-1002011
33-C1 | 33-C1 Larson Justice Center | 33-C1-D3042-220-EFN01 | EF-1 Exhaust Fan | Greenheck | 95F07377 | LB-30-5 | OM00002980 | 1 | Roof CENTER WEST SIDE | A-68 | na | na | 1/2 | 200/230/460 | 1.1 | na | 3 | na | na | \Classifications\Building System Class\D30-HVAC Systems\D3040 - Distribution SYS\Supply/Exhaust/Return fans- FAN | EQ-1002012
33-C1 | 33-C1 Larson Justice Center | 33-C1-D3042-220-EFN02 | EF-2 Exhaust Fan | Greenheck | 95F07374 | LB-21-4 | OM00002978 | 4 | Roof NORTH WEST SIDE | 3L450 | na | na | 1/4 | 115 | 5 | na | 1 | na | na | \Classifications\Building System Class\D30-HVAC Systems\D3040 - Distribution SYS\Supply/Exhaust/Return fans- FAN | EQ-1002013
33-C1 | 33-C1 Larson Justice Center | 33-C1-D3042-220-EFN04 | EF-4 Exhaust Fan | Greenheck | 95F07370 | LB-14-4 | OM00002982 | 11 | Roof CENTER WEST SIDE | Direct Drive | na | na | 1/6 | 115 | 5 | na | 1 | na | na | \Classifications\Building System Class\D30-HVAC Systems\D3040 - Distribution SYS\Supply/Exhaust/Return fans- FAN | EQ-1002015
33-C1 | 33-C1 Larson Justice Center | 33-C1-D3042-210-FAN05 | EF-5 Exhaust Fan | Greenheck | 95F07382 | LD-120-B-X | OM00002984 | 14 | Roof CENTER | 3L470 | na | na | 1/4 | 115 | 5 | na | 1 | na | na | \Classifications\Building System Class\D30-HVAC Systems\D3040 - Distribution SYS\Fan,Axial - FAN | EQ-1002016
33-C1 | 33-C1 Larson Justice Center | 33-C1-D3042-220-EFN06 | EF-6 Exhaust Fan | Greenheck | 95F07375 | LB-21-4 | OM00002989 | 17 | Roof E. SIDE | 3L470 | na | na | 1/4 | 115 | 5.0 | na | 1 | na | na | \Classifications\Building System Class\D30-HVAC Systems\D3040 - Distribution SYS\Supply/Exhaust/Return fans- FAN | EQ-1002017
33-C1 | 33-C1 Larson Justice Center | 33-C1-D3042-220-EFN07 | EF-7 Exhaust Fan | Greenheck | 95F07383 | LD-120-B-X | OM00002991 | 21 | Roof E. SIDE | No Belt | na | na | 1/6 | 115 | 2.2 | na | 1 | na | na | \Classifications\Building System Class\D30-HVAC Systems\D3040 - Distribution SYS\Supply/Exhaust/Return fans- FAN | EQ-1002018
33-C1 | 33-C1 Larson Justice Center | 33-C1-D3042-220-EFN08 | EF-8 Exhaust Fan | Greenheck | 95F07376 | LB-21-4 | OM00002993 | 24 | ROOF N. SIDE | 3L450 | na | na | 1/6 | 115 | 5 | na | 1 | na | na | \Classifications\Building System Class\D30-HVAC Systems\D3040 - Distribution SYS\Supply/Exhaust/Return fans- FAN | EQ-1002019
33-C1 | 33-C1 Larson Justice Center | 33-C1-D3042-220-EFN09 | EF-9 Exhaust Fan | Greenheck | 95F07378 | LB-36-15 | OM00002983 | 27 | Roof CENTER NORTH SIDE | A76 | na | na | 1 1/2 | 115 | 2.4 | na | 1 | na | na | \Classifications\Building System Class\D30-HVAC Systems\D3040 - Distribution SYS\Supply/Exhaust/Return fans- FAN | EQ-1002020
33-C1 | 33-C1 Larson Justice Center | 33-C1-D3042-220-EFN10 | EF-10 Exhaust Fan | Greenheck | 95F07366 | LB-14-4 | OM00002979 | 31 | Roof | 3L380 | na | na | 1/4 | 115 | 5 | na | 1 | na | na | \Classifications\Building System Class\D30-HVAC Systems\D3040 - Distribution SYS\Supply/Exhaust/Return fans- FAN | EQ-1002021
33-C1 | 33-C1 Larson Justice Center | 33-C1-D3042-220-EFN11 | EF-11 Exhaust Fan | Greenheck | 95F07367 | LB-14-4 | OM00002985 | 34 | Roof CENTER SOUTH SIDE | 3L380 | na | na | 1/4 | 115 | 5.0 | na | 1 | na | na | \Classifications\Building System Class\D30-HVAC Systems\D3040 - Distribution SYS\Supply/Exhaust/Return fans- FAN | EQ-1002022
33-C1 | 33-C1 Larson Justice Center | 33-C1-D3042-220-EFN12 | EF-12 Exhaust Fan | Greenheck | 95F07368 | LB-14-4 | OM00002986 | 37 | Roof SOUTHEAST SIDE | 3L380 | na | na | 1/4 | 115 | 5 | na | 1 | na | na | \Classifications\Building System Class\D30-HVAC Systems\D3040 - Distribution SYS\Supply/Exhaust/Return fans- FAN | EQ-1002023
33-C1 | 33-C1 Larson Justice Center | 33-C1-D3042-220-EFN13 | EF-13 Exhaust Fan | Greenheck | 95F07369 | LB-14-4 | OM00002988 | 41 | Roof E. SIDE | 3L380 | na | na | 1/4 | 115 | 5 | na | 1 | na | na | \Classifications\Building System Class\D30-HVAC Systems\D3040 - Distribution SYS\Supply/Exhaust/Return fans- FAN | EQ-1002024
33-C1 | 33-C1 Larson Justice Center | 33-C1-D3042-220-EFN14 | EF-14 Exhaust Fan | Greenheck | 95F07372 | LB-21-4 | OM00002987 | 44 | Roof E. SIDE | 3L450 | na | na | 1/4 | 115 | 5 | na | 1 | na | na | \Classifications\Building System Class\D30-HVAC Systems\D3040 - Distribution SYS\Supply/Exhaust/Return fans- FAN | EQ-1002025
33-C1 | 33-C1 Larson Justice Center | 33-C1-D3042-210-FAN15 | EF-15 Exhaust Fan | Greenheck | 95F07379 | LD-100-B-X | OM00002994 | 47 | Roof E. SIDE | No Belt | na | na | 1/4 | 115 | 5 | na | 1 | na | na | \Classifications\Building System Class\D30-HVAC Systems\D3040 - Distribution SYS\Fan,Axial - FAN | EQ-1002026
33-C1 | 33-C1 Larson Justice Center | 33-C1-D3042-220-EFN16 | EF-16 Exhaust Fan | Greenheck | 95F07380 | LD-120-B-X | OM00002990 | 51 | Roof E. SIDE | No Belt | na | na | 1/6 | 115 | 4.0 | na | 1 | na | na | \Classifications\Building System Class\D30-HVAC Systems\D3040 - Distribution SYS\Supply/Exhaust/Return fans- FAN | EQ-1002027
33-C1 | 33-C1 Larson Justice Center | 33-C1-D3042-210-FAN17 | EF-18 Exhaust Fan | Greenheck | 95F07373 | LB-21-4 | OM00002981 | 54 | Roof CENTER WESTSIDE | 3L450 | na | NA | 1/4 | 115 | 5 | Electric | 1 | NA | NA | \Classifications\Building System Class\D30-HVAC Systems\D3040 - Distribution SYS\Fan,Axial - FAN | EQ-1002028
33-C1 | 33-C1 Larson Justice Center | 33-C1-D3042-220-EFN18 | SUPPLY FAN - EFN18 Chiller Room Exhaust Fan | DNA | 316P758 | DNA | OM00002798 | 80 | Chiller Room | 3L250 | na | na | 1/4 | 115 | 5 | na | 1 | na | na | \Classifications\Building System Class\D30-HVAC Systems\D3040 - Distribution SYS\Supply/Exhaust/Return fans- FAN | EQ-1002029
33-C1 | 33-C1 Larson Justice Center | 33-C1-G3063-100-UST01 | Diesel Fuel Storage Tank, UNDERGROUND | DOVER CORP. | DNA | 634TT4EUR | OM00002830 | 188 | Generator Room Exterior-Underground, GROUND FLOOR | NA | NA | NA | NA | NA | NA | DIESEL | NA | NA | NA | \Classifications\Building System Class\G30-Site Mechanical Utilities\G3060 - Fuel Distribution\Tank, Fuel Storage, Underground - UST | EQ-1002030
33-C1 | 33-C1 Larson Justice Center | 33-C1-G3063-100-DFS01 | Diesel Fuel Leak Detection System | INCON | 21544 | TS1000/10 | OM00002995 | 190 | Generator Room | NA | NA | NA | NA | 120 | 3 | ELECTRIC | 1 | NA | NA | \Classifications\Building System Class\G30-Site Mechanical Utilities\G3060 - Fuel Distribution\Diesel Fuel Leak Detection System - DFS | EQ-1002031
33-C1 | 33-C1 Larson Justice Center | 33-C1-G3063-100-DAT01 | Generator Day Tank | SIMPLEX | DNA | SST SERIES | OM00002827 | 182 | Generator Room | NA | NA | NA | NA | NA | NA | DIESEL | NA | NA | NA | \Classifications\Building System Class\G30-Site Mechanical Utilities\G3060 - Fuel Distribution\Tank, Fuel Storage Day - DAT | EQ-1002033
33-C1 | 33-C1 Larson Justice Center | 33-C1-D5092-250-EML05 | Emergency Lighting (5) | ABM Engineering Services | NA | Lithonia | OM00002775 | 7022 | Thru-Out Facility | NA | NA | NA | NA | DNA | DNA | Electric | DNA | NA | NA | \Classifications\Building System Class\D50-Electrical SYS\D5090 - Elec SYS\Emergency And Exit Lighting - EML | EQ-1002034
33-C1 | 33-C1 Larson Justice Center | 33-C1-D3041-170-SPF02 | SUPPLY FAN-SFN20 SPF-2 Stairwell Pressurization Fan | GREEN HECK | 95F06411 | FHP-48-X48GBS | OM00002800 | 82 | STAIRWELL#2 ROOF EAST SIDE | na | na | na | 2 | 460 | na | na | 3 | na | na | \Classifications\Building System Class\D30-HVAC Systems\D3040 - Distribution SYS\Stairwell Pressurization Fan - SPF | EQ-1002035
33-C1 | 33-C1 Larson Justice Center | 33-C1-D3041-170-SPF03 | SUPPLY FAN-SPF03 SPF-3 Stairwell Pressurization Fan | GREEN HECK | 95F07311 | FH 48X50-BS-G | OM00002801 | 84 | Stairwell #3 ROOF FOR STAIRWELL 3 EAST SIDE | na | na | na | 1.5 | 460 | na | na | 3 | na | na | \Classifications\Building System Class\D30-HVAC Systems\D3040 - Distribution SYS\Stairwell Pressurization Fan - SPF | EQ-1002036
33-C1 | 33-C1 Larson Justice Center | 33-C1-D3041-170-SPF22 | SUPPLY FAN-SFN22 SPF-4 Stairwell Pressurization Fan | na | na | na | OM00002802 | 86 | Stairwell #4 | na | na | na | 1 | 460 | na | na | 3 | na | na | \Classifications\Building System Class\D30-HVAC Systems\D3040 - Distribution SYS\Stairwell Pressurization Fan - SPF | EQ-1002037
33-C1 | 33-C1 Larson Justice Center | 33-C1-D3041-170-SPF05 | SUPPLY FAN-SFN23 SPF-5 Stairwell Pressurization Fan | GREEN HECK | 95F06410 | FHR 48X48-G-BS | OM00002803 | 88 | Stairwell #5 WEST SIDE ROOF | na | na | na | 1 | 460 | na | na | 3 | na | na | \Classifications\Building System Class\D30-HVAC Systems\D3040 - Distribution SYS\Stairwell Pressurization Fan - SPF | EQ-1002038
33-C1 | 33-C1 Larson Justice Center | 33-C1-D3041-170-SPF06 | SUPPLY FAN-SPF06 SPF-6 Stairwell Pressurization Fan | GREEN HECK | 95F06413 | FHR 60X60-G-BS | OM00002804 | 90 | Stairwell #6 WEST SIDE ROOF | na | na | na | 1.5 | 460 | na | na | 3 | na | na | \Classifications\Building System Class\D30-HVAC Systems\D3040 - Distribution SYS\Stairwell Pressurization Fan - SPF | EQ-1002039
33-C1 | 33-C1 Larson Justice Center | 33-C1-D3031-240-CDR01 | Condensing Unit, Water Cooled CDR01 | Armstrong | 454916 | 6X5X10-4030 | OM00002805 | 104 | Cooling Tower Area SECURED AREA | NA | NA | DNA | 20 | 230/460 | 23.7A | ELECTRIC | 3 | NA | NA | \Classifications\Building System Class\D30-HVAC Systems\D3030 - Cooling SYS\Condensing Unit, Water Cooled - CDR | EQ-1002040
33-C1 | 33-C1 Larson Justice Center | 33-C1-D3031-240-CDR02 | Condensing Unit, Water Cooled CDR02 | DNA | 454910 | DNA | OM00002806 | 107 | Cooling Tower Area BEHIND COOLING TOWER | NA | NA | DNA | DNA | 230/460 | 23.7A | ELECTRIC | 3 | NA | NA | \Classifications\Building System Class\D30-HVAC Systems\D3030 - Cooling SYS\Condensing Unit, Water Cooled - CDR | EQ-1002041
33-C1 | 33-C1 Larson Justice Center | 33-C1-D5010-234-ATS01 | SWITCH, TRANSFER, AUTOMATIC | SQUARE D | D-201714 | DNA | OM00002866 | 520 | Main Electric Room | NA | NA | NA | NA | 277/480 | 1600 | ELECTRIC | 3 | NA | NA | \Classifications\Building System Class\D50-Electrical SYS\D5010 - Elec Service & Dist\Automatic Transfer Switch - ATS | EQ-1002047
33-C1 | 33-C1 Larson Justice Center | 33-C1-D5092-210-GEN01 | Emergency Generator | Detroit Diesel | WA-GM08574-01-0195 | 800 DS60 | OM00002826 | 180 F87055 | Generator Room | NA | NA | NA | 1170 | 480 | 1800 | Diesel | 3 | NA | NA | \Classifications\Building System Class\D50-Electrical SYS\D5090 - Elec SYS\Emergency Generator - GEN | EQ-1002048
33-C1 | 33-C1 Larson Justice Center | 33-C1-C1020-110-FRD01 | Fire Curtain #1 | Cookson Door Co. | naWHI007251 | DNA | OM00002849 | 380 | Criminal Department | NA | NA | NA | DNA | 115 | DNA | ELECTRIC | DNA | NA | NA | \Classifications\Building System Class\C10-General Building Interior\C1020 - Fire Doors\Fire Doors - FRD | EQ-1002049
33-C1 | 33-C1 Larson Justice Center | 33-C1-C1020-110-FRD02 | Fire Curtain #2 | DNA | WHI007252 | DNA | OM00002850 | 382 | Criminal Department | NA | NA | NA | DNA | 115 | DNA | ELECTRIC | DNA | NA | NA | \Classifications\Building System Class\C10-General Building Interior\C1020 - Fire Doors\Fire Doors - FRD | EQ-1002050
33-C1 | 33-C1 Larson Justice Center | 33-C1-C1020-110-FRD03 | Fire Curtain #3 | COOKSON | 007253 | DNA | OM00002851 | 384 | Criminal Department | NA | NA | NA | DNA | 115 | DNA | ELECTRIC | DNA | NA | NA | \Classifications\Building System Class\C10-General Building Interior\C1020 - Fire Doors\Fire Doors - FRD | EQ-1002051
33-C1 | 33-C1 Larson Justice Center | 33-C1-C1020-110-FRD04 | Fire Curtain #4 | COOKSON | 007248 | DNA | OM00002852 | 386 | Criminal Department | NA | NA | NA | DNA | 115 | DNA | ELECTRIC | NA | NA | NA | \Classifications\Building System Class\C10-General Building Interior\C1020 - Fire Doors\Fire Doors - FRD | EQ-1002052
33-C1 | 33-C1 Larson Justice Center | 33-C1-C1020-110-FRD05 | Fire Curtain #5 | COOKSON | 007249 | DNA | OM00002853 | 388 | Criminal Department | NA | NA | NA | DNA | 115 | DNA | ELECTRIC | DNA | NA | NA | \Classifications\Building System Class\C10-General Building Interior\C1020 - Fire Doors\Fire Doors - FRD | EQ-1002053
33-C1 | 33-C1 Larson Justice Center | 33-C1-C1020-110-FRD06 | Fire Curtain #6 | Cookson | 007254 | DNA | OM00002854 | 390 | Traffic Department | NA | NA | NA | DNA | 115 | DNA | ELECTRIC | DNA | NA | NA | \Classifications\Building System Class\C10-General Building Interior\C1020 - Fire Doors\Fire Doors - FRD | EQ-1002054
33-C1 | 33-C1 Larson Justice Center | 33-C1-C1020-110-FRD07 | Fire Curtain #7 | Cookson | 007255 | DNA | OM00002855 | 392 | Traffic Department | NA | NA | NA | DNA | 115 | DNA | ELECTRIC | DNA | NA | NA | \Classifications\Building System Class\C10-General Building Interior\C1020 - Fire Doors\Fire Doors - FRD | EQ-1002055
33-C1 | 33-C1 Larson Justice Center | 33-C1-C1020-110-FRD08 | Fire Curtain #8 | Cookson | 007256 | DNA | OM00002856 | 394 | Traffic Department | NA | NA | NA | DNA | 115 | DNA | ELECTRIC | DNA | NA | NA | \Classifications\Building System Class\C10-General Building Interior\C1020 - Fire Doors\Fire Doors - FRD | EQ-1002056
33-C1 | 33-C1 Larson Justice Center | 33-C1-C1020-110-FRD09 | Fire Curtain #9 | COOKSON | 007257 | DNA | OM00002857 | 396 | Civil Department | NA | NA | NA | DNA | 115 | DNA | ELECTRIC | DNA | NA | NA | \Classifications\Building System Class\C10-General Building Interior\C1020 - Fire Doors\Fire Doors - FRD | EQ-1002057
33-C1 | 33-C1 Larson Justice Center | 33-C1-C1020-110-FRD10 | Fire Curtain #10 | Cookson | 007258 | DNA | OM00002858 | 398 | Civil Department | NA | NA | NA | DNA | 115 | DNA | ELECTRIC | DNA | NA | NA | \Classifications\Building System Class\C10-General Building Interior\C1020 - Fire Doors\Fire Doors - FRD | EQ-1002058
33-C1 | 33-C1 Larson Justice Center | 33-C1-C1020-110-FRD11 | Fire Curtain #11 | COOKSON | 007250 | DNA | OM00002859 | 400 | Civil Department | NA | NA | NA | DNA | 115 | DNA | ELECTRIC | DNA | NA | NA | \Classifications\Building System Class\C10-General Building Interior\C1020 - Fire Doors\Fire Doors - FRD | EQ-1002059
33-C1 | 33-C1 Larson Justice Center | 33-C1-C1020-110-FRD12 | Fire Curtain #12 | Cookson | 007263 | DNA | OM00002860 | 402 | Fire Control Room | NA | NA | NA | DNA | 115 | DNA | ELECTRIC | DNA | NA | NA | \Classifications\Building System Class\C10-General Building Interior\C1020 - Fire Doors\Fire Doors - FRD | EQ-1002060
33-C1 | 33-C1 Larson Justice Center | 33-C1-C1020-110-FRD13 | Fire Curtain #13 | Cookson | 007262 | DNA | OM00002861 | 404 | STAFF, ADJACENT TO CLERKS OFFICE | NA | NA | NA | DNA | 115 | DNA | ELECTRIC | DNA | NA | NA | \Classifications\Building System Class\C10-General Building Interior\C1020 - Fire Doors\Fire Doors - FRD | EQ-1002061
33-C1 | 33-C1 Larson Justice Center | 33-C1-C1020-110-FRD14 | Fire Curtain #14 | Cookson | 007264 | DNA | OM00002862 | 406 | 1ST FLOOR NEAR THE LAW LIBRARY | NA | NA | NA | DNA | 115 | DNA | ELECTRIC | DNA | NA | NA | \Classifications\Building System Class\C10-General Building Interior\C1020 - Fire Doors\Fire Doors - FRD | EQ-1002062
33-C1 | 33-C1 Larson Justice Center | 33-C1-C1020-110-FRD15 | Passenger Elevator Won Door (Basement) | WON DOOR CORP | 4180 | DNA | OM00002878 | 900 | Lower Level NEAR SHERIFF'S CIVIL BUREAU | NA | NA | NA | DNA | DNA | DNA | ELECTRIC | DNA | NA | NA | \Classifications\Building System Class\C10-General Building Interior\C1020 - Fire Doors\Fire Doors - FRD | EQ-1002063
33-C1 | 33-C1 Larson Justice Center | 33-C1-C1020-110-FRD16 | Passenger Elevator Won Door (1st Floor) | cookson | 007259 | NA | OM00002922 | DNA | basement near elevator 1 | NA | NA | NA | NA | NA | NA | NA | NA | NA | NA | \Classifications\Building System Class\C10-General Building Interior\C1020 - Fire Doors\Fire Doors - FRD | EQ-1002064
33-C1 | 33-C1 Larson Justice Center | 33-C1-C1020-110-FRD17 | Passenger Elevator won Door (2nd Floor) | WON DOOR CORP | 539075 | DNA | OM00002880 | 920 | 2nd Floor, LOBBY TO THE LEFT | NA | NA | NA | DNA | DNA | DNA | ELECTRIC | DNA | NA | NA | \Classifications\Building System Class\C10-General Building Interior\C1020 - Fire Doors\Fire Doors - FRD | EQ-1002065
33-C1 | 33-C1 Larson Justice Center | 33-C1-C1020-110-FRD18 | Passenger Elevator Won Doors )3rd Floor) | WON DOOR CORP | 539079 | R6799 | OM00002881 | 930 | 3rd Floor LOBBY | NA | NA | NA | DNA | DNA | DNA | ELECTRIC | DNA | NA | NA | \Classifications\Building System Class\C10-General Building Interior\C1020 - Fire Doors\Fire Doors - FRD | EQ-1002066
33-C1 | 33-C1 Larson Justice Center | 33-C1-C1020-110-FRD19 | Freight Elevator Won Door (Basement) | WON DOOR CORP | DNA | R6799 | OM00002882 | 940 | Lower Level EAST SIDE BASEMENT | NA | NA | NA | DNA | DNA | DNA | ELECTRIC | DNA | NA | NA | \Classifications\Building System Class\C10-General Building Interior\C1020 - Fire Doors\Fire Doors - FRD | EQ-1002067
33-C1 | 33-C1 Larson Justice Center | 33-C1-C1020-110-FRD21 | Freight Elevator Won Door (2nd Floor) | WON DOOR CORP | 539076 | R6799 | OM00002884 | 960 | 2nd Floor PUBLIC LOBBY FAR LEFT | NA | NA | NA | DNA | DNA | DNA | Electric | DNA | NA | NA | \Classifications\Building System Class\C10-General Building Interior\C1020 - Fire Doors\Fire Doors - FRD | EQ-1002069
33-C1 | 33-C1 Larson Justice Center | 33-C1-C1020-110-FRD22 | Freight Elevator Won Door (3rd Floor) | WON DOOR CORP | 539078 | R6799 | OM00002885 | 970 | 3rd Floor PUBLIC LOBBY FAR LEFT | NA | NA | NA | DNA | DNA | DNA | ELECTRIC | DNA | NA | NA | \Classifications\Building System Class\C10-General Building Interior\C1020 - Fire Doors\Fire Doors - FRD | EQ-1002070
33-C1 | 33-C1 Larson Justice Center | 33-C1-D2017-100-SHW01 | Eye Wash/Emergency Shower SHW01 | na | na | na | OM00002863 | 420 | Chiller Room | na | na | na | na | na | na | na | na | na | na | \Classifications\Building System Class\D20-Plumbing\D2010 - Plumb Fix\Showers - SHW | EQ-1002071
33-C1 | 33-C1 Larson Justice Center | 33-C1-D2023-100-BFP02 | Chilled Water Loop Backflow Device | WATTS | 18736 | DNA | OM00002868 | 0610 | Chiller Room | NA | NA | NA | NA | NA | NA | NA | NA | NA | NA | \Classifications\Building System Class\D20-Plumbing\D2020 - Domestic Water\Backflow Preventer - BFP | EQ-1002074
33-C1 | 33-C1 Larson Justice Center | 33-C1-D2022-260-HWG01 | WH-1 Domestic Water Heater | Polyshield | 19584216 | 500 P 600A-TP | OM00002816 | 0123 | Lower Level Mechanical Area | NA | NA | NA | DNA | 115 | 8 | ELECTRIC | 1 | NA | NA | \Classifications\Building System Class\D20-Plumbing\D2020 - Domestic Water\Domestic Water Heater, Gas - HWG | EQ-1002075
33-C1 | 33-C1 Larson Justice Center | 33-C1-D3068-100-BAS01 | MCC Panel | Square D MODE 5 | J55316 | DNA | OM00002903 | DNA | Chiller Room | NA | NA | NA | NA | 600 | 300 | ELECTRIC | 3 | NA | NA | \Classifications\Building System Class\D30-HVAC Systems\D3060 - Control & Inst Air\Building Automation System - BAS | EQ-1002076
33-C1 | 33-C1 Larson Justice Center | 33-C1-D3068-100-BAS02 | MCCE Panel | Square D | DNA | DNA | OM00002904 | 1410 | Main Electric Room | NA | NA | NA | DNA | 480/277 | 1600 | ELECTRIC | 2 | NA | NA | \Classifications\Building System Class\D30-HVAC Systems\D3060 - Control & Inst Air\Building Automation System - BAS | EQ-1002077
33-C1 | 33-C1 Larson Justice Center | 33-C1-D5037-710-FAP01 | Fire Alarm Panel | SIMPLEX | DNA | 4100 | OM00002824 | 0165 | Fire Control Room | NA | NA | NA | NA | NA | NA | ELECTRIC | NA | NA | NA | \Classifications\Building System Class\D50-Electrical SYS\D5030 - Comm & Security\Fire Alarm Panel - FAP | EQ-1002078
33-C1 | 33-C1 Larson Justice Center | 33-C1-E1033-310-HLF01 | Dock Leveler | ELLIS LIFTS | DNA | DNA | OM00002897 | 1100 | Loading Dock | NA | NA | NA | NA | NA | NA | NA | NA | NA | NA | \Classifications\Building System Class\E10-Equipment\E1030 - Vehicular Equipment\Hydraulic Lift,Loading Dock - HLF | EQ-1002079
33-C1 | 33-C1 Larson Justice Center | 33-C1-G2023-150-PEG01 | Secured Parking Entrance Gate (South) | LIFT MASTER | 3909N3898 | SL575-100-43-G3 | OM00002905 | 1450 | Building Exterior SOUTH SIDE | NA | NA | NA | NA | 460 | DNA | ELECTRIC | 3 | NA | NA | \Classifications\Building System Class\G20-Other Systems\G2020 - Parking Lots\Secured Parking Gate - PEG | EQ-1002080
33-C1 | 33-C1 Larson Justice Center | 33-C1-G2023-150-PEG02 | Secured Parking Entrance Gate (West ) | STANLEY | DNA | 570 | OM00002906 | 1460 | Building Exterior | 4L300 | NA | DNA | DNA | 208/230/460 | 3.4-1.7 | ELECTRIC | 3 | NA | NA | \Classifications\Building System Class\G20-Other Systems\G2020 - Parking Lots\Secured Parking Gate - PEG | EQ-1002081
33-C1 | 33-C1 Larson Justice Center | 33-C1-D3090-114-CMP01 | Control Air Compressor | QUINCY | 5058980 | QC1006D | OM00002819 | 0129 | Lower Level Mechanical Area | NA | NA | R-134a | DNA | 230/400 | 5.4/2.7 | ELECTRIC | NA | NA | NA | \Classifications\Building System Class\D30-HVAC Systems\D3090 - Other HVAC Systems and Equipment\Air Compressor - CMP | EQ-1002082
33-C1 | 33-C1 Larson Justice Center | 33-C1-D4022-210-FSG01 | FP-1 Fire Pump | na | 133320NF | na | OM00002821 | 0140 | Lower Level Mechanical Area | na | na | na | 2.2 | na | na | Electric | na | na | na | \Classifications\Building System Class\D40-Fire Protection SYS\D4020 - Stand Pipe\Pump,Fire,Electric Motor Driven - FSG | EQ-1002083
33-C1 | 33-C1 Larson Justice Center | 33-C1-D4031-100-FEX39 | Fire Extinguishers | ABM Engineering Services | NA | NA | OM00002908 | 7008 | Building Complex | na | na | na | na | na | na | na | na | na | na | \Classifications\Building System Class\D40-Fire Protection SYS\D4030 - FIRE SPEC\Fire Extinguisher - FEX | EQ-1002084
33-C1 | 33-C1 Larson Justice Center | 33-C1-D2090-230-WIP01 | Water Treatment ""Inhibitor"" Pump | MILTON | 950817922 | DNA | OM00002840 | 0235 | Chiller Room | NA | NA | NA | DNA | 115 | 1.40 | ELECTRIC | 1 | NA | NA | \Classifications\Building System Class\D20-Plumbing\D2090 - Other Plumbing SYS\Water Treatment Inhibitor Pump - WIP | EQ-1002087
33-C1 | 33-C1 Larson Justice Center | 33-C1-D2090-230-WIP02 | Water Treatment ""Biocide"" Pump | MILTON | 960319367 | 141-1555 | OM00002841 | 0240 | Chiller Room | NA | NA | NA | DNA | 115 | 1.40 | ELECTRIC | 1 | NA | NA | \Classifications\Building System Class\D20-Plumbing\D2090 - Other Plumbing SYS\Water Treatment Inhibitor Pump - WIP | EQ-1002088
33-C1 | 33-C1 Larson Justice Center | 33-C1-D2030-410-PMS01 | SE-1A Sewage Ejector Pump | DNA | 35728 | DNA | OM00002809 | 0112 | FAR BACK WALL OF SOUTH SIDE BASEMENT | NA | NA | NA | 1 1/2 | 460 | 7 | ELECTRIC | 3 | NA | NA | \Classifications\Building System Class\D20-Plumbing\D2030 - Sani Waste\Sewage Ejector Pump - PMS | EQ-1002089
33-C1 | 33-C1 Larson Justice Center | 33-C1-D2030-410-PMS02 | SE-1B Sewage Ejector Pump | CALHOUNT POXON CO | 35728 | EC1508-01-04-08-18-XX-3 | OM00002810 | 0113 | Lower Level Mechanical Area FAR BACK WALL SOUTH SIDE BASEMENT | NA | NA | NA | 4 | 230/460 | 14.6 | ELECTRIC | 3 | NA | NA | \Classifications\Building System Class\D20-Plumbing\D2030 - Sani Waste\Sewage Ejector Pump - PMS | EQ-1002090
33-C1 | 33-C1 Larson Justice Center | 33-C1-D2023-310-HWP01 | HWP-1 Domestic Hot Water Circulating Pump | DNA | DNA | DNA | OM00002817 | 0126 | Lower Level Mechanical Area | NA | NA | NA | 1/4 | 115 | NA | NA | NA | NA | NA | \Classifications\Building System Class\D20-Plumbing\D2020 - Domestic Water\Domestic Hot Water Circulating Pump - HWP | EQ-1002091
33-C1 | 33-C1 Larson Justice Center | 33-C1-D2023-310-HWP02 | Domestic Water Booster System | LANARIIS CO. | 44-0428 | TE23545 | OM00002818 | 0127 | Domestic Water Booster Pump N. BASEMENT | NA | NA | NA | 1/3 | 460 | 5.7 | ELECTRIC | 3 | 399000 kWh | NA | \Classifications\Building System Class\D20-Plumbing\D2020 - Domestic Water\Domestic Hot Water Circulating Pump - HWP | EQ-1002092
33-C1 | 33-C1 Larson Justice Center | 33-C1-D4022-210-JPM01 | JP-1 Jockey Pump | BALDOR | 84/Z00011 | 3515701-188FS | OM00002822 | 0150 | Lower Level Mechanical Area | NA | NA | NA | 3 | 230/460 | 4 | ELECTRIC | 3 | NA | NA | \Classifications\Building System Class\D40-Fire Protection SYS\D4020 - Stand Pipe\Jockey Pump - JPM | EQ-1002093
33-C1 | 33-C1 Larson Justice Center | 33-C1-B2034-400-DOH01 | Loading Dock Roll Up Door | COOKSAN | AAZ03945 | L18 | OM00002865 | 510 | Loading Dock | NA | NA | NA | NA | DNA | DNA | ELECTRIC | DNA | NA | NA | \Classifications\Building System Class\B20-General Building Exterior\B2030 - Exterior Doors\Door,Overhead-Shutter,Manual,Elec,Roll-up - DOH | EQ-1002561
33-C1 | 33-C1 Larson Justice Center | 33-C1-D4010-150-FMS01 | SYSTEM, EXTINGUISHING, WET PIPE SEW01 | DNA | DNA | DNA | OM00002929 | DNA | BASEMENT SOUTH SIDE | NA | NA | NA | NA | NA | NA | NA | NA | NA | NA | \Classifications\Building System Class\D40-Fire Protection SYS\D4010 - Sprinkler SYS\Fire Systems, stand pipes - FMS | EQ-1005280
33-C1 | 33-C1 Larson Justice Center | 33-C1-D1013-310-WCL01 | Wheelchair Lift WCL01 | Pentalift | 1100950226 | 4.3L3648.5 | OM00001909 |  | Courtroom 2K | NA | NA | NA | Floor 2 | 110 | 12.6 | electric | DNA | NA | NA | \Classifications\Building System Class\D10-Conveyance Systems\D1010 - Elevator\Wheelchair Lift - WCL | EQ-1005587
33-C1 | 33-C1 Larson Justice Center | 33-C1-D1013-310-WCL02 | Wheelchair Lift WCL02 | Pentalift | 1100950225 | 4.3L3648.5 | OM00001910 |  | Courtroom 3N | NA | NA | NA | Floor 2 | 110 | 12.6 | electric | DNA | NA | NA | \Classifications\Building System Class\D10-Conveyance Systems\D1010 - Elevator\Wheelchair Lift - WCL | EQ-1005588
33-C1 | 33-C1 Larson Justice Center | 33-C1-B2010-100-BLD01 | Building Structure | NA | NA | NA | OM00036867 | NA | NA | NA | NA | NA | NA | NA | NA | NA | NA | NA | NA | \Classifications\Building System Class\B20-General Building Exterior\B2010 - Exterior Walls\Building - BLD | EQ-1007302
33-C1 | 33-C1 Larson Justice Center | 33-C1-B3010-100-RUF01 | Roofing Systems | NA | NA | NA | OM00002933 |  | NA | NA | NA | NA | NA | NA | NA | NA | NA | NA | NA | \Classifications\Building System Class\B30-Roofing\B3010 - Roof Types\Roof - RUF | EQ-1007479
33-C1 | 33-C1 Larson Justice Center | 33-C1-D1010-100-ELE07 | ELEVATOR 07 PASSENGER Holding to Courtrooms - | DOVER | EF2534 | EP9520 | OM00002891 | State ID# 108050 | Holding to courtrooms | NA | NA | NA | 20 | 230 | 39 | ELECTRIC | 3 | NA | NA | \Classifications\Building System Class\D10-Conveyance Systems\D1010 - Elevator\Elevator,Hydraulic,Pass/Freight - ELE | 1008096
33-C1 | 33-C1 Larson Justice Center | 33-C1-D1010-100-ELE05 | ELEVATOR 05 Holding to Courtrooms - | DNA | DNA | DNA | OM00002892 | State ID# 108048 | Holding to courtrooms | [10 empty] | \Classifications\Building System Class\D10-Conveyance Systems\D1010 - Elevator\Elevator,Electric,Pass/Freight - ELE | 1009595
33-C1 | 33-C1 Larson Justice Center | 33-C1-D1010-100-ELE06 | ELEVATOR 06 Holding to Courtrooms - | DNA | DNA | DNA | OM00002926 | State ID# 108049 | Holding to courtrooms | [10 empty] | \Classifications\Building System Class\D10-Conveyance Systems\D1010 - Elevator\Elevator,Electric,Pass/Freight - ELE | 1009596
33-C1 | 33-C1 Larson Justice Center | 33-C1-C1020-110-FRD23 | FIRE CURTAIN 15 | COOKSON | 007260 | DNA | OM00002920 | DNA | BASEMENT ACROSS FROM ELEVATOR #1 | NA | NA | NA | NA | 115 | NA | Electric | NA | NA | NA | \Classifications\Building System Class\C10-General Building Interior\C1020 - Fire Doors\Fire Doors - FRD | 1012207
33-C1 | 33-C1 Larson Justice Center | 33-C1-C1020-110-FRD24 | FIRE CURTAIN 17 | COOKSON | 007261 | DNA | OM00002924 | DNA | BASEMENT NEAR ELEVATOR #1 | NA | NA | NA | DNA | 115 | DNA | Electric | DNA | NA | NA | \Classifications\Building System Class\C10-General Building Interior\C1020 - Fire Doors\Fire Doors - FRD | 1012208
33-C1 | 33-C1 Larson Justice Center | 33-C1-D2017-100-SHW03 | Emergency Eye Wash | Sperian | 478537 | DNA | OM00002971 | dna | South Side Basement by AHU#2 | NA | NA | NA | NA | NA | NA | NA | NA | NA | NA | \Classifications\Building System Class\D20-Plumbing\D2010 - Plumb Fix\Showers - SHW | 1012209
33-C1 | 33-C1 Larson Justice Center | 33-C1-D2017-100-SHW05 | Eye Wash Station | FEND ALL | 432110 | Porta Stream | OM00002934 | dna | Ground, Cooling Tower Area | NA | NA | NA | NA | NA | NA | NA | NA | NA | NA | \Classifications\Building System Class\D20-Plumbing\D2010 - Plumb Fix\Showers - SHW | 1012210
33-C1 | 33-C1 Larson Justice Center | 33-C1-D2090-230-WIP03 | WATER TREATMENT INHIBITOR PUMP | TACWIN CO | DNA | ARPZ-61-CL-1/4X3-4 PEWS-ULP-NP | OM00002890 | DNA | CHILLER ROOM | NA | NA | NA | NA | 110-240 | DNA | Electric | 1 | NA | NA | \Classifications\Building System Class\D20-Plumbing\D2090 - Other Plumbing SYS\Water Treatment Inhibitor Pump - WIP | 1012211
33-C1 | 33-C1 Larson Justice Center | 33-C1-D3042-220-EFN21 | Exhaust Fan #21 | Greenheck | 95F07235 | SBE 1H-24-4 | OM00003000 | na | Chiller Room | X1 3L250 | NA | NA | 1/4 | 115 | 5.0 | Electric | 1 | NA | NA | \Classifications\Building System Class\D30-HVAC Systems\D3040 - Distribution SYS\Supply/Exhaust/Return fans- FAN | 1012212
33-C1 | 33-C1 Larson Justice Center | 33-C1-D3050-250-ACU01 | Split System A/C | Mitsubishi Electric | 91W000D1 | PUHY-P120YJMU-A | OM00002976 |  | Roof, W. Electrical Room, 2nd floor | DNA | DNA | R-410A | DNA | 460V | 23 | Electric | 3 | DNA | DNA | \Classifications\Building System Class\D30-HVAC Systems\D3050 - Package SYS\Air Conditioning,Split System - ACU | 1012213
33-C1 | 33-C1 Larson Justice Center | 33-C1-D3050-250-ACU02 | Roof Cond. Unit | Mitsubishi Electric | 91W00009 | PUHY PIZOY JMVA | OM00002992 |  | East End Roof | NA | NA | R-410A | NA | 460 | 3-4 | NA | 3 | NA | NA | \Classifications\Building System Class\D30-HVAC Systems\D3050 - Package SYS\Air Conditioning,Split System - ACU | 1012214
33-C1 | 33-C1 Larson Justice Center | 33-C1-D3050-250-ACU03 | PACKAGE UNIT #3 | Mitsubishi Electric | 208230 | MUY-GA-24NA | OM00016470 |  | Lower Level Mech. Room | NA | DNA | R-410A | DNA | 208/230 | 17 | Electric | 1 | NA |  | \Classifications\Building System Class\D30-HVAC Systems\D3050 - Package SYS\Air Conditioning,Split System - ACU | 1012215
33-C1 | 33-C1 Larson Justice Center | 33-C1-D3050-250-ACU04 | DUCTLESS AC | Mitsubishi Electric | 95MX00Z15 | PKFY-P30NKMU-E | OM00002888 |  | NIRTH BASEMENT NEAR ELEVATOR #4 | NA | WASHABLE | R-410A | DNA | 208-230 | 15 | Electric | 3 | DNA | DNA | \Classifications\Building System Class\D30-HVAC Systems\D3050 - Package SYS\Air Conditioning,Split System - ACU | 1012216
33-C1 | 33-C1 Larson Justice Center | 33-C1-D4010-150-FMS02 | FIRE PUMP CONTROLLER | DNA | 72227 | MCP-200-46 | OM00002972 | DNA | LOWER LEVEL MECHANICAL | NA | NA | NA | NA | 480 | 4.8 | Electric | 3 | NA | NA | \Classifications\Building System Class\D40-Fire Protection SYS\D4010 - Sprinkler SYS\Fire Systems, stand pipes - FMS | 1012217
33-C1 | 33-C1 Larson Justice Center | 33-C1-D2023-100-BFP03 | Line Back Flow #3 Fire | DNA | dna | DNA | OM00002930 | DNA | Ground, North Side Exterior | NA | NA | NA | NA | NA | NA | NA | NA | NA | NA | \Classifications\Building System Class\D20-Plumbing\D2020 - Domestic Water\Backflow Preventer - BFP | 1012218
33-C1 | 33-C1 Larson Justice Center | 33-C1-D2023-100-BFP04 | 1/2" back flow device irrigation #4 | Febco | J006638 | 825Y | OM00002932 | DNA | Ground, North Exterior | NA | NA | NA | NA | NA | NA | NA | NA | NA | NA | \Classifications\Building System Class\D20-Plumbing\D2020 - Domestic Water\Backflow Preventer - BFP | 1012219
33-C1 | 33-C1 Larson Justice Center | 33-C1-D4094-450-SFM01 | AGENT RELEASE CONTROL PANEL | AUTO PULSE | DNA | 442R | OM00002886 | DNA | COMPUTER ROOM 1ST FLOOR | NA | NA | NA | NA | 110-120 | 1.2 | Electric | 1 | NA | NA | \Classifications\Building System Class\D40-Fire Protection SYS\D4090 - Other Fire Protection Systems\Fire Suppression, Gaseous - SFM | 1012221
33-C1 | 33-C1 Larson Justice Center | 33-C1-D2090-670-WLR01 | WATER MANAGEMENT CONTROL | AQUATRAC | DNA | SMART | OM00002961 | DNA | CHILLER ROOM | NA | NA | NA | DNA | 115 | DNA | Electric | 1 | NA | NA | \Classifications\Building System Class\D20-Plumbing\D2090 - Other Plumbing SYS\Water Treatment,Chlorine - WLR | 1012222
33-C1 | 33-C1 Larson Justice Center | 33-C1-D3030-310-CTF01 | Cooling Tower Sand Filter | PUROFLEX CORP | 1AO6N | HRPB30 | OM00002960 | [5 empty] | 2 | 208 | 7.1 |  | 3 |  |  | \Classifications\Building System Class\D30-HVAC Systems\D3030 - Cooling SYS\Cooling Tower Filter - CTF | 1014881
33-C1 | 33-C1 Larson Justice Center | 33-C1-D3042-220-EFN20 | FAN, EXHAUST #19 (BELT DRIVEN) | MARATHON ELECTRIC | B302 | A48S1702D54F | OM00002996 |  | BEHIND THE GENERATOR | B-210 STEEL ENFORCED RUBBER BELT | NA | NA | DNA | 115 | 5 | Electric | 1 | NA | NA | \Classifications\Building System Class\D30-HVAC Systems\D3040 - Distribution SYS\Supply/Exhaust/Return fans- FAN | 1015203
33-C1 | 33-C1 Larson Justice Center | 33-C1-D2017-100-SHW04 | SHOWER, EYE WASH STATION #4 | PORTA STREAM | 432112 | 23070 | OM00002997 |  | BY THE GENERATOR | NA | NA | NA | NA | NA | NA | NA | NA | NA | NA | \Classifications\Building System Class\D20-Plumbing\D2010 - Plumb Fix\Showers - SHW | 1015204
33-C1 | 33-C1 Larson Justice Center | 33-C1-D3021-130-BLR05 | Boiler | Lochinvar | J12M00256228 | PBN1501 | DNA | 560668 | Boiler room | NA | NA | NA | NA | NA |  | Natural gas |  | 1,500,000 | 1,260,000 | \Classifications\Building System Class\D30-HVAC Systems\D3020 - Heat SYS\Boiler,Hot Water,Oil/Gas/Comb. - BLR | 1017284
33-C1 | 33-C1 Larson Justice Center | 33-C1-D3021-130-BLR04 | Boiler | Lochinvar | J12M00256227 | PBN1501 | DNA | 560667 ¦149964 | Boiler room | NA | NA | NA | NA | NA |  | Natural gas |  | 1,500,000 | 1,260,000 | \Classifications\Building System Class\D30-HVAC Systems\D3020 - Heat SYS\Boiler,Hot Water,Oil/Gas/Comb. - BLR | 1017283
33-C1 | 33-C1 Larson Justice Center | 33-C1-D3021-130-BLR06 | Boiler | Lochinvar | J12M00256229 | PBN1501 | DNA | 560669 ¦144964 | Boiler room | NA | NA | NA | NA | NA |  | Natural gas |  | 1,500,000 | 1,260,000 | \Classifications\Building System Class\D30-HVAC Systems\D3020 - Heat SYS\Boiler,Hot Water,Oil/Gas/Comb. - BLR | 1017285
33-C1 | 33-C1 Larson Justice Center | 33-C1-D2023-100-BFP06 | Backflow Preventer-Fire sprinkler system (BFP06) | Zurn Wilkins | P08277 | 450DA | OM00025746 |  | Grounds, West side off Oasis St. | NA | NA | NA | NA | NA | NA | NA | NA | NA |  | \Classifications\Building System Class\D20-Plumbing\D2020 - Domestic Water\Backflow Preventer - BFP | 1019488
33-C1 | 33-C1 Larson Justice Center | 33-C1-D2023-100-BFP07 | Fire system backflow preventer | Wilkins | P008816 | 450DA | OM00025768 | Replaced S/N-112578 | On highway 111 side of building (NE) | NA | NA | NA | NA | NA | NA | NA | NA | NA | NA | \Classifications\Building System Class\D20-Plumbing\D2020 - Domestic Water\Backflow Preventer - BFP | 1020336
33-C1 | 33-C1 Larson Justice Center | 33-C1-D2023-100-BFP08 | Domestic Main BFP08 4" Double Check Detector | Watts | 1126 | 709 DCDA 4" | OM00025818 | Meter#: 70295024 | North east corner of building in-ground vault | NA | NA | NA | NA | NA | NA | NA | NA | NA | NA | \Classifications\Building System Class\D20-Plumbing\D2020 - Domestic Water\Backflow Preventer - BFP | 1022656
33-C3 | 33-C3 Indio Juvenile Court | 33-C3-D5092-250-EML05 | Exit sign | NA | NA | NA | OM00033821 |  | General Building | NA | NA | NA | NA | DNA | DNA | Electric | NA | NA | NA | \Classifications\Building System Class\D50-Electrical SYS\D5090 - Elec SYS\Emergency And Exit Lighting - EML | EQ-1004948
33-C3 | 33-C3 Indio Juvenile Court | 33-C3-B2010-100-BLD01 | Building Structure | NA | NA | NA | OM00033820 |  | NA | NA | NA | NA | NA | NA | NA | NA | NA | NA | NA | \Classifications\Building System Class\B20-General Building Exterior\B2010 - Exterior Walls\Building - BLD | EQ-1007304
33-C3 | 33-C3 Indio Juvenile Court | 33-C3-D3050-210-PKU02 | Package Unit #2 (gas pack) | Lennox | 5601K01277 | LGA180HS11 | OM00036026 | NA | Roof - West Side | 3 X 62 | NA | R-22 | NA | 240 | 17.3 | Natural gas and electric | DNA | 200,000 | NA | \Classifications\Building System Class\D30-HVAC Systems\D3050 - Package SYS\Package Unit - PKU | 1014578
33-C3 | 33-C3 Indio Juvenile Court | 33-C3-D3050-210-PKU01 | Package Unit #1 (gas pack) | Lennox | 5601K01831 | LGA048H52Y | OM00036025 | NA | Roof - West Side | AX 43 | 16X29X2 | R-22 | 1.5 | 240 | 13.5 | Natural gas and electric | DNA | 78,000 | NA | \Classifications\Building System Class\D30-HVAC Systems\D3050 - Package SYS\Package Unit - PKU | 1014579
33-C3 | 33-C3 Indio Juvenile Court | 33-C3-D3050-210-PKU03 | Package Unit #3 (gas pack) | Lennox | 5601K01695 | LGA090HSIY | OM00036027 | NA | Roof - West Side | AX 44 | 18X24X2 | R-22 | 2 | 240 | 12.4 | Natural gas and electric | DNA | 130,000 | NA | \Classifications\Building System Class\D30-HVAC Systems\D3050 - Package SYS\Package Unit - PKU | 1014580
33-C3 | 33-C3 Indio Juvenile Court | 33-C3-D3050-210-PKU04 | Package Unit #4 (gas pack) | Lennox | 5601K01331 | LGA156HSIY | OM00036028 | NA | Roof - West Side | 3 X 62 | 24X24X2 | R-22 | 3 | 240 | 17.3 | Natural gas and electric | DNA | 200,000 | NA | \Classifications\Building System Class\D30-HVAC Systems\D3050 - Package SYS\Package Unit - PKU | 1014581
33-C3 | 33-C3 Indio Juvenile Court | 33-C3-D3050-210-PKU05 | Package Unit #5 (gas pack) | Lennox | 5601K01394 | LGA156HSIY | OM00036029 | NA | Roof - West Side | 3 X 62 | 24X24X2 | R-22 | 3 | 240 | 13.5 | Natural gas and electric | DNA | 260,000 | NA | \Classifications\Building System Class\D30-HVAC Systems\D3050 - Package SYS\Package Unit - PKU | 1014582
33-C3 | 33-C3 Indio Juvenile Court | 33-C3-D3050-210-PKU06 | Package Unit #6 (gas pack) | Lennox | 5601L00174 | LGA156HSIY | OM00036030 | NA | Roof - West Side | 3 X 62 | 24X24X2 | R-22 | 3 | 240 | 17.3 | Natural gas and electric | DNA | 260,000 | NA | \Classifications\Building System Class\D30-HVAC Systems\D3050 - Package SYS\Package Unit - PKU | 1014583
33-C3 | 33-C3 Indio Juvenile Court | 33-C3-D3050-210-PKU07 | Package Unit #7 (gas pack) | Lennox | 5601K01684 | LGA156HSIY | OM00036031 | NA | Roof - West Side | AX 44 | 18X24X2 | R-22 | 2 | 240 | 12.4 | Natural gas and electric | DNA | 130,000 | NA | \Classifications\Building System Class\D30-HVAC Systems\D3050 - Package SYS\Package Unit - PKU | 1014584
33-C3 | 33-C3 Indio Juvenile Court | 33-C3-D3050-210-PKU08 | Package unit #8 (gas pack) | Lennox | 5601K018353 | LGA156HSIY | OM00036032 | NA | Roof - West Side | A X 43 | 16X24X2 | R-22 | 1.5 | 240 | 17.3 | Natural gas and electric | DNA | 78,000 | NA | \Classifications\Building System Class\D30-HVAC Systems\D3050 - Package SYS\Package Unit - PKU | 1014585
33-C3 | 33-C3 Indio Juvenile Court | 33-C3-D5037-710-FAP01 | Main Fire Panel | Grinnell | DNA | TFX-400 | OM00036033 | NA | W. Secure Hallway | NA | NA | NA | NA | NA | NA | Electric | DNA | NA | NA | \Classifications\Building System Class\D50-Electrical SYS\D5030 - Comm & Security\Fire Alarm Panel - FAP | 1014586
33-C3 | 33-C3 Indio Juvenile Court | 33-C3-D5010-200-ESD01 | Main Switch Board | Westinghouse | DNA | LA45661 | OM00036034 | NA | W. Secure Hallway | NA | NA | NA | NA | NA | NA | Electric | DNA | NA | NA | \Classifications\Building System Class\D50-Electrical SYS\D5010 - Elec Service & Dist\Electical Service and Distribution - ESD | 1014587
33-C3 | 33-C3 Indio Juvenile Court | 33-C3-D4010-150-FMS01 | Stand Pipe | DNA | DNA | DNA | OM00036035 | NA | W. Secure Hallway | NA | NA | NA | NA | NA | NA | NA | NA | NA | NA | \Classifications\Building System Class\D40-Fire Protection SYS\D4010 - Sprinkler SYS\Fire Systems, stand pipes - FMS | 1014588
33-C3 | 33-C3 Indio Juvenile Court | 33-C3-D2022-100-HWE01 | Domestic Hot Water Heater | Lochinvor | 11115708443 | ESK030KK | OM00036350 | NA | W. Secure Hallway | NA | NA | NA | NA | NA | NA | Electric | DNA | NA | NA | \Classifications\Building System Class\D20-Plumbing\D2020 - Domestic Water\Domestic Water Heater, Electric - HWE | 1014589
33-C3 | 33-C3 Indio Juvenile Court | 33-C3-D4031-100-FEX05 | Fire Extinguishers | NA | NA | NA | OM00036351 |  | ALL | NA | NA | NA | NA | NA | NA | NA | NA | NA | NA | \Classifications\Building System Class\D40-Fire Protection SYS\D4030 - FIRE SPEC\Fire Extinguisher - FEX | 1014590
33-C3 | 33-C3 Indio Juvenile Court | 33-C3-D5092-250-ELT42 | Exterior Lights | NA | NA | NA | OM00036352 | NA | Grounds | NA | NA | NA | NA | NA | NA | NA | NA | NA | NA | \Classifications\Building System Class\D50-Electrical SYS\D5090 - Elec SYS\Exterior Lighting - ELT | 1014591
33-C3 | 33-C3 Indio Juvenile Court | 33-C3-D2030-150-MWL01 | Main Branch Waste | NA | NA | NA | OM00036353 | NA | ALL | NA | NA | NA | NA | NA | NA | NA | NA | NA | NA | \Classifications\Building System Class\D20-Plumbing\D2030 - Sani Waste\Main/Branch Waste System - MWL | 1014592
33-C3 | 33-C3 Indio Juvenile Court | 33-C3-G2050-200-LSC01 | Landscaping | NA | NA | NA | OM00030354 | NA | Grounds | NA | NA | NA | NA | NA | NA | NA | NA | NA | NA | \Classifications\Building System Class\G20-Other Systems\G2050 - Landscaping\Landscaping - LSC | 1014593
33-C3 | 33-C3 Indio Juvenile Court | 33-C3-G2049-300-HSC01 | Hardscape | NA | NA | NA | OM00036355 | NA | ALL | NA | NA | NA | NA | NA | NA | NA | NA | NA | NA | \Classifications\Building System Class\G20-Other Systems\G2040 - Site Development\Hardscape - HSC | 1014594
33-C3 | 33-C3 Indio Juvenile Court | 33-C3-D3050-250-ACU02 | AIR CONDITIONING, DUCTLESS SPLIT SYSTEM #2 | Mitsubishi Electric | 85U00635C | PUY 24NHA2 | OM00036278 |  | BY THE DUCT WORK | NA | DNA | R-410A | NA | 208/230 | 25 | Electric | 1 | NA | NA | \Classifications\Building System Class\D30-HVAC Systems\D3050 - Package SYS\Air Conditioning,Split System - ACU | 1015205
33-C3 | 33-C3 Indio Juvenile Court | 33-C3-D3050-250-ACU01 | AIR CONDITIONING, DUCTLESS SPLIT SYSTEM #1 | Mitsubishi Electric | 44U000060 | PU18EK1 | OM00036277 |  | BY THE DUCT WORK | NA | DNA | R-22 | NA | 208/280 | 20 | Electric | 1 | NA | NA | \Classifications\Building System Class\D30-HVAC Systems\D3050 - Package SYS\Air Conditioning,Split System - ACU | 1015206
33-C3 | 33-C3 Indio Juvenile Court | 33-C3-D1013-310-WCL01 | Wheel Chair Lift | RAM Manufacturing Ltd. | DNA | Trust Lift | DNA | State ID# 132437 | Department 240 | [10 empty] | \Classifications\Building System Class\D10-Conveyance Systems\D1010 - Elevator\Wheelchair Lift - WCL | 1017745
33-C3 | 33-C3 Indio Juvenile Court | 33-C3-D2023-100-BFP01 | Backflow Device, Irrigation |  | 9903031639 |  |  |  | Northwest Corner, Irrigation Backflow | [10 empty] | \Classifications\Building System Class\D20-Plumbing\D2020 - Domestic Water\Backflow Preventer - BFP | 1022616
33-D1 | 33-D1 Blythe Courthouse - Superior Court | 33-D1-D2018-100-DKF01 | Drinking fountain | Elkey | 980521526 | EBFATL81B | OM00002207 | NA | Main entry | NA | NA | R-134a | NA | NA | NA | Electric | NA | none | none | \Classifications\Building System Class\D20-Plumbing\D2010 - Plumb Fix\Drink Fountain (Refr Indvl Wtrcooler) - DKF | EQ-1002819
33-D1 | 33-D1 Blythe Courthouse - Superior Court | 33-D1-D3050-210-PKU07 | Air Conditioner #7 | Trane | N09100457D | YCD091D36BBE | OM00002203 | NA | Roof NE CORNER | HiPower 11A45 | 16x25x1 | R-22 | 5 | 208/230 | 60HZ | Natural gas and electric | 3 | 120,000 | 97,200 | \Classifications\Building System Class\D30-HVAC Systems\D3050 - Package SYS\Package Unit - PKU | EQ-1002820
33-D1 | 33-D1 Blythe Courthouse - Superior Court | 33-D1-D3050-210-PKU06 | Air Conditioner #6 | Trane | N08101396D | YDC121C3LBAA | OM00002202 | DNA | Roof E SIDE | BX60 Gripnotch | 20x20x2 & 16x20x2 | R-22 | 3 | 208/230 | 52 | Natural gas and electric | 3 | 150,000 | 122,000 | \Classifications\Building System Class\D30-HVAC Systems\D3050 - Package SYS\Package Unit - PKU | EQ-1002821
33-D1 | 33-D1 Blythe Courthouse - Superior Court | 33-D1-D3050-210-PKU05 | Air Conditioner #5 | Trane | N08101397D | YCD121C3LBAA | OM00002201 | DNA | Roof, E SIDE | HiPower 11B60 | (4) 16x20x2 & (4) 20x20x2 | R-22 | 3 | 208 | 52 | Natural gas and electric | 3 | 150,000 | 122,000 | \Classifications\Building System Class\D30-HVAC Systems\D3050 - Package SYS\Package Unit - PKU | EQ-1002822
33-D1 | 33-D1 Blythe Courthouse - Superior Court | 33-D1-D3050-210-PKU04 | Air Conditioner #4 | Trane | N09100437D | YCD074C3LBBE | OM00002200 | DNA | Roof (E SIDE) | HiPower 11A45 | 16x25x1 | R-22 | 3 | 208/230 | 38.1 | Natural gas and electric | 3 | 120,000 | 97,200 | \Classifications\Building System Class\D30-HVAC Systems\D3050 - Package SYS\Package Unit - PKU | EQ-1002823
33-D1 | 33-D1 Blythe Courthouse - Superior Court | 33-D1-D3050-210-PKU03 | Air Conditioner #3 | Trane | N0900436D | YCD061C3LBBE | OM00002199 | NA | Roof | Shaft drive | 16x25x1 | R-22 | 3 | 208 | 60HZ | Natural gas and electric | 3 | 90,000 | 72,900 | \Classifications\Building System Class\D30-HVAC Systems\D3050 - Package SYS\Package Unit - PKU | EQ-1002824
33-D1 | 33-D1 Blythe Courthouse - Superior Court | 33-D1-D3050-210-PKU02 | Air Conditioner #2 | Trane | N06101247D | YCD103C3L0AA | OM00002198 | NA | Roof, NORTH END | DEMCO 3x623A | 20x20x2 & 16x20x2 | R-22 | 3 | 208/230 | 45 | Natural gas and electric | 3 | 150,000 | 122,000 | \Classifications\Building System Class\D30-HVAC Systems\D3050 - Package SYS\Package Unit - PKU | EQ-1002825
33-D1 | 33-D1 Blythe Courthouse - Superior Court | 33-D1-D3050-210-PKU01 | Air Conditioner #1 | Trane | N08101398D | YCD121C3LBAA | OM00002197 | DNA | E SIDE OF ROOF | DNA | (2) 20x20x2 & (6) 16x20x2 | R-22 | 3 | 208/230 | 52 | Natural gas and electric | 3 | 150,000 | 122,000 | \Classifications\Building System Class\D30-HVAC Systems\D3050 - Package SYS\Package Unit - PKU | EQ-1002826
33-D1 | 33-D1 Blythe Courthouse - Superior Court | 33-D1-D3042-220-EFN01 | EXHAUST FAN #1 | LOREN COOK | DNA | DNA | OM00002209 | NA | SE SIDE OF ROOF | Gates TRUFLEX2180(4L180) | none | NA | 1/4 | 115 | 5 | Electric | 2 | NA | NA | \Classifications\Building System Class\D30-HVAC Systems\D3040 - Distribution SYS\Supply/Exhaust/Return fans- FAN | EQ-1002827
33-D1 | 33-D1 Blythe Courthouse - Superior Court | 33-D1-D3042-220-EFN02 | EXHAUST FAN #2 | LOREN COOK | 138549704500000040298 | 70ACEB | OM00002210 | NA | SE SIDE OF ROOF | TRUEFLEX2109(4L190) | none | NA | 1/4 | 115 | 5.0 | Electric | 1 | NA | NA | \Classifications\Building System Class\D30-HVAC Systems\D3040 - Distribution SYS\Supply/Exhaust/Return fans- FAN | EQ-1002828
33-D1 | 33-D1 Blythe Courthouse - Superior Court | 33-D1-D3042-220-EFN03 | EXHAUST FAN #3 | LOREN COOK | 1385498070181020398 | 135ACEB | OM00002211 | NA | SE SIDE OF ROOF | TRUEFLEX2230(4L230) | none | NA | 1/3 | 115 | 6.1 | Electric | 1 | NA | NA | \Classifications\Building System Class\D30-HVAC Systems\D3040 - Distribution SYS\Supply/Exhaust/Return fans- FAN | EQ-1002829
33-D1 | 33-D1 Blythe Courthouse - Superior Court | 33-D1-D3042-220-EFN04 | EXHAUST FAN #4 | LOREN COOK | 13854966650000004604298 | 135ACEB | OM00002212 | NA | E SIDE OF ROOF | TRUEFLEX2230(4L230) | 4L230 | NA | 1/3 | 115 | 6.1 | Electric | 1 | NA | NA | \Classifications\Building System Class\D30-HVAC Systems\D3040 - Distribution SYS\Supply/Exhaust/Return fans- FAN | EQ-1002830
33-D1 | 33-D1 Blythe Courthouse - Superior Court | 33-D1-D3042-220-EFN05 | EXHAUST FAN #5 | Marathon | 13855067390000007010598 | 90C10DH | OM00002213 | NA | E SIDE OF ROOF | Shaft drive | none | NA | 1.25 | 115 | 1.4 | Electric | 1 | NA | NA | \Classifications\Building System Class\D30-HVAC Systems\D3040 - Distribution SYS\Supply/Exhaust/Return fans- FAN | EQ-1002831
33-D1 | 33-D1 Blythe Courthouse - Superior Court | 33-D1-D3042-220-EFN06 | EXHAUST FAN #6 | LOREN COOK | 1385496665000000641025 | 90C10DH | OM00002214 | NA | E SIDE OF ROOF | Shaft drive | none | NA | 1/8 | 115 | 1.7 | Electric | 2 | NA | NA | \Classifications\Building System Class\D30-HVAC Systems\D3040 - Distribution SYS\Supply/Exhaust/Return fans- FAN | EQ-1002832
33-D1 | 33-D1 Blythe Courthouse - Superior Court | 33-D1-D3042-220-EFN07 | EXHAUST FAN #7 | LOREN COOK | 13885067390000007040598 | 90C10DH | OM00002215 | NA | N SIDE OF ROOF | Shaft drive | none | NA | 1.25 | 115 | 1.4 | Electric | 1 | NA | NA | \Classifications\Building System Class\D30-HVAC Systems\D3040 - Distribution SYS\Supply/Exhaust/Return fans- FAN | EQ-1002833
33-D1 | 33-D1 Blythe Courthouse - Superior Court | 33-D1-D3042-220-EFN08 | EXHAUST FAN #8 | LOREN COOK | 138549982600 | 80ACEF | OM00002216 | NA | N SIDE ROOF BY PKU03 | TRUEFLEX2109(4L190) | none | NA | 1/4 | 115 | 5.0 | Electric | 1 | NA | NA | \Classifications\Building System Class\D30-HVAC Systems\D3040 - Distribution SYS\Supply/Exhaust/Return fans- FAN | EQ-1002834
33-D1 | 33-D1 Blythe Courthouse - Superior Court | 33-D1-D3042-220-EFN09 | EXHAUST FAN #9 | LOREN COOK | None | 100 ACEB | OM00002217 | NA | Roof | TRUEFLEX2230(4L230) | none | NA | 1/4 | 115 | 5 | Electric | 1 | NA | NA | \Classifications\Building System Class\D30-HVAC Systems\D3040 - Distribution SYS\Supply/Exhaust/Return fans- FAN | EQ-1002835
33-D1 | 33-D1 Blythe Courthouse - Superior Court | 33-D1-D4031-100-FEX05 | Fire Extinguisher | NA | NA | NA | OM00030125 |  | wall mount | NA | NA | NA | NA | NA | NA | NA | NA | NA | NA | \Classifications\Building System Class\D40-Fire Protection SYS\D4030 - FIRE SPEC\Fire Extinguisher - FEX | EQ-1002838
33-D1 | 33-D1 Blythe Courthouse - Superior Court | 33-D1-B2010-100-BLD01 | Building Structure | NA | NA | NA | OM00030123 |  | NA | NA | NA | NA | NA | NA | NA | NA | NA | NA | NA | \Classifications\Building System Class\B20-General Building Exterior\B2010 - Exterior Walls\Building - BLD | EQ-1007305
33-D1 | 33-D1 Blythe Courthouse - Superior Court | 33-D1-B3010-100-RUF01 | Roofing Systems | NA | NA | NA | OM00030124 |  | NA | NA | NA | NA | NA | NA | NA | NA | NA | NA | NA | \Classifications\Building System Class\B30-Roofing\B3010 - Roof Types\Roof - RUF | EQ-1007482
33-D1 | 33-D1 Blythe Courthouse - Superior Court | 33-D1-D2023-100-BFP01 | Backflow Prevention Device - BFP01 FIRE | Ames | 3CN1507 | 3000SS 4 inch | OM00030129 | CM1507 | FLOOR 1, NW OF COURT HOUSE | NA | NA | NA | NA | NA | NA | NA | NA | NA | NA | \Classifications\Building System Class\D20-Plumbing\D2020 - Domestic Water\Backflow Preventer - BFP | 1010842
33-D1 | 33-D1 Blythe Courthouse - Superior Court | 33-D1-D2023-100-BFP02 | Backflow Prevention Device - BFP02 DOMESTIC 2" | WILKINS ZURN | 3020805 | 975XL | OM00030130 | 111396 | FLOOR 1, OUTSIDE SW CORNER | NA | NA | NA | NA | NA | NA | NA | NA | NA | NA | \Classifications\Building System Class\D20-Plumbing\D2020 - Domestic Water\Backflow Preventer - BFP | 1010843
33-D1 | 33-D1 Blythe Courthouse - Superior Court | 33-D1-D2023-100-BFP03 | Backflow Prevention Device - BFP03 FIRE BYPASS | AMEX | 07520 | 318200BASSE1015 | OM00030128 | 000-3407 | NW side of building | NA | NA | NA | NA | NA | NA | NA | NA | NA | NA | \Classifications\Building System Class\D20-Plumbing\D2020 - Domestic Water\Backflow Preventer - BFP | 1010844
33-D1 | 33-D1 Blythe Courthouse - Superior Court | 33-D1-D2023-310-HWP01 | DOMESTIC WATER HEATER RECIRCULATION PUMP | GRUNDFOS | 59896710 | 0841 | OM00030121 | DNA | ACROSS FROM CLERKS | NA | NA | NA | NA | 115 | DNA | Electric | 1 | NA | NA | \Classifications\Building System Class\D20-Plumbing\D2020 - Domestic Water\Domestic Hot Water Circulating Pump - HWP | 1012223
33-D1 | 33-D1 Blythe Courthouse - Superior Court | 33-D1-D2022-260-HWG01 | DOMESTIC HOT WATER HEATER | BRADFORD-WHITE | DC8892410 D/N:-394 | M440T6FBN | OM00030122 | DNA | NEAR CLERKS WINDOW | NA | NA | NA | NA | NA | NA | Gas | NA | 40,000 | NA | \Classifications\Building System Class\D20-Plumbing\D2020 - Domestic Water\Domestic Water Heater, Gas - HWG | 1012224
33-D1 | 33-D1 Blythe Courthouse - Superior Court | 33-D1-D2030-150-MWL01 | MAIN BRANCH WASTE | DNA | DNA | DNA | OM00030134 | DNA | DNA | NA | NA | NA | NA | NA | NA | NA | NA | NA | NA | \Classifications\Building System Class\D20-Plumbing\D2030 - Sani Waste\Main/Branch Waste System - MWL | 1012225
33-D1 | 33-D1 Blythe Courthouse - Superior Court | 33-D1-D4010-150-FMS01 | DNA | DNA | DNA | DNA | OM00002223 | DNA | BACK PATIO SW SIDE | NA | NA | NA | NA | NA | NA | NA | NA | NA | NA | \Classifications\Building System Class\D40-Fire Protection SYS\D4010 - Sprinkler SYS\Fire Systems, stand pipes - FMS | 1012226
33-D1 | 33-D1 Blythe Courthouse - Superior Court | 33-D1-D5010-200-ESD01 | MAIN SWITCH BOARD | GE | 56739 | SCP PLUS | OM00030131 | DNA | SW SIDE OF BUILDING | NA | NA | NA | NA | 208/120 | 600 | Electric | 1 | NA | NA | \Classifications\Building System Class\D50-Electrical SYS\D5010 - Elec Service & Dist\Electical Service and Distribution - ESD | 1012227
33-D1 | 33-D1 Blythe Courthouse - Superior Court | 33-D1-D5037-710-FAP01 | MAIN ANNUNICATOR FIRE PANEL | NOTIFIER | DNA | AFP-200 | OM00002224 | DNA | S SIDE OF BUILDING | NA | NA | NA | DNA | 115 | DNA | Electric | 1 | NA | NA | \Classifications\Building System Class\D50-Electrical SYS\D5030 - Comm & Security\Fire Alarm Panel - FAP | 1012228
33-D1 | 33-D1 Blythe Courthouse - Superior Court | 33-D1-D5092-250-EML01 | EMERGENCY LIGHTS (34) | NA | NA | NA | OM00030126 |  | NA | NA | NA | NA | NA | DNA | DNA | Electric | DNA | NA | NA | \Classifications\Building System Class\D50-Electrical SYS\D5090 - Elec SYS\Emergency And Exit Lighting - EML | 1012229
33-D1 | 33-D1 Blythe Courthouse - Superior Court | 33-D1-G2050-200-LSC01 | LANDSCAPING | DNA | DNA | DNA | OM00030133 | DNA | OUTSIDE | NA | NA | NA | NA | NA | NA | NA | NA | NA | NA | \Classifications\Building System Class\G20-Other Systems\G2050 - Landscaping\Landscaping - LSC | 1012230
33-D1 | 33-D1 Blythe Courthouse - Superior Court | 33-D1-D5092-250-ELT01 | EXTERIOR LIGHTS | DNA | DNA | DNA | OM00030127 | DNA | EXTERIOR OF BUILDING | NA | NA | NA | DNA | 277 | DNA | Electric | 1 | NA | NA | \Classifications\Building System Class\D50-Electrical SYS\D5090 - Elec SYS\Exterior Lighting - ELT | 1012231
33-D1 | 33-D1 Blythe Courthouse - Superior Court | 33-D1-G2049-300-HSC01 | HARDSCAPE | DNA | DNA | DNA | OM00030132 | DNA | OUTSIDE | NA | NA | NA | NA | NA | NA | NA | NA | NA | NA | \Classifications\Building System Class\G20-Other Systems\G2040 - Site Development\Hardscape - HSC | 1012232
33-D1 | 33-D1 Blythe Courthouse - Superior Court | 33-D1-C1020-110-FRD06 | Fire Curtain | Warnolk Herskey | WH1-011768 | FD1ED01 | OM00036301 |  | Clerks Area | NA | NA | NA | NA | NA | NA | NA | NA | NA | NA | \Classifications\Building System Class\C10-General Building Interior\C1020 - Fire Doors\Fire Doors - FRD | 1014861
33-D1 | 33-D1 Blythe Courthouse - Superior Court | 33-D1-C1020-110-FRD01 | FIRE CURTAIN #1 | WARNOLD | WHI-01173 | FD1FD10 | OM00036279 |  | CLERKS AREA - WINDOWS | NA | NA | NA | DNA | DNA | DNA | DNA | DNA | NA | NA | \Classifications\Building System Class\C10-General Building Interior\C1020 - Fire Doors\Fire Doors - FRD | 1015207
33-D1 | 33-D1 Blythe Courthouse - Superior Court | 33-D1-C1020-110-FRD02 | FIRE CURTAIN #2 | WARNOLK | WHI-011772 | FD1FD10 | OM00036280 |  | CLEARKS AREA - WINDOWS | NA | NA | NA | DNA | DNA | DNA | DNA | DNA | NA | NA | \Classifications\Building System Class\C10-General Building Interior\C1020 - Fire Doors\Fire Doors - FRD | 1015208
33-D1 | 33-D1 Blythe Courthouse - Superior Court | 33-D1-C1020-110-FRD03 | FIRE CURTAIN #3 | WARNOCK HERSKEY | WH1-011771 | FE1FE10 | OM00036281 |  | CLERKS AREA - WINDOWS | NA | NA | NA | DNA | DNA | DNA | DNA | DNA | NA | NA | \Classifications\Building System Class\C10-General Building Interior\C1020 - Fire Doors\Fire Doors - FRD | 1015209
33-D1 | 33-D1 Blythe Courthouse - Superior Court | 33-D1-C1020-110-FRD04 | FIRE CURTAIN #4 | WARNOCK HERSKY | WH1-011770 | FD1FD10 | OM00036282 |  | CLERKS AREA - WINDOWS | NA | NA | NA | DNA | DNA | DNA | DNA | DNA | NA | NA | \Classifications\Building System Class\C10-General Building Interior\C1020 - Fire Doors\Fire Doors - FRD | 1015210
33-D1 | 33-D1 Blythe Courthouse - Superior Court | 33-D1-C1020-110-FRD05 | FIRE CURTAIN #5 | WARNOCK HERSKY | WH1-011769 | FE1FE10 | OM00036283 |  | CLERKS AREA - WINDOWS | NA | NA | NA | DNA | DNA | DNA | DNA | DNA | NA | NA | \Classifications\Building System Class\C10-General Building Interior\C1020 - Fire Doors\Fire Doors - FRD | 1015211
33-E1 | 33-E1 Palm Springs Courts | 33-E1-D5092-250-CTY18 | Emergency Light | DNA | DNA | DNA | DNA |  | General Building Interior Court | DNA | DNA | DNA | DNA | DNA | DNA | DNA | DNA | DNA | DNA | \Classifications\Building System Class\D50-Electrical SYS\D5090 - Elec SYS\Emergency And Exit Lighting - EML | EQ-1003496
33-E1 | 33-E1 Palm Springs Courts | 33-E1-D4031-100-CTY05 | No. 5 FIRE EXTINGUSHER - BLDG is County Maintained | DNA | DNA | DNA | DNA |  | 104 | DNA | DNA | DNA | DNA | DNA | DNA | DNA | DNA | DNA | DNA | \Classifications\Building System Class\D40-Fire Protection SYS\D4030 - FIRE SPEC\Fire Extinguisher - FEX | EQ-1003497
33-E1 | 33-E1 Palm Springs Courts | 33-E1-B3010-100-CTY01 | Roofing Systems | DNA | DNA | DNA | DNA | DNA | NA | NA | NA | NA | NA | NA | NA | NA | NA | NA | NA | \Classifications\Building System Class\B30-Roofing\B3010 - Roof Types\Roof - RUF | EQ-1007483
33-F1 | 33-F1 Hemet | 33-F1-C1020-110-FRD01 | ROLL UP FIRE DOOR #1 (MANUAL) | ATLAS DOOR CO. | 61695 | E-152 | OM00002105 | DNA | CLERKS WINDOW | NA | NA | NA | NA | NA | NA | other | NA | DNA | DNA | \Classifications\Building System Class\C10-General Building Interior\C1020 - Fire Doors\Fire Doors - FRD | EQ-1004659
33-F1 | 33-F1 Hemet | 33-F1-C1020-110-FRD02 | ROLL UP FIRE DOOR #2 | ATLAS DOOR CO. | 61694 | E-152 | OM00030354 | DNA | FLOOR 1, CLERKS WINDOW #3 | NA | NA | NA | NA | NA | NA | other | NA | DNA | DNA | \Classifications\Building System Class\C10-General Building Interior\C1020 - Fire Doors\Fire Doors - FRD | EQ-1004877
33-F1 | 33-F1 Hemet | 33-F1-C1020-110-FRD03 | ROLL UP FIRE DOOR #3 | ATLAS DOOR CO. | DNA | DNA | OM00030355 | DNA | Floor 1, CLERKS WINDOW #4 | NA | NA | NA | NA | NA | NA | other | NA | DNA | DNA | \Classifications\Building System Class\C10-General Building Interior\C1020 - Fire Doors\Fire Doors - FRD | EQ-1004878
33-F1 | 33-F1 Hemet | 33-F1-C1020-110-FRD04 | ROLL UP FIRE DOOR #4 | ATLAS DOOR CO. | 061692 | E-152 | OM00003056 | DNA | FLOOR 1, CLERKS WINDOW #5 | NA | NA | NA | NA | NA | NA | other | NA | DNA | DNA | \Classifications\Building System Class\C10-General Building Interior\C1020 - Fire Doors\Fire Doors - FRD | EQ-1004879
33-F1 | 33-F1 Hemet | 33-F1-C1020-110-FRD05 | ROLL UP FIRE DOOR #5 | ATLAS DOOR CO. | 061688 | E-152 | OM00030357 | DNA | FLOOR 1, CLERKS WINDOW #6 | NA | NA | NA | NA | NA | NA | other | NA | DNA | DNA | \Classifications\Building System Class\C10-General Building Interior\C1020 - Fire Doors\Fire Doors - FRD | EQ-1004880
33-F1 | 33-F1 Hemet | 33-F1-C1020-110-FRD06 | ROLL UP FIRE DOOR #6 | ATLAS DOOR CO. | 61689 | DNA | OM00030358 | DNA | CLERKS WINDOW #7 | NA | NA | NA | NA | NA | NA | other | NA | DNA | DNA | \Classifications\Building System Class\C10-General Building Interior\C1020 - Fire Doors\Fire Doors - FRD | EQ-1004881
33-F1 | 33-F1 Hemet | 33-F1-C1020-110-FRD07 | ROLL UP FIRE DOOR #7 | ATLAS DOOR CO. | 61691 | E-152 | OM00030359 | DNA | CLERKS WINDOW #8 | NA | NA | NA | NA | NA | NA | other | NA | DNA | DNA | \Classifications\Building System Class\C10-General Building Interior\C1020 - Fire Doors\Fire Doors - FRD | EQ-1004882
33-F1 | 33-F1 Hemet | 33-F1-C1020-110-FRD08 | ROLL UP FIRE DOOR #8 | ATLAS DOOR CO. | 061690 | DNA | OM00030360 | DNA | CLERKS WINDOW #9 | NA | NA | NA | NA | NA | NA | other | NA | DNA | DNA | \Classifications\Building System Class\C10-General Building Interior\C1020 - Fire Doors\Fire Doors - FRD | EQ-1004883
33-F1 | 33-F1 Hemet | 33-F1-D2018-100-DKF01 | DRINKING FOUNTAIN | ELKAY | 870701329 | EHF-8-1 | DNA |  | EAST PUBLIC HALL SECTION 1 | NA | NA | R-12 | NA | 115 | 4.8 | electric | 1 | DNA | DNA | \Classifications\Building System Class\D20-Plumbing\D2010 - Plumb Fix\Drink Fountain (Refr Indvl Wtrcooler) - DKF | EQ-1004884
33-F1 | 33-F1 Hemet | 33-F1-D2018-100-DKF02 | DRINKING FOUNTAIN | HAWS | 97450482 | HWBFA8LSS | DNA |  | WEST PUBLIC HALL SECTION 2 | NA | NA | R-134a | NA | 115 | 4.5 | electric | 1 | DNA | DNA | \Classifications\Building System Class\D20-Plumbing\D2010 - Plumb Fix\Drink Fountain (Refr Indvl Wtrcooler) - DKF | EQ-1004885
33-F1 | 33-F1 Hemet | 33-F1-D2023-100-BFP01 | BACKFLOW PREVENTER DOMESTIC WATER | FEBCO | 19589 | 825 | OM00030347 | DNA | FLOOR 1, NORTH EAST CORNER OF BUILDING | NA | NA | NA | NA | NA | NA | NA | NA | NA | NA | \Classifications\Building System Class\D20-Plumbing\D2020 - Domestic Water\Backflow Preventer - BFP | EQ-1004887
33-F1 | 33-F1 Hemet | 33-F1-D3042-220-EFN01 | EXHAUST FAN EF#1 | Penn Ventilator Company | DNA | DX14B | OM00002100 |  | ROOF SECTION #3 | 4L220 | NA | NA | .75 | 115 | 10 | electric | 1 | DNA | DNA | \Classifications\Building System Class\D30-HVAC Systems\D3040 - Distribution SYS\Supply/Exhaust/Return fans- FAN | EQ-1004893
33-F1 | 33-F1 Hemet | 33-F1-D3042-220-EFN02 | EXHAUST FAN EF#2 | LOREN COOK CO. | NO NUMBER | 120ACEB | OM00030349 |  | ROOF SECTION #3 - south side | (1) 4L390 | NA | NA | 1/3 HP | 115 | 1.35 | electric | 1 | DNA | DNA | \Classifications\Building System Class\D30-HVAC Systems\D3040 - Distribution SYS\Supply/Exhaust/Return fans- FAN | EQ-1004894
33-F1 | 33-F1 Hemet | 33-F1-D3042-220-EFN03 | EXHAUST FAN EF#3 | DNA | DNA | 150ACEB | OM00030342 |  | ROOF SECTION #2 | NA | NA | NA | DNA | DNA | DNA | electric | DNA | DNA | DNA | \Classifications\Building System Class\D30-HVAC Systems\D3040 - Distribution SYS\Supply/Exhaust/Return fans- FAN | EQ-1004895
33-F1 | 33-F1 Hemet | 33-F1-D3042-220-EFN04 | EXHAUST FAN EF#4 | DNA | DNA | DNA | OM00030343 |  | ROOF SECTION #2 | 3L400 | NA | NA | 1/4 | 115 | 5.8 | electric | 1 | DNA | DNA | \Classifications\Building System Class\D30-HVAC Systems\D3040 - Distribution SYS\Supply/Exhaust/Return fans- FAN | EQ-1004896
33-F1 | 33-F1 Hemet | 33-F1-D3042-220-EFN05 | EXHAUST FAN EF#5 | DNA | DNA | DNA | OM00030344 |  | ROOF SECTION #2 by CU#6 | 4L260 | NA | NA | 1/3 | 115/230 | 6.0/3.0 | electric | 1 | DNA | DNA | \Classifications\Building System Class\D30-HVAC Systems\D3040 - Distribution SYS\Supply/Exhaust/Return fans- FAN | EQ-1004897
33-F1 | 33-F1 Hemet | 33-F1-D3042-220-EFN06 | EXHAUST FAN EF#6 | DNA | DNA | DNA | OM00030350 |  | ROOF SECTION #2 | 4L260 | NA | NA | 1/4 | 115 | 6.0 | electric | 1 | DNA | DNA | \Classifications\Building System Class\D30-HVAC Systems\D3040 - Distribution SYS\Supply/Exhaust/Return fans- FAN | EQ-1004898
33-F1 | 33-F1 Hemet | 33-F1-D3042-220-EFN07 | EXHAUST FAN EF#7 | DNA | DNA | DNA | OM00030345 |  | New ROOF SECTION #1 | 4L260 | NA | NA | 1/3 HP | 115 | DNA | electric | 1 | DNA | DNA | \Classifications\Building System Class\D30-HVAC Systems\D3040 - Distribution SYS\Supply/Exhaust/Return fans- FAN | EQ-1004899
33-F1 | 33-F1 Hemet | 33-F1-D3042-220-EFN08 | EXHAUST FAN EF#8 | LOREN COOK CO. | DNA | 150ACEB | OM00030346 |  | ROOF SECTION #1 | 4L260 | NA | NA | 1/3 | 115/230 | 6.0/3.0 | electric | 1 | DNA | DNA | \Classifications\Building System Class\D30-HVAC Systems\D3040 - Distribution SYS\Supply/Exhaust/Return fans- FAN | EQ-1004900
33-F1 | 33-F1 Hemet | 33-F1-D3042-220-EFN09 | EXHAUST FAN EF#9 | LOREN COOK CO. | DNA | 150ACEB | OM00030350 |  | ROOF SECTION #1 | DNA | NA | NA | 1/2 HP | 115 | DNA | electric | 1 | DNA | DNA | \Classifications\Building System Class\D30-HVAC Systems\D3040 - Distribution SYS\Supply/Exhaust/Return fans- FAN | EQ-1004901
33-F1 | 33-F1 Hemet | 33-F1-D3042-220-EFN10 | EXHAUST FAN EF#10 | DNA | DNA | DNA | OM00030351 |  | ROOF SECTION #1 - South Side | 4L260 | NA | NA | 1/4 | 115 | 6.0 | electric | 1 | DNA | DNA | \Classifications\Building System Class\D30-HVAC Systems\D3040 - Distribution SYS\Supply/Exhaust/Return fans- FAN | EQ-1004902
33-F1 | 33-F1 Hemet | 33-F1-D3042-220-EFN11 | EXHAUST FAN EF#11 | DNA | DNA | DNA | OM00030352 |  | ROOF SECTION #1 - South Side | 4L260 | NA | NA | NA | 115 | NA | electric | 1 | DNA | DNA | \Classifications\Building System Class\D30-HVAC Systems\D3040 - Distribution SYS\Supply/Exhaust/Return fans- FAN | EQ-1004903
33-F1 | 33-F1 Hemet | 33-F1-D3042-220-EFN12 | EXHAUST FAN EF#12 | DNA | DNA | DNA | OM00030371 |  | ROOF SHERIFFS SECTION | NA | NA | NA | 1/4 | 115 | 63.0 | electric | 1 | DNA | DNA | \Classifications\Building System Class\D30-HVAC Systems\D3040 - Distribution SYS\Supply/Exhaust/Return fans- FAN | EQ-1004904
33-F1 | 33-F1 Hemet | 33-F1-D3042-220-EFN13 | EXHAUST FAN EF#13 | LOREN COOK | DNA | 120ACEB | OM00030353 |  | ROOF SECTION S Side | NA | NA | NA | 1/6 | 115 | 3.6 | electric | 1 | DNA | DNA | \Classifications\Building System Class\D30-HVAC Systems\D3040 - Distribution SYS\Supply/Exhaust/Return fans- FAN | EQ-1004905
33-F1 | 33-F1 Hemet | 33-F1-D3050-210-PKU11 | A/C-A GAS PACK | LENNOX | 5698E04782 | GCS16060751Y | OM00016484 | DNA | NW ROOF SECTION #2 | NA | 20X25X2 | R-22 | 5 | 208/230/460 | 17.6 | gas | 3 | 75000 | 60000 | \Classifications\Building System Class\D30-HVAC Systems\D3050 - Package SYS\Package Unit - PKU | EQ-1004906
33-F1 | 33-F1 Hemet | 33-F1-D3050-210-PKU01 | A/C-C GAS PACK | LENNOX | 5698E04780 | GCS16060751Y | OM00016478 | DNA | ROOF SECTION #3, (NW) | NA | 20X25X2 | R-22 | NA | 208/230/460 | 17.6 | gas | 3 | 75000 | 60000 | \Classifications\Building System Class\D30-HVAC Systems\D3050 - Package SYS\Package Unit - PKU | EQ-1004907
33-F1 | 33-F1 Hemet | 33-F1-D3050-210-PKU12 | A/C-D GAS PACK | LENNOX | 5698B03919 | GCS249532001Y | OM00016477 | DNA | ROOF SECTION #3 (W) | A-46 | 16X20X2 (4) | R-22 | NA | 208/230 | 11 | gas | 3 | 200000 | 160000 | \Classifications\Building System Class\D30-HVAC Systems\D3050 - Package SYS\Package Unit - PKU | EQ-1004908
33-F1 | 33-F1 Hemet | 33-F1-D3050-210-PKU13 | A/C-E GAS PACK | LENNOX | 5698E00453 | LGA120SH1Y | OM00016476 | DNA | ROOF SECTION #3 WEST | BX-53 | 18X24X2 (4) | R-22 | NA | 208/230 | 16.7 | gas | 3 | 235000 | UNK | \Classifications\Building System Class\D30-HVAC Systems\D3050 - Package SYS\Package Unit - PKU | EQ-1004909
33-F1 | 33-F1 Hemet | 33-F1-D3050-210-PKU02 | A/C-B GAS PACK | LENNOX | 5698E04781 | GCS16060751Y | OM00016479 | DNA | NE ROOF SECTION #3 | NA | 20X25X2 | R-22 | NA | 208/230 | 17.6 | gas | 3 | 75000 | 60000 | \Classifications\Building System Class\D30-HVAC Systems\D3050 - Package SYS\Package Unit - PKU | EQ-1004910
33-F1 | 33-F1 Hemet | 33-F1-D3050-210-PKU14 | A/C-F GAS PACK | LENNOX | 5698E01084 | GCS16048752Y | OM00016475 | DNA | ROOF SW CORNER | NA | 20X25X2 (1) | R-22 | NA | 208/230 | 12.8 | gas | 3 | 75,000 | UNK | \Classifications\Building System Class\D30-HVAC Systems\D3050 - Package SYS\Package Unit - PKU | EQ-1004911
33-F1 | 33-F1 Hemet | 33-F1-D3050-210-PKU03 | A/C - GAS PACK CU#1 | LENNOX | 8-9969-DE-3 | GCS169532003Y | OM00016481 | DNA | ROOF SECTION # 2 | A-46 | 16X20X2 | R-22 | NA | 208/230 | 44 | gas | 3 | 200000 | 160000 | \Classifications\Building System Class\D30-HVAC Systems\D3050 - Package SYS\Package Unit - PKU | EQ-1004912
33-F1 | 33-F1 Hemet | 33-F1-D3050-210-PKU05 | A/C - GAS PACK CU#3 | CARRIER | 1310G40586 | 48HCDD08AZA5A0A0A0 | OM00016483 | DNA | ROOF S SIDE | A-48 | (4) 20X20X2 | R-410A | DNA | 208/230 | 42.6 | gas | 3 | 125,000 | 103,000 | \Classifications\Building System Class\D30-HVAC Systems\D3050 - Package SYS\Package Unit - PKU | EQ-1004914
33-F1 | 33-F1 Hemet | 33-F1-D3050-210-PKU06 | PACKAGE UNIT #6 | LENNOX | 8-9969DE-5 | GCS16-953-200-3Y | OM00016480 |  | MIDDLE OF ROOF | NA | NA | R-22 | .5 | 208/230 | 50 | Electric | 3 | 200000 | 160000 | \Classifications\Building System Class\D30-HVAC Systems\D3050 - Package SYS\Package Unit - PKU | EQ-1004915
33-F1 | 33-F1 Hemet | 33-F1-D3050-210-PKU07 | A/C - GAS PACK CU#7 | CARRIER | 3101G21336 | 48TFL005501 | OM00016485 | DNA | ROOF N SIDE | NA | (2) 16X25X2 | R-22 | NA | 208/230 | 24.2 | gas | 3 | 60000 | 49000 | \Classifications\Building System Class\D30-HVAC Systems\D3050 - Package SYS\Package Unit - PKU | EQ-1004916
33-F1 | 33-F1 Hemet | 33-F1-D3050-210-PKU08 | A/C - GAS PACK CU# 8 | LENNOX | 5847HO1141 | GCS9653120A3Y | OM00016487 | DNA | ROOF SECTION #1 NORTH | NA | 20X20X1 (2) | R-22 | NA | 208/230 | 19.2 | gas | 3 | 120000 | DNA | \Classifications\Building System Class\D30-HVAC Systems\D3050 - Package SYS\Package Unit - PKU | EQ-1004917
33-F1 | 33-F1 Hemet | 33-F1-D3050-210-PKU09 | A/C - GAS PACK CU#9 | LENNOX | 5487HOO476 | GCS9653120A3Y | OM00016486 | DNA | ROOF NE CORNER | NA | 20X20X1 (2) | R-22 | NA | 208/230 | 32.0 | gas | 3 | 120000 | DNA | \Classifications\Building System Class\D30-HVAC Systems\D3050 - Package SYS\Package Unit - PKU | EQ-1004918
33-F1 | 33-F1 Hemet | 33-F1-D3050-210-PKU10 | A/C MULTI ZONE GAS PACK WEST | CARRIER | 3101F01050 | 48TJD020 | OM00016488 |  | ROOF SECTION #1 | B-48 | (2) 20X25X2, (2) 20X20X2 | R-22 | NA | 208/230 | 87.0 | gas | 3 | 275,000 | 222,750 | \Classifications\Building System Class\D30-HVAC Systems\D3050 - Package SYS\Package Unit - PKU | EQ-1004919
33-F1 | 33-F1 Hemet | 33-F1-D3050-310-HPU01 | A/C MULTI ZONE HEAT PUMP EAST - CU9 | CARRIER | 1701F78856 | 50HJQ016510AA | OM00016489 | DNA | ROOF SECTION #1 E SIDE | B-48 | (2) 20X25X2, (2) 20X20X2 | R-22 | 5 | 208/230 | 84 | Electric | 3 | DNA | DNA | \Classifications\Building System Class\D30-HVAC Systems\D3050 - Package SYS\Heat Pump,Air Cooled - HPU | EQ-1004920
33-F1 | 33-F1 Hemet | 33-F1-D4010-150-FMS01 | FIRE SPRINKLER STAND PIPE | SENTRY | UNK | 62L0 | OM00002110 | DNA | FLOOR 1, EAST HALLWAY CLOSET | NA | NA | NA | NA | NA | NA | NA | NA | DNA | DNA | \Classifications\Building System Class\D40-Fire Protection SYS\D4010 - Sprinkler SYS\Fire Systems, stand pipes - FMS | EQ-1004921
33-F1 | 33-F1 Hemet | 33-F1-D5011-240-TRN01 | TRANSFORMER | RTE CORP. | 876004308 | I/C STK 472-92008 | OM00026527 |  | SHERIFFS AREA ACROSS ALLEY | NA | NA | NA | NA | 12000 | KVA500 | electric | 3 | DNA | DNA | \Classifications\Building System Class\D50-Electrical SYS\D5010 - Elec Service & Dist\Transformer - TRN | EQ-1004922
33-F1 | 33-F1 Hemet | 33-F1-G2023-150-PEG01 | Sliding gate | ELITE | 1310076161 | SL-3000-UL | OM00026525 | DNA | SECURED PARKING (WEST) | NA | 4L220 | NA | 1/2 HP | 115 | NA | electric | 1 | DNA | DNA | \Classifications\Building System Class\G20-Other Systems\G2020 - Parking Lots\Secured Parking Gate - PEG | EQ-1004923
33-F1 | 33-F1 Hemet | 33-F1-D4031-100-FEX13 | ABC FIRE EXTINGUISHE | AMEREX | NA | A500 | OM00002106 |  | All | NA | NA | NA | NA | NA | NA | NA | NA | NA | NA | \Classifications\Building System Class\D40-Fire Protection SYS\D4030 - FIRE SPEC\Fire Extinguisher - FEX | EQ-1005580
33-F1 | 33-F1 Hemet | 33-F1-B2010-100-BLD01 | Building Structure | NA | NA | NA | OM00030363 |  | NA | NA | NA | NA | NA | NA | NA | NA | NA | NA | NA | \Classifications\Building System Class\B20-General Building Exterior\B2010 - Exterior Walls\Building - BLD | EQ-1007307
33-F1 | 33-F1 Hemet | 33-F1-B3010-100-RUF01 | Roofing Systems | NA | NA | NA | OM00030362 |  | NA | NA | NA | NA | NA | NA | NA | NA | NA | NA | NA | \Classifications\Building System Class\B30-Roofing\B3010 - Roof Types\Roof - RUF | EQ-1007484
33-F1 | 33-F1 Hemet | 33-F1-D2022-100-HWE01 | DOMESTIC WATER HEATER #1 | VANGUARD | VG0207604214 | 1PZ81 | OM00002112 | DNA | EAST CUSTODIAL ROOM | NA | NA | NA | NA | 120 | DNA | electric | 1 | NA | NA | \Classifications\Building System Class\D20-Plumbing\D2020 - Domestic Water\Domestic Water Heater, Electric - HWE | EQ-1007672
33-F1 | 33-F1 Hemet | 33-F1-D2022-100-HWE02 | DOMESTIC WATER HEATER #2 | VANGUARD | VG0792205641 | 6E729 | OM00026526 | DNA | EMPLOYEE BREAK ROOM | NA | NA | NA | NA | 120 | 14.4 | electric | 1 | NA | NA | \Classifications\Building System Class\D20-Plumbing\D2020 - Domestic Water\Domestic Water Heater, Electric - HWE | EQ-1007673
33-F1 | 33-F1 Hemet | 33-F1-D2022-100-HWE03 | DOMESTIC WATER HEATER #3 | A.O. SMITH | DNA | DEL - 20 | OM00002103 | DNA | FLOOR 1, MAIN SWITCH GEAR ROOM | NA | NA | NA | NA | 120 | 12.5 | electric | 1 | NA | NA | \Classifications\Building System Class\D20-Plumbing\D2020 - Domestic Water\Domestic Water Heater, Electric - HWE | EQ-1007674
33-F1 | 33-F1 Hemet | 33-F1-D2022-100-HWE05 | STATE WATER HEATER | DNA | B88205917 | PV61MS2KH | OM00002104 | DNA | SECURED HALLWAY | NA | NA | NA | NA | 120 | DNA | Electric | 1 | NA | NA | \Classifications\Building System Class\D20-Plumbing\D2020 - Domestic Water\Domestic Water Heater, Electric - HWE | 1012233
33-F1 | 33-F1 Hemet | 33-F1-D2022-100-HWE06 | DOMESTIC WATER HEATER | RHEEM | RH0510614435 | 81VPGS | OM00002107 | DNA | PRIVATE OFFICE | NA | NA | NA | NA | 120 | DNA | Electric | 1 | NA | NA | \Classifications\Building System Class\D20-Plumbing\D2020 - Domestic Water\Domestic Water Heater, Electric - HWE | 1012234
33-F1 | 33-F1 Hemet | 33-F1-D2030-150-MWL01 | MAIN BRANCH WASTE | DNA | DNA | DNA | OM00030369 | DNA | DNA | NA | NA | NA | NA | NA | NA | NA | NA | NA | NA | \Classifications\Building System Class\D20-Plumbing\D2030 - Sani Waste\Main/Branch Waste System - MWL | 1012235
33-F1 | 33-F1 Hemet | 33-F1-D2023-100-BFP02 | BACKFLOW PREVENTER | WILKINS ZURN | 717550 | 975XL | OM00030348 | DNA | SE CORNER OF BUILDING | NA | NA | NA | NA | NA | NA | NA | NA | NA | NA | \Classifications\Building System Class\D20-Plumbing\D2020 - Domestic Water\Backflow Preventer - BFP | 1012236
33-F1 | 33-F1 Hemet | 33-F1-D4024-100-FHS01 | FIRE HOSE | DNA | DNA | DNA | OM00030370 | DNA | HOLDING | NA | NA | NA | NA | NA | NA | NA | NA | NA | NA | \Classifications\Building System Class\D40-Fire Protection SYS\D4020 - Stand Pipe\Other Stand Pipe Hose Systems - FHS | 1012237
33-F1 | 33-F1 Hemet | 33-F1-D5010-200-ESD01 | MAIN SWITCHBOARD | SQUARE D | DNA | ML1 | OM00002102 | DNA | NA | NA | NA | NA | NA | 120/208 | 1200 | Electric | 3 | NA | NA | \Classifications\Building System Class\D50-Electrical SYS\D5010 - Elec Service & Dist\Electical Service and Distribution - ESD | 1012238
33-F1 | 33-F1 Hemet | 33-F1-D5037-710-FAP01 | MAIN FIRE PANNEL | SILENT KNIGHT | DNA | 5207 | OM00002111 | DNA | BREAKROOM HALLWAY | NA | NA | NA | NA | 120 | 2 | Electric | 1 | NA | NA | \Classifications\Building System Class\D50-Electrical SYS\D5030 - Comm & Security\Fire Alarm Panel - FAP | 1012239
33-F1 | 33-F1 Hemet | 33-F1-G2050-200-LSC01 | LANDSCAPING | DNA | DNA | NA | OM00030365 | DNA | OUTSIDE | NA | NA | NA | NA | NA | NA | NA | NA | NA | NA | \Classifications\Building System Class\G20-Other Systems\G2050 - Landscaping\Landscaping - LSC | 1012240
33-F1 | 33-F1 Hemet | 33-F1-D5092-250-ELT63 | EXTERIOR LIGHTS | DNA | DNA | DNA | OM00030368 | DNA | OUTSIDE | NA | NA | NA | NA | DNA | DNA | Electric | DNA | NA | NA | \Classifications\Building System Class\D50-Electrical SYS\D5090 - Elec SYS\Exterior Lighting - ELT | 1012241
33-F1 | 33-F1 Hemet | 33-F1-G2049-300-HSC01 | HARDSCAPE | DNA | DNA | NA | OM00030364 | DNA | OUTSIDE | NA | NA | NA | NA | NA | NA | NA | NA | NA | NA | \Classifications\Building System Class\G20-Other Systems\G2040 - Site Development\Hardscape - HSC | 1012242
33-F1 | 33-F1 Hemet | 33-F1-D3050-210-PKU15 | PACKAGE UNIT #15 (A/C, GAS PACK) | LENNOX | 5612H07739 | KGA090S4BH2Y | OM00036608 |  | ROOF SECTION 2 | A-50 | 20X20X2 | R-410A | 7.5 | 208-230 | 25 | Gas | 3 | 150,000 | 120,000 | \Classifications\Building System Class\D30-HVAC Systems\D3050 - Package SYS\Package Unit - PKU | 1014912
33-G4 | 33-G4 New Riverside Mid-County Courthouse. | 33-G4-D3021-130-BLR01 | Boiler - BLR01 | Lochinvar | L12H00244915 | CHN1802 | OM00025651 | 540210 | 1st floor boiler room | DNA | 16"X20"X1" OR 16"X18"X1" | NA | .5 | 120 | 14.8 | Natural gas | NA | 1,800,000 | 1,800,000 | \Classifications\Building System Class\D30-HVAC Systems\D3020 - Heat SYS\Boiler,Hot Water,Oil/Gas/Comb. - BLR | 1017875
33-G4 | 33-G4 New Riverside Mid-County Courthouse. | 33-G4-D1010-100-ELE01 | ELEVATOR- 01 | OTIS | 12931246 | ABA21241U | OM00025682 | State ID# 164203 | Basement, ELEVATOR ROOM 118A | NA | NA | NA | 50.0 | 480 | 65 | Electric | 3 | NA |  | \Classifications\Building System Class\D10-Conveyance Systems\D1010 - Elevator\Elevator,Electric,Pass/Freight - ELE | 1018969
33-G4 | 33-G4 New Riverside Mid-County Courthouse. | 33-G4-D1010-100-ELE02 | ELEVATOR- 02 | OTIS | 12941246 | ABA21241U | OM00025683 | State ID# 164204 | Basement, ELEVATOR ROOM -118A | NA | NA | NA | 50.0 | 480 | 65 | Electric | 3 | NA | NA | \Classifications\Building System Class\D10-Conveyance Systems\D1010 - Elevator\Elevator,Electric,Pass/Freight - ELE | 1018970
33-G4 | 33-G4 New Riverside Mid-County Courthouse. | 33-G4-D1010-100-ELE03 | ELEVATOR- 03 | OTIS | 12951246 | ABA21241U | OM00025692 | State ID# 164197 | Basement, ELEVATOR ROOM 170C | NA | NA | NA | 50.0 | 480 | 65 | Electric | 3 | NA | NA | \Classifications\Building System Class\D10-Conveyance Systems\D1010 - Elevator\Elevator,Electric,Pass/Freight - ELE | 1018971
33-G4 | 33-G4 New Riverside Mid-County Courthouse. | 33-G4-D1010-100-ELE04 | ELEVATOR- 04 | OTIS | 12961246 | ABA21241U | OM00025693 | State ID# 164205 | Basement, ELEVATOR ROOM, 144 | NA | NA | NA | 50.0 | 480 | 65 | Electric | 3 | NA | NA | \Classifications\Building System Class\D10-Conveyance Systems\D1010 - Elevator\Elevator,Electric,Pass/Freight - ELE | 1018972
33-G4 | 33-G4 New Riverside Mid-County Courthouse. | 33-G4-D5011-240-TRN01 | TRANSFORMER TRN01 | EATON | J12L50195 | H48M28T49CUEE | OM00025708 |  | Basement, MPOE SW ELEC ROOM, 161 | NA | NA | NA | NA | 480/208 | 150KVA | Electric | 3 | NA | NA | \Classifications\Building System Class\D50-Electrical SYS\D5010 - Elec Service & Dist\Transformer - TRN | 1018973
33-G4 | 33-G4 New Riverside Mid-County Courthouse. | 33-G4-D5011-240-TRN02 | TRANSFORMER TRN02 | EATON | J13A00525 | V48M28E15MEE | OM00025738 |  | Exterior, CHILLER MECH ROOM BUILDING-DRY SIDE | NA | NA | NA |  | 480/208/120 | 15KVA | Electric | 3 | NA | NA | \Classifications\Building System Class\D50-Electrical SYS\D5010 - Elec Service & Dist\Transformer - TRN | 1018974
33-G4 | 33-G4 New Riverside Mid-County Courthouse. | 33-G4-B3010-100-RUF01 | ROOF | NA | NA | NA | OM00025686 |  | DNA | NA | NA | NA | NA | NA | NA | NA | NA | NA | NA | \Classifications\Building System Class\B30-Roofing\B3010 - Roof Types\Roof - RUF | 1019461
33-G4 | 33-G4 New Riverside Mid-County Courthouse. | 33-G4-D3050-310-HPU01 | HEAT PUMP, AIR COOLED, SPLIT BACKUP TO FC-12 | DAIKIN MCQUAY | A001008 | VRVIII INVERTER RXYQ72PBTJ | OM00025685 |  | BY ROOF ACCESS | NA | NA | R-410A | 1 | 230 | 30 - 35 | Electric | 3 | NA | NA | \Classifications\Building System Class\D30-HVAC Systems\D3050 - Package SYS\Heat Pump,Air Cooled - HPU | 1019462
33-G4 | 33-G4 New Riverside Mid-County Courthouse. | 33-G4-D5011-240-TRN03 | TRANSFORMER TRN03 | EATON | J12L50177 | H48M28T49CUEE | OM00025725 |  | SW ELEC ROOM | [10 empty] | \Classifications\Building System Class\D50-Electrical SYS\D5010 - Elec Service & Dist\Transformer - TRN | 1019464
33-G4 | 33-G4 New Riverside Mid-County Courthouse. | 33-G4-D5011-240-TRN04 | TRANSFORMER TRN04 | EATON | J13A00489 | V48M28E15MEE | OM00025737 |  | PENTHOUSE, EAST SIDE | NA | NA | NA | NA | 480/208/120 | 15KVA | Electric | 3 | NA |  | \Classifications\Building System Class\D50-Electrical SYS\D5010 - Elec Service & Dist\Transformer - TRN | 1019465
33-G4 | 33-G4 New Riverside Mid-County Courthouse. | 33-G4-D5092-100-UPS01 | UPS-A | EATON | EF391CAB20 | 9390 | OM00025707 |  | Basement, MPOE SW ELEC ROOM 161 | NA | 15"x30"x1" | NA | NA | 480 | 105 | Electric and lead-sulfuric acid | 3 | NA | NA | \Classifications\Building System Class\D50-Electrical SYS\D5090 - Elec SYS\Uninterruptible Power System - UPS | 1019466
33-G4 | 33-G4 New Riverside Mid-County Courthouse. | 33-G4-D5092-100-UPS02 | UPS-B | EATON | BF411KXX01 | 9355 | OM00025657 |  | EAST SIDE | NA | 14"x25"x1" | NA | NA | 208 | 30KVA | Electric and lead-sulfuric acid | 3 | NA | NA | \Classifications\Building System Class\D50-Electrical SYS\D5090 - Elec SYS\Uninterruptible Power System - UPS | 1019467
33-G4 | 33-G4 New Riverside Mid-County Courthouse. | 33-G4-D2022-260-HWG01 | DOMESTIC WATER HEATER - WH1 | LOCHINVAR | E11H20027991 | ARMOR CONDENSING WATER HEATER AWN151PM | OM00025689 |  | WATER HEATER ROOM | NA | NA | NA | NA | DNA | DNA | Gas | DNA | NA | NA | \Classifications\Building System Class\D20-Plumbing\D2020 - Domestic Water\Domestic Water Heater, Gas - HWG | 1019470
33-G4 | 33-G4 New Riverside Mid-County Courthouse. | 33-G4-D2022-260-HWG02 | DOMESTIC WATER HEATER - WH2 | LOCHINVAR | E11H20027996 | ARMOR CONDENSING WATER HEATER AWN151PM | OM00025688 |  | WATER HEATER ROOM | NA | NA | NA | NA | DNA | DNA | Gas | DNA | NA | NA | \Classifications\Building System Class\D20-Plumbing\D2020 - Domestic Water\Domestic Water Heater, Gas - HWG | 1019471
33-G4 | 33-G4 New Riverside Mid-County Courthouse. | 33-G4-D3044-125-PHW01 | DOMESTIC HOT WATER PUMP - CP1 | TACO | DNA | 2400-45S | OM00025690 |  | PENTHOUSE, WATER HEATER ROOM | NA | NA | NA | 1/3 | 115 | 3.6 | NA | 1 | NA | NA | \Classifications\Building System Class\D30-HVAC Systems\D3040 - Distribution SYS\Hot Water Pump - PHW | 1019472
33-G4 | 33-G4 New Riverside Mid-County Courthouse. | 33-G4-D3044-125-PHW02 | DOMESTIC HOT WATER PUMP - CP2 | TACO | DNA | 2400-45S | OM00025691 |  | PENTHOUSE, WATER HEATER ROOM | NA | NA | NA | 1/3 | 115 | 3.6 | NA | 1 | NA | NA | \Classifications\Building System Class\D30-HVAC Systems\D3040 - Distribution SYS\Hot Water Pump - PHW | 1019473
33-G4 | 33-G4 New Riverside Mid-County Courthouse. | 33-G4-D3092-140-HUM01 | HUMIDIFIER, GAS FIRED - 01 | ARMSTRONG | B14772-2-2 | GFH-300 | OM00025674 |  | PENTHOUSE, NEXT TO AH-1 | NA | NA | NA | NA | 120 | 3 | Gas | 1 | 420000 | NA | \Classifications\Building System Class\D30-HVAC Systems\D3090 - Other HVAC Systems and Equipment\Humidifier - HUM | 1019474
33-G4 | 33-G4 New Riverside Mid-County Courthouse. | 33-G4-D3092-140-HUM02 | HUMIDIFIER, GAS FIRED - 02 | ARMSTRONG | B14772-2-1 | GFH-300 | OM00025660 |  | PENTHOUSE, NEXT TO AH-2 | NA | NA | NA | NA | 120 | 3 | Gas | 1 | 420 | NA | \Classifications\Building System Class\D30-HVAC Systems\D3090 - Other HVAC Systems and Equipment\Humidifier - HUM | 1019475
33-G4 | 33-G4 New Riverside Mid-County Courthouse. | 33-G4-D3092-140-HUM03 | HUMIDIFIER, GAS FIRED - 03 | ARMSTRONG | B14772-1-1 | GFH-150 | OM00025673 |  | PENTHOUSE, NEXT TO AH-3 | NA | NA | NA | NA | 120 | 3 | Gas | 1 | 210 | NA | \Classifications\Building System Class\D30-HVAC Systems\D3090 - Other HVAC Systems and Equipment\Humidifier - HUM | 1019476
33-G4 | 33-G4 New Riverside Mid-County Courthouse. | 33-G4-D3041-110-AHU01 | AIR HANDLING UNIT - 01 | ENERGY LABS | 1305-6570-1 | C88110-FC1-L | OM00025675 |  | PENTHOUSE, EAST SIDE | NA | 12"x24"x2", 24"x24"x2" | NA | 20 | 460 | 72.6 | Electric | 3 | NA | NA | \Classifications\Building System Class\D30-HVAC Systems\D3040 - Distribution SYS\Air Handling Unit - AHU | 1019477
33-G4 | 33-G4 New Riverside Mid-County Courthouse. | 33-G4-D3041-110-AHU02 | AIR HANDLING UNIT - 02 | ENERGY LABS | 1305-6570-2 | C88110-FC1-L | OM00025677 |  | PENTHOUSE, WEST SIDE | NA | 12"x24"x2", 24"x24"x2" | NA | 20 | 460 | 72.6 | Electric | 3 | NA | NA | \Classifications\Building System Class\D30-HVAC Systems\D3040 - Distribution SYS\Air Handling Unit - AHU | 1019478
33-G4 | 33-G4 New Riverside Mid-County Courthouse. | 33-G4-D3041-110-AHU03 | AIR HANDLING UNIT - 03 | ENERGY LABS | 1305-6570-3 | C5355-FCH1-7 | OM00025676 |  | PENTHOUSE, CENTER | NA | NA | NA | 7.5 | 460 | 11.5 | Electric | 3 | NA | NA | \Classifications\Building System Class\D30-HVAC Systems\D3040 - Distribution SYS\Air Handling Unit - AHU | 1019479
33-G4 | 33-G4 New Riverside Mid-County Courthouse. | 33-G4-D3042-220-EFN01 | EXHAUST FAN - EF-01 | COOK | 138SE82507-01/00000701 | 180CIC180CICCL1 | OM00025671 |  | PENTHOUSE, CRAWL SPACE BEHIND AHU-3 | NA | NA | NA | NA | 460 | 14 | Electric | 3 | NA | NA | \Classifications\Building System Class\D30-HVAC Systems\D3040 - Distribution SYS\Supply/Exhaust/Return fans- FAN | 1019480
33-G4 | 33-G4 New Riverside Mid-County Courthouse. | 33-G4-D3042-220-EFN02 | EXHAUST FAN - EF-02 | COOK | 138SE82507-01/001801 | 150CIC150CICCL1 | OM00025663 |  | PENTHOUSE, SW CRAWL SPACE | NA | NA | NA | NA | 460 | 14 | Electric | 3 | NA | NA | \Classifications\Building System Class\D30-HVAC Systems\D3040 - Distribution SYS\Supply/Exhaust/Return fans- FAN | 1019481
33-G4 | 33-G4 New Riverside Mid-County Courthouse. | 33-G4-D3042-220-EFN03 | EXHAUST FAN - EF-03 | COOK | 138SE82507-01/0002901 | 150CIC150CICCL1 | OM00025672 |  | PENTHOUSE, CRAWL SPACE BEHIND AHU-3 | NA | NA | NA | 2 | 460 | 5.95 | Electric | 3 | NA | NA | \Classifications\Building System Class\D30-HVAC Systems\D3040 - Distribution SYS\Supply/Exhaust/Return fans- FAN | 1019482
33-G4 | 33-G4 New Riverside Mid-County Courthouse. | 33-G4-D3042-220-EFN04 | EXHAUST FAN - EF-04 | COOK | 138SE82507-00/0000701 | 150SQIH150SQIHP | OM00025665 |  | PENTHOUSE, CRAWL SPACE BEHIND AHU-3 | NA | NA | NA | 1/3 | 460 | DNA | Electric | 3 | NA | NA | \Classifications\Building System Class\D30-HVAC Systems\D3040 - Distribution SYS\Supply/Exhaust/Return fans- FAN | 1019483
33-G4 | 33-G4 New Riverside Mid-County Courthouse. | 33-G4-D3042-220-EFN05 | EXHAUST FAN - EF-05 | COOK | 138SE82507-01/0004001 | 120CIC120CICCL1 | OM00025664 |  | PENTHOUSE, SW CRAWL SPACE | NA | NA | NA | 2 | 460 | DNA | Electric | 3 | NA | NA | \Classifications\Building System Class\D30-HVAC Systems\D3040 - Distribution SYS\Supply/Exhaust/Return fans- FAN | 1019484
33-G4 | 33-G4 New Riverside Mid-County Courthouse. | 33-G4-D3042-220-EFN06 | EXHAUST FAN - EF-06 | COOK | 138SE82507-00 | 195ACM | OM00025662 |  | COOLING TOWER MECH ROOM BUILDING-WET SIDE | NA | NA | NA | 2 | 208 | DNA | Electric | 3 | NA | NA | \Classifications\Building System Class\D30-HVAC Systems\D3040 - Distribution SYS\Supply/Exhaust/Return fans- FAN | 1019485
33-G4 | 33-G4 New Riverside Mid-County Courthouse. | 33-G4-D3020-100-HET02 | HEATER WATER EXPANSION TANK - ET-2 | BELL & GOSSETT | 271007 | B-200 | OM00025652 |  | BOILER MECH ROOM | NA | NA | NA | NA | NA | NA | DNA | NA | NA | NA | \Classifications\Building System Class\D30-HVAC Systems\D3020 - Heat SYS\Heater Water Expansion Tank - HET | 1019486
33-G4 | 33-G4 New Riverside Mid-County Courthouse. | 33-G4-B2010-100-BLD01 | Building | NA | NA | NA | DNA | CUPA # FA0045070 | NA | NA | NA | NA | NA | NA | NA | NA | NA | NA | NA | \Classifications\Building System Class\B20-General Building Exterior\B2010 - Exterior Walls\Building - BLD | 1019963
33-G4 | 33-G4 New Riverside Mid-County Courthouse. | 33-G4-D2023-100-BFP01 | BACKFLOW PREVENTER (FIRE) | WATTS | 8441 | 6" 13A28STF | OM00025648 |  | BY WILLIAMS ST | NA | NA | NA | NA | NA | NA | NA | NA | v | NA | \Classifications\Building System Class\D20-Plumbing\D2020 - Domestic Water\Backflow Preventer - BFP | 1020110
33-G4 | 33-G4 New Riverside Mid-County Courthouse. | 33-G4-D2023-100-BFP02 | BACKFLOW PREVENTER (DOMESTIC) | WILKINS | 85759 | 4" 375 | OM00025649 |  | BY WILLIAMS ST | NA | NA | NA | NA | NA | NA | NA | NA | NA | NA | \Classifications\Building System Class\D20-Plumbing\D2020 - Domestic Water\Backflow Preventer - BFP | 1020111
33-G4 | 33-G4 New Riverside Mid-County Courthouse. | 33-G4-D2023-100-BFP03 | BACKFLOW PREVENTER (IRRIGATION) | WILKINS | DNA | 500XL | OM00025650 |  | BY WILLIAMS ST | NA | NA | NA | NA | NA | NA | NA | NA | NA | NA | \Classifications\Building System Class\D20-Plumbing\D2020 - Domestic Water\Backflow Preventer - BFP | 1020112
33-G4 | 33-G4 New Riverside Mid-County Courthouse. | 33-G4-D2023-100-BFP04 | BACKFLOW PREVENTER (COOLING TWR) | WILKINS | DNA | 500XL | OM00025661 |  | COOLING TOWER | NA | NA | NA | NA | NA | NA | NA | NA | NA | NA | \Classifications\Building System Class\D20-Plumbing\D2020 - Domestic Water\Backflow Preventer - BFP | 1020113
33-G4 | 33-G4 New Riverside Mid-County Courthouse. | 33-G4-D2023-100-BFP05 | BACKFLOW PREVENTER (PENTHOUSE) | WILKINS | 3859480 | 975XL2 | OM00025668 |  | 3rd Floor, PENTHOUSE -BY ROOF ACCESS | NA | NA | NA | NA | NA | NA | NA | NA | NA | NA | \Classifications\Building System Class\D20-Plumbing\D2020 - Domestic Water\Backflow Preventer - BFP | 1020114
33-G4 | 33-G4 New Riverside Mid-County Courthouse. | 33-G4-D2023-100-BFP06 | BACKFLOW PREVENTER (BOILER) | WILKINS | 3744186 | 975XL2 | OM00025653 |  | BOILER MECH ROOM | NA | NA | NA | NA | NA | NA | NA | NA | NA | NA | \Classifications\Building System Class\D20-Plumbing\D2020 - Domestic Water\Backflow Preventer - BFP | 1020115
33-G4 | 33-G4 New Riverside Mid-County Courthouse. | 33-G4-D3031-130-CLR01 | CHILLER, WATER COOLED - CH-1 | MCQUAY | STNU121100138 | WMC290DBS-ER10 | OM00025625 |  | CHILLER MECH ROOM BUILDING-DRY SIDE | DNA | DNA | R-134a |  | 460 | 234-300 | Electric | 3 | DNA | DNA | \Classifications\Building System Class\D30-HVAC Systems\D3030 - Cooling SYS\Chiller, Water Cooled - CLR | 1020116
33-G4 | 33-G4 New Riverside Mid-County Courthouse. | 33-G4-D3031-140-CLR02 | CHILLER, AIR COOLED - CH-2 | MCQUAY | STNU121100140 | AG2029BS727-ER10 | OM00025631 |  | COOLING TOWER MECH ROOM BUILDING-WET SIDE | NA | NA | R-407C | 1 | 460 | 72-90 | Electric | 3 | NA | NA | \Classifications\Building System Class\D30-HVAC Systems\D3030 - Cooling SYS\Chiller, Air Cooled - CLR | 1020117
33-G4 | 33-G4 New Riverside Mid-County Courthouse. | 33-G4-D3020-100-HET01 | CHILLED WATER EXPANSION TANK - ET-1 | BELL & GOSSETT | 271983 | B-200 | OM00025627 |  | CHILLER MECH ROOM BUILDING-DRY SIDE | DNA | DNA | DNA | DNA | DNA | DNA | DNA | DNA | DNA | DNA | \Classifications\Building System Class\D30-HVAC Systems\D3020 - Heat SYS\Heater Water Expansion Tank - HET | 1020118
33-G4 | 33-G4 New Riverside Mid-County Courthouse. | 33-G4-D3030-110-CTW01 | COOLING TOWER - CT-1 | BALTIMORE AIR COIL (BAC) | U123818801-01 | PT2-0709A-2H2-0 | OM00025634 |  | COOLING TOWER MECH ROOM BUILDING-WET SIDE | 2B158 | DNA | NA | 5 | 460/480 | 39.93 | Electric | 3 | NA | NA | \Classifications\Building System Class\D30-HVAC Systems\D3030 - Cooling SYS\Cooling Tower - CTW | 1020119
33-G4 | 33-G4 New Riverside Mid-County Courthouse. | 33-G4-D3030-110-CTW02 | COOLING TOWER - CT-2 | BALTIMORE AIR COIL (BAC) | U123818801-02 | PT2-0709A-2H2-0 | OM00025635 |  | COOLING TOWER MECH ROOM BUILDING-WET SIDE | 2B158 | DNA | NA | 5 | 460/480 | 39.93 | Electric | 3 | NA | NA | \Classifications\Building System Class\D30-HVAC Systems\D3030 - Cooling SYS\Cooling Tower - CTW | 1020120
33-G4 | 33-G4 New Riverside Mid-County Courthouse. | 33-G4-D3030-310-CTF01 | COOLING TOWER FILTER - WF-1 | PUROFLUX CORP. | NA | NA | OM00025636 |  | COOLING TOWER MECH ROOM BUILDING-WET SIDE | NA | NA | NA | 5 | 460 | 6.94 | Electric | 3 | NA | NA | \Classifications\Building System Class\D30-HVAC Systems\D3030 - Cooling SYS\Cooling Tower Filter - CTF | 1020121
33-G4 | 33-G4 New Riverside Mid-County Courthouse. | 33-G4-D3031-100-PCH01 | CONDENSER WATER PUMP - CWP-1 | WEG | NA | 010180T3E215JM | OM00025633 |  | COOLING TOWER MECH ROOM BUILDING-WET SIDE | NA | NA | NA | 10 | 460 | 26.98-24.40\12.1A | Electric | 3 | NA | NA | \Classifications\Building System Class\D30-HVAC Systems\D3030 - Cooling SYS\Chilled Water Pump - PCH | 1020122
33-G4 | 33-G4 New Riverside Mid-County Courthouse. | 33-G4-D3031-100-PCH02 | CHILLED WATER PUMP - CHP-1 | WEG | 30MAI2 | 020180T3E256JM | OM00025628 |  | CHILLER MECH ROOM BUILDING-DRY SIDE | NA | NA | NA | 20 | 460/480 | 55.2-49.4 | Electric | 3 | NA | NA | \Classifications\Building System Class\D30-HVAC Systems\D3030 - Cooling SYS\Chilled Water Pump - PCH | 1020123
33-G4 | 33-G4 New Riverside Mid-County Courthouse. | 33-G4-D3031-100-PCH03 | CHILLED WATER PUMP - CHP-2 | WEG | NA | 00318OT3E182JM | OM00025629 |  | CHILLER MECH ROOM BUILDING-DRY SIDE | NA | NA | NA | 3 | 460 | 8.98-8.12\4.06A | Electric | 3 | NA | NA | \Classifications\Building System Class\D30-HVAC Systems\D3030 - Cooling SYS\Chilled Water Pump - PCH | 1020124
33-G4 | 33-G4 New Riverside Mid-County Courthouse. | 33-G4-D3031-100-PCH04 | CONDENSER WATER PUMP - CWP-2 | WEG | NA | 010180T3E215JM | OM00025632 |  | COOLING TOWER MECH ROOM BUILDING-WET SIDE | NA | NA | NA | 10 | 460 | 26.98-24.40\12.1A | Electric | 3 | NA | NA | \Classifications\Building System Class\D30-HVAC Systems\D3030 - Cooling SYS\Chilled Water Pump - PCH | 1020125
33-G4 | 33-G4 New Riverside Mid-County Courthouse. | 33-G4-D3044-125-PHW03 | BOILER HOT WATER PUMP - HWP-1 | WEG | NA | NEMA PREMIUM | OM00025654 |  | BOILER MECH ROOM | NA | NA | NA | 5 | 460 | 74 | Electric | 3 | NA | NA | \Classifications\Building System Class\D30-HVAC Systems\D3040 - Distribution SYS\Hot Water Pump - PHW | 1020126
33-G4 | 33-G4 New Riverside Mid-County Courthouse. | 33-G4-D2017-100-SHW01 | EMERGENCY SHOWER & EYE WASH | HAWS | NA | SP65CTFP AXION EYE FACE WASH/8317CTFP | OM00025630 |  | COOLING TOWER MECH ROOM BUILDING-WET SIDE | NA | NA | NA | NA | 120 | 1.25 | Electric | 1 | NA | NA | \Classifications\Building System Class\D20-Plumbing\D2010 - Plumb Fix\Showers - SHW | 1020127
33-G4 | 33-G4 New Riverside Mid-County Courthouse. | 33-G4-D3040-120-FCU06 | FAN COIL UNIT - FC-6 | DAIKIN MCQUAY | AHJ121129-01 | AHI | OM00025694 |  | OUTSIDE ROOM 171 | NA | DNA | NA | .5 | 208 | 4 | Electric | 1 | NA | NA | \Classifications\Building System Class\D30-HVAC Systems\D3040 - Distribution SYS\Fan Coil Unit - FCU | 1020128
33-G4 | 33-G4 New Riverside Mid-County Courthouse. | 33-G4-D2023-100-BFP07 | Backflow preventer-cooling tower water-non-fire | Zurn Wilkins | DNA | Model 48 | OM00025832 |  | Chiller plant | NA | NA | NA | NA | NA | NA | NA | NA | NA | NA | \Classifications\Building System Class\D20-Plumbing\D2020 - Domestic Water\Backflow Preventer - BFP | 1020337
33-G4 | 33-G4 New Riverside Mid-County Courthouse. | 33-G4-D3040-120-FCU15 | FAN COIL UNIT - FC-15 | DAIKIN MCQUAY | AHJ121129-01 | AHI | OM00025706 |  | ELEC/MPOE ROOM - NORTHEAST | NA | 15 3/4"X19 3/4"X2" | NA | 1/3 | 208 | 3.1 | Electric | 1 | NA | NA | \Classifications\Building System Class\D30-HVAC Systems\D3040 - Distribution SYS\Fan Coil Unit - FCU | 1020402
33-G4 | 33-G4 New Riverside Mid-County Courthouse. | 33-G4-D3040-120-FCU03 | FAN COIL UNIT - FC-3 | DAIKIN MCQUAY | AHJ121129-01 | AHI | OM00025704 |  | FACILITIES OFFICE | NA | 16"X20"X2" | NA | 1/3 | 208 | 3.1 | Electric | 1 | NA | NA | \Classifications\Building System Class\D30-HVAC Systems\D3040 - Distribution SYS\Fan Coil Unit - FCU | 1020403
33-G4 | 33-G4 New Riverside Mid-County Courthouse. | 33-G4-D3040-120-FCU01 | FAN COIL UNIT - FC-1 | DAIKIN MCQUAY | AHJ121129-01 | AHI | OM00025680 |  | DATA TELECOM ROOM - NORTHWEST | NA | 15 3/4"X24 3/34"X2" & 19 3/4"X24 3/34"X2" | NA | 1.5 | 208 | 4.5 | Electric | 3 | NA | NA | \Classifications\Building System Class\D30-HVAC Systems\D3040 - Distribution SYS\Fan Coil Unit - FCU | 1020404
33-G4 | 33-G4 New Riverside Mid-County Courthouse. | 33-G4-D3040-120-FCU07 | FAN COIL UNIT - FC-7 | DAIKIN MCQUAY | AHJ121129-01 | AHI | OM00025681 |  | HOLDING, PANTRY ROOM | NA | DNA | NA | 0.5 | 208 | 4 | Electric | 1 | NA | NA | \Classifications\Building System Class\D30-HVAC Systems\D3040 - Distribution SYS\Fan Coil Unit - FCU | 1020405
33-G4 | 33-G4 New Riverside Mid-County Courthouse. | 33-G4-D3040-120-FCU04 | FAN COIL UNIT - FC-4 | DAIKIN MCQUAY | FCJ121129-06 | FNP | OM00025684 |  | ELECTRICAL ROOM - SOUTHWEST | NA | 15 3/4"X15 3/4"X1 | NA | 1/6 | 208/230 | 1 | Electric | 1 | NA | NA | \Classifications\Building System Class\D30-HVAC Systems\D3040 - Distribution SYS\Fan Coil Unit - FCU | 1020406
33-G4 | 33-G4 New Riverside Mid-County Courthouse. | 33-G4-D3040-120-FCU02 | FAN COIL UNIT - FC-2 | DAIKIN MCQUAY | FCJ121129-06 | FNP | OM00025705 |  | HOLDING CONTROL ROOM, CENTER OF BUILDING | NA | DNA | NA | 1/6 | 208/230 | 1 | Electric | 1 | NA | NA | \Classifications\Building System Class\D30-HVAC Systems\D3040 - Distribution SYS\Fan Coil Unit - FCU | 1020407
33-G4 | 33-G4 New Riverside Mid-County Courthouse. | 33-G4-D3040-120-FCU09 | FAN COIL UNIT - FC-9 | DAIKIN MCQUAY | AHJ121129-01 | AHI | OM00025723 |  | CONTROL ROOM FRONT LOBBY | NA | NA | NA | 1/3 | 208 | 3.1 | Electric | 1 | NA | NA | \Classifications\Building System Class\D30-HVAC Systems\D3040 - Distribution SYS\Fan Coil Unit - FCU | 1020408
33-G4 | 33-G4 New Riverside Mid-County Courthouse. | 33-G4-D3040-120-FCU11 | FAN COIL UNIT - FC-11 | DAIKIN MCQUAY | AHJ121129-01 | AHI | OM00025701 |  | DATA TELECOM ROOM - NORTHEAST | NA | 16"X20"X2" | NA | 1/2 | 208 | 4 | Electric | 1 | NA | NA | \Classifications\Building System Class\D30-HVAC Systems\D3040 - Distribution SYS\Fan Coil Unit - FCU | 1020409
33-G4 | 33-G4 New Riverside Mid-County Courthouse. | 33-G4-D3040-120-FCU21 | FAN COIL UNIT - FC-21 | DAIKIN MCQUAY | AHJ121129-01 | AHI | OM00025637 |  | CHILLER MECH ROOM BUILDING-DRY SIDE | NA | 15 3/4"X19 3/4"X2" | NA | 3/4 | 460 | 1.35 | Electric | 3 | NA | NA | \Classifications\Building System Class\D30-HVAC Systems\D3040 - Distribution SYS\Fan Coil Unit - FCU | 1020410
33-G4 | 33-G4 New Riverside Mid-County Courthouse. | 33-G4-D3040-120-FCU12 | FAN COIL UNIT - FC-12 | DAIKIN MCQUAY | AHJ121129-01 | AHI | OM00025702 |  | COMPUTER ROOM - EAST | NA | NA | NA | 1.5 | 460 | 2.2 | Electric | 3 | NA |  | \Classifications\Building System Class\D30-HVAC Systems\D3040 - Distribution SYS\Fan Coil Unit - FCU | 1020411
33-G4 | 33-G4 New Riverside Mid-County Courthouse. | 33-G4-D3040-120-FCU17 | FAN COIL UNIT - FC-17 | DAIKIN MCQUAY | FCJ121129-06 | FNP | OM00025696 |  | COMPUTER ROOM - EAST ELECTRICAL ROOM - EAST | NA | 15 3/4"X15 3/4"X2 | NA | 1/6 | 208 | 1 | Electric | 1 | NA | NA | \Classifications\Building System Class\D30-HVAC Systems\D3040 - Distribution SYS\Fan Coil Unit - FCU | 1020412
33-G4 | 33-G4 New Riverside Mid-County Courthouse. | 33-G4-D3040-120-FCU10 | FAN COIL UNIT - FC-10 | DAIKIN MCQUAY | FNP | FNP | OM00025721 |  | TRAINING ROOM CLOSET - SOUTH | NA | DNA | NA | 1/6 | 208 | 1 | Electric | 1 | NA | NA | \Classifications\Building System Class\D30-HVAC Systems\D3040 - Distribution SYS\Fan Coil Unit - FCU | 1020413
33-G4 | 33-G4 New Riverside Mid-County Courthouse. | 33-G4-D3040-120-FCU16 | FAN COIL UNIT - FC-16 | DAIKIN MCQUAY | FCJ121129-06 | FNP | OM00025722 |  | ELECTRICAL ROOM - SOUTHWEST | NA | 15 3/4"X15 3/4"X1" | NA | 1/6 | 208 | 1 | Electric | 1 | NA | NA | \Classifications\Building System Class\D30-HVAC Systems\D3040 - Distribution SYS\Fan Coil Unit - FCU | 1020414
33-G4 | 33-G4 New Riverside Mid-County Courthouse. | 33-G4-D3040-120-FCU08 | FAN COIL UNIT - FC-8 | DAIKIN MCQUAY | FCJ121129-06 | FNP | OM00025703 |  | TELECOM - SOUTH | NA | DNA | NA | 1/6 | 208 | 1 | Electric | 1 | NA | NA | \Classifications\Building System Class\D30-HVAC Systems\D3040 - Distribution SYS\Fan Coil Unit - FCU | 1020415
33-G4 | 33-G4 New Riverside Mid-County Courthouse. | 33-G4-D3040-120-FCU14 | FAN COIL UNIT - FC-14 | DAIKIN MCQUAY | AHJ121129-01 | AHI | OM00025699 |  | DATA TELECOM ROOM - NORTHEAST | NA | 16"X20"X2" - 16"X25"X2" | NA | 1/2 | 208 | 4 | Electric | 1 | NA | NA | \Classifications\Building System Class\D30-HVAC Systems\D3040 - Distribution SYS\Fan Coil Unit - FCU | 1020416
33-G4 | 33-G4 New Riverside Mid-County Courthouse. | 33-G4-D3040-120-FCU18 | FAN COIL UNIT - FC-18 | DAIKIN MCQUAY | AHJ121129-01 | AHI | OM00025733 |  | ELECTRICAL ROOM - SOUTHWEST | NA | 15 3/4"X24 3/4"X2 | NA | 1/3 | 208 | 3.1 | Electric | 1 | NA | NA | \Classifications\Building System Class\D30-HVAC Systems\D3040 - Distribution SYS\Fan Coil Unit - FCU | 1020417
33-G4 | 33-G4 New Riverside Mid-County Courthouse. | 33-G4-D3040-120-FCU13 | FAN COIL UNIT - FC-13 | DAIKIN MCQUAY | AHJ121129-01 | AHI | OM00025700 |  | DATA TELECOM - NORTHWEST | NA | 15 3/4"X19 3/4"X2" & 15 3/4"X24 3/4"X2" | NA | 1/2 | 208 | 4 | Electric | 1 | NA | NA | \Classifications\Building System Class\D30-HVAC Systems\D3040 - Distribution SYS\Fan Coil Unit - FCU | 1020418
33-G4 | 33-G4 New Riverside Mid-County Courthouse. | 33-G4-D3040-120-FCU19 | FAN COIL UNIT - FC-19 | DAIKIN MCQUAY | FCJ121129-06 | FNP | OM00025724 |  | ELECTRICAL ROOM - SOUTHEAST | NA | 15 3/4"X15 3/4"X1 | NA | 1/6 | 208 | 1 | Electric | 1 | NA | NA | \Classifications\Building System Class\D30-HVAC Systems\D3040 - Distribution SYS\Fan Coil Unit - FCU | 1020419
33-G4 | 33-G4 New Riverside Mid-County Courthouse. | 33-G4-D3040-120-FCU20 | FAN COIL UNIT - FC-20 | DAIKIN MCQUAY | AHJ121129-01 | AHI | OM00025666 |  | PENTHOUSE - BY FIRST AHU BY LADDER | NA | 15 3/4"X24 3/34"X2" | NA | 1/2 | 208 | 4 | Electric | 1 | NA | NA | \Classifications\Building System Class\D30-HVAC Systems\D3040 - Distribution SYS\Fan Coil Unit - FCU | 1020420
33-G4 | 33-G4 New Riverside Mid-County Courthouse. | 33-G4-D2090-230-WIP02 | WATER TREATMENT PUMP - BIO2 | PROMINENT FLUID CONTROLS INC. | 2713024693CNPA | CONCEPT PLUS CNPA0704NPE200D01 | OM00025638 |  | COOLING TOWER MECH ROOM BUILDING-WET SIDE | DNA | NA | DNA | NA | 115 | 0.3 | Electric | DNA | NA | NA | \Classifications\Building System Class\D20-Plumbing\D2090 - Other Plumbing SYS\Water Treatment Inhibitor Pump - WIP | 1020421
33-G4 | 33-G4 New Riverside Mid-County Courthouse. | 33-G4-D2090-230-WIP01 | WATER TREATMENT PUMP - BIO1 | PROMINENT FLUID CONTROLS INC. | 2713024694CNPA | CONCEPT PLUS CNPA0704NPE200D01 | OM00025640 |  | COOLING TOWER MECH ROOM BUILDING-WET SIDE | DNA | NA | NA | NA | 115 | 0.3 | Electric | DNA | NA | NA | \Classifications\Building System Class\D20-Plumbing\D2090 - Other Plumbing SYS\Water Treatment Inhibitor Pump - WIP | 1020422
33-G4 | 33-G4 New Riverside Mid-County Courthouse. | 33-G4-D2090-230-WIP03 | WATER TREATMENT PUMP - PHORP | PROMINENT FLUID CONTROLS INC. | 2713024691CNPA | CONCEPT PLUS CNPA0704NPE200D01 | OM00025639 |  | COOLING TOWER MECH ROOM BUILDING-WET SIDE | DNA | NA | DNA | NA | 115 | 0.3 | Electric | 1 | NA | NA | \Classifications\Building System Class\D20-Plumbing\D2090 - Other Plumbing SYS\Water Treatment Inhibitor Pump - WIP | 1020423
33-G4 | 33-G4 New Riverside Mid-County Courthouse. | 33-G4-D2090-230-WIP04 | WATER TREATMENT PUMP - FEED | PROMINENT FLUID CONTROLS INC. | 2713024692CNPA | CONCEPT PLUS CNPA0704NPE200D01 | OM00025641 |  | COOLING TOWER MECH ROOM BUILDING-WET SIDE | DNA | NA | DNA | NA | 115 | 0.3 | Electric | DNA | NA | NA | \Classifications\Building System Class\D20-Plumbing\D2090 - Other Plumbing SYS\Water Treatment Inhibitor Pump - WIP | 1020424
33-G4 | 33-G4 New Riverside Mid-County Courthouse. | 33-G4-B2033-120-DOR01 | SALLYPORT MOTORIZED DOOR - DOR-01 | BLUFFTON MOTOR WORKS | DNA | 6501007445 | OM00025726 |  | NE SALLYPORT DOOR | NA | NA | NA | 1/10 | 115 | DNA | Electric | 1 | NA | NA | \Classifications\Building System Class\B20-General Building Exterior\B2030 - Exterior Doors\Door,Automatic-Sliding,Revolving - DOR | 1020425
33-G4 | 33-G4 New Riverside Mid-County Courthouse. | 33-G4-B2033-120-DOR02 | SALLYPORT MOTORIZED DOOR - DOR-02 | BLUFFTON MOTOR WORKS | NOT ACCESSIBLE | 6501007445 | OM00025727 |  | SE SALLYPORT DOOR | NA | DNA | NA | 1/10 | 115 | DNA | Electric | 1 | NA | NA | \Classifications\Building System Class\B20-General Building Exterior\B2030 - Exterior Doors\Door,Automatic-Sliding,Revolving - DOR | 1020426
33-G4 | 33-G4 New Riverside Mid-County Courthouse. | 33-G4-D3030-160-ECW01 | EVAPORATIVE COOLER - EV-01 | ENERGY LABS INC. | NOT ACCESSIBLE | I-95-48 | OM00025739 |  | EAST SIDE | NA | 24"X24"X2" (6), 11 3/4"X28"X7/8" (2), 11 3/4"X37 1/2"X7/8" (2) | NA | 0.75 | DNA | DNA | Electric | DNA | NA | NA | \Classifications\Building System Class\D30-HVAC Systems\D3030 - Cooling SYS\Evaporative Cooler - ECW | 1020427
33-G4 | 33-G4 New Riverside Mid-County Courthouse. | 33-G4-D3030-160-ECW02 | EVAPORATIVE COOLER - EV-02 | ENERGY LABS INC. | DNA | I-95-48 | OM00025740 |  | WEST SIDE, PENTHOUSE | NA | 24"X24"X2" (6), 11 3/4"X28"X7/8" (2), 11 3/4"X37 1/2"X7/8" (2) | NA | 0.75 | DNA | DNA | Electric | DNA | NA | NA | \Classifications\Building System Class\D30-HVAC Systems\D3030 - Cooling SYS\Evaporative Cooler - ECW | 1020428
33-G4 | 33-G4 New Riverside Mid-County Courthouse. | 33-G4-D3030-160-ECW03 | EVAPORATIVE COOLER - EV-03 | ENERGY LABS INC. | DNA | I-45-36 | OM00025741 |  | CENTER | NA | 24"X24"X2" (2), 24"X12"X2" (2), 11 3/4"X28"X7/8" (2), 11 3/4"X24"X7/8" (2) | NA | 0.5 | DNA | DNA | Electric | DNA | NA | NA | \Classifications\Building System Class\D30-HVAC Systems\D3030 - Cooling SYS\Evaporative Cooler - ECW | 1020429
33-G4 | 33-G4 New Riverside Mid-County Courthouse. | 33-G4-D3060-100-RDS01 | REFRIGERANT LEAK DETECTION | CLIMATEC | DNA | ART-A-4-1-1-SF 10D 00000000 | OM00025626 |  | CENTER CHILLER MECH ROOM BUILDING-DRY SIDE | NA | NA | NA | NA | 120 | 1.7 | Electric | 1 | NA | NA | \Classifications\Building System Class\D30-HVAC Systems\D3060 - Control & Inst Air\Refrigerant Leak Detection System - RDS | 1020430
33-G4 | 33-G4 New Riverside Mid-County Courthouse. | 33-G4-D5092-100-UPS03 | UPS-C CENTRAL INVERTER UNIT | SPECTRON LSN DUAL LITE | LDL 10.0K 3956 | D277-105-277 | OM00025735 |  | EAST SIDE ELECTRICAL ROOM | NA | 9 1/4"x25"x1" | NA | NA | 277 | 43.9 | Electric and lead-sulfuric acid | 1 | NA | NA | \Classifications\Building System Class\D50-Electrical SYS\D5090 - Elec SYS\Uninterruptible Power System - UPS | 1020431
33-G4 | 33-G4 New Riverside Mid-County Courthouse. | 33-G4-D5092-100-UPS04 | UPS-D CENTRAL INVERTER UNIT | SPECTRON LSN DUAL LITE | LDL 10.0K 3958 | D277-105-277 | OM00025747 |  | SOUTH EAST SIDE ELECTRICAL ROOM | NA | 9 1/4"x25"x1" | NA | NA | 277 | 43.9 | Electric and lead-sulfuric acid | 1 | NA | NA | \Classifications\Building System Class\D50-Electrical SYS\D5090 - Elec SYS\Uninterruptible Power System - UPS | 1020432
33-G4 | 33-G4 New Riverside Mid-County Courthouse. | 33-G4-D5092-100-UPS05 | UPS-E CENTRAL INVERTER UNIT | SPECTRON LSN DUAL LITE | LDL 10.0K 3959 | D277-105-277 | OM00025736 |  | MPOE SW ELEC ROOM | NA | 9 1/4"x25"x1" | NA | NA | 277 | 43.9 | Electric and lead-sulfuric acid | 1 | NA | NA | \Classifications\Building System Class\D50-Electrical SYS\D5090 - Elec SYS\Uninterruptible Power System - UPS | 1020433
33-G4 | 33-G4 New Riverside Mid-County Courthouse. | 33-G4-D5092-100-UPS06 | UPS-F CENTRAL INVERTER UNIT | SPECTRON LSN DUAL LITE | LDL 10.0K 4360 | D277-105-277 | OM00025734 |  | SOUTH WEST SIDE ELECTRICAL ROOM | NA | 9 1/4"x25"x1" | NA | NA | 277 | 43.9 | Electric and lead-sulfuric acid | 1 | NA | NA | \Classifications\Building System Class\D50-Electrical SYS\D5090 - Elec SYS\Uninterruptible Power System - UPS | 1020434
33-G4 | 33-G4 New Riverside Mid-County Courthouse. | 33-G4-G2023-150-PEG01 | VEHICLE PCB PARKING GATE ARM- 01 | DOORKING, INC. (DKS) | 10643 | 1601-080 | OM00025749 |  | JUDGES' PARKING ENTRY | NA | NA | NA | 0.5 | 115 | 5.4 | Electric | 1 | NA | NA | \Classifications\Building System Class\G20-Other Systems\G2020 - Parking Lots\Secured Parking Gate - PEG | 1020435
33-G4 | 33-G4 New Riverside Mid-County Courthouse. | 33-G4-G2023-150-PEG02 | VEHICLE SLIDE DRIVER GATE- 02 | HY SECURITY, INC. | 280110-1412-124 | 222 DCX 1.7 ST, DCPS-120 | OM00025750 |  | JUDGES' PARKING ENTRY/EXIT | NA | NA | NA | NA | 115AC | 19 | Electric | 1 | NA | NA | \Classifications\Building System Class\G20-Other Systems\G2020 - Parking Lots\Secured Parking Gate - PEG | 1020436
33-G4 | 33-G4 New Riverside Mid-County Courthouse. | 33-G4-G2023-150-PEG03 | VEHICLE PCB PARKING GATE ARM- 03 | DOORKING, INC. (DKS) | 10427 | 1601-080 | OM00025751 |  | JUDGES' PARKING EXIT | NA | NA | NA | 0.5 | 115 | 5.4 | Electric | 1 | NA | NA | \Classifications\Building System Class\G20-Other Systems\G2020 - Parking Lots\Secured Parking Gate - PEG | 1020437
33-G4 | 33-G4 New Riverside Mid-County Courthouse. | 33-G4-G2023-150-PEG04 | VEHICLE PCB PARKING GATE ARM- 04 | DOORKING, INC. (DKS) | 757 | 1602-090 | OM00025748 |  | TRANSPORT PARKING ENTRY | NA | NA | NA | 1 | 115/10-15VDC/110-120VAC | 9.7 | Electric | 1 | NA | NA | \Classifications\Building System Class\G20-Other Systems\G2020 - Parking Lots\Secured Parking Gate - PEG | 1020438
33-G4 | 33-G4 New Riverside Mid-County Courthouse. | 33-G4-G2023-150-PEG05 | VEHICLE FOLDING SLIDE GATE- 05 | WALLACE INTERNATIONAL | 14/F11/YWG/FP-00-0461 | PDTTMAX | OM00025753 |  | TRANSPORT PARKING ENTRY | DNA | DNA | NA | 1.5 | 208/240 | 2 | Electric | 1 | NA | NA | \Classifications\Building System Class\G20-Other Systems\G2020 - Parking Lots\Secured Parking Gate - PEG | 1020439
33-G4 | 33-G4 New Riverside Mid-County Courthouse. | 33-G4-G2023-150-PEG06 | VEHICLE FOLDING SLIDE GATE- 06 | WALLACE INTERNATIONAL | 14/F11/YWG/FP-00-0460 | PDTTMAX | OM00025754 |  | TRANSPORT PARKING EXIT | NA | NA | NA | 1.5 | 208/240 | 2 | Electric | 1 | NA | NA | \Classifications\Building System Class\G20-Other Systems\G2020 - Parking Lots\Secured Parking Gate - PEG | 1020440
33-G4 | 33-G4 New Riverside Mid-County Courthouse. | 33-G4-G2023-150-PEG07 | VEHICLE PCB PARKING GATE ARM- 07 | DOORKING, INC. (DKS) | 758 | 1602-090 | OM00025756 |  | TRANSPORT PARKING EXIT | DNA | DNA | NA | NA | 115/10-15VDC/110-120VAC | 9.7 | Electric | 1 | NA | NA | \Classifications\Building System Class\G20-Other Systems\G2020 - Parking Lots\Secured Parking Gate - PEG | 1020441
33-G4 | 33-G4 New Riverside Mid-County Courthouse. | 33-G4-D4010-150-FMS01 | MAIN FIRE SYSTEM WET STAND PIPE | AERO | DNA | 2.5" PIPE | OM00025752 |  | WEST END JUDGES' PARKING | DNA | DNA | NA | NA | NA | NA | DNA | NA | NA | NA | \Classifications\Building System Class\D40-Fire Protection SYS\D4010 - Sprinkler SYS\Fire Systems, stand pipes - FMS | 1020442
33-G4 | 33-G4 New Riverside Mid-County Courthouse. | 33-G4-D5037-710-FAP01 | MAIN FIRE ALARM PANEL | SIMPLEX GRINNEL | 0010211614 | 4100ES | OM00025755 |  | ROOM ACROSS STAIRWELL DOOR | DNA | DNA | NA | NA | NA | NA | Electric | NA | NA | NA | \Classifications\Building System Class\D50-Electrical SYS\D5030 - Comm & Security\Fire Alarm Panel - FAP | 1020443
33-G4 | 33-G4 New Riverside Mid-County Courthouse. | 33-G4-D3050-250-ACU01 | AIR CONDITIONING SPLIT SYSTEM | DAIKIN MCQUAY | A001761 | FXMG72MVJU | OM00025695 |  | EAST SIDE | NA | NA | R-410A | NA | 208 | 9.5 | Electric | 1 | NA | NA | \Classifications\Building System Class\D30-HVAC Systems\D3050 - Package SYS\Air Conditioning,Split System - ACU | 1020444
33-G4 | 33-G4 New Riverside Mid-County Courthouse. | 33-G4-D4094-450-SFM01 | FIRE SYSTEM, EXTINGUISHING, NOVEC | NOVEC | DNA | NOVEC 1230 PFC-4410RC | OM00025760 |  | EAST SIDE | DNA | DNA | DNA | DNA | 120/220 | DNA | Electric | DNA | DNA | DNA | \Classifications\Building System Class\D40-Fire Protection SYS\D4090 - Other Fire Protection Systems\Fire Suppression, Gaseous - SFM | 1020445
33-G4 | 33-G4 New Riverside Mid-County Courthouse. | 33-G4-B2034-400-DOH01 | ROLL-UP DOOR; DOOR, OVERHEAD ELECTRIC | CORNELL SAFE AND SECURE | MGRL-03311 EHR-C03397 | MGRL 33 11E | OM00025757 |  | NORTH SIDE | DNA | DNA | DNA | 1/3 | 115 | 3.0 | Electric | 1 | DNA | DNA | \Classifications\Building System Class\B20-General Building Exterior\B2030 - Exterior Doors\Door,Overhead-Shutter,Manual,Elec,Roll-up - DOH | 1020446
33-G4 | 33-G4 New Riverside Mid-County Courthouse. | 33-G4-D2040-100-PSU01 | SUMP PUMP- 01 | WEIL AQUATRONICS | DNA | DNA | OM00025758 |  | MUST GO THROUGH ROOM 125 | DNA | DNA | NA | NA | 480 | 15 | Electric | 3 | NA | NA | \Classifications\Building System Class\D20-Plumbing\D2040 - Rain Drain\Sump Pump - PSU | 1020453
33-G4 | 33-G4 New Riverside Mid-County Courthouse. | 33-G4-D2040-100-PSU02 | SUMP PUMP- 02 | WEIL AQUATRONICS | DNA | DNA | OM00025759 |  | MUST GO THROUGH ROOM 125 | DNA | DNA | DNA | NA | 480 | 15 | Electric | 3 |  | NA | \Classifications\Building System Class\D20-Plumbing\D2040 - Rain Drain\Sump Pump - PSU | 1020454
33-G4 | 33-G4 New Riverside Mid-County Courthouse. | 33-G4-D4031-100-FEX32 | FIRE EXTINGUISHER- FEX32 | Multiple | Multiple | ABC TYPE EXTINGUISHER | OM00025763 |  | BUILDING | NA | NA | NA | NA | NA | NA | NA | NA | NA | NA | \Classifications\Building System Class\D40-Fire Protection SYS\D4030 - FIRE SPEC\Fire Extinguisher - FEX | 1020455
33-G4 | 33-G4 New Riverside Mid-County Courthouse. | 33-G4-D3068-100-BAS01 | HVAC BAS | NIAGARA NETWORK | DNA | NIAGARA 3.7.106.5 | OM00025761 |  | FACILITIES MAINTENANCE OFFICE | DNA | DNA | NA | NA | DNA | DNA | Electric | DNA | NA | NA | \Classifications\Building System Class\D30-HVAC Systems\D3060 - Control & Inst Air\Building Automation System - BAS | 1020456
33-G4 | 33-G4 New Riverside Mid-County Courthouse. | 33-G4-D5092-250-ELT34 | EXTERIOR LIGHTING- ELT34 | NA | NA | NA | OM00025762 |  | EXTERIOR OF ENTIRE PROPERTY | NA | NA | NA | NA | Multiple | Multiple | Electric | Multiple | NA | NA | \Classifications\Building System Class\D50-Electrical SYS\D5090 - Elec SYS\Exterior Lighting - ELT | 1020457
33-G4 | 33-G4 New Riverside Mid-County Courthouse. | 33-G4-G2049-300-HSC01 | HARDSCAPE, DRAIN INTERCEPTERS | KRISTAR ENTERPRISES, INC. |  | FLOGARD CATCH BASIN INSERT FILTER | OM00025764 |  | EXTERIOR OF ENTIRE PROPERTY | NA | NA | NA | NA | NA | NA | NA | NA | NA | NA | \Classifications\Building System Class\G20-Other Systems\G2040 - Site Development\Hardscape - HSC | 1020458
33-G4 | 33-G4 New Riverside Mid-County Courthouse. | 33-G4-G2050-200-LSC01 | LANDSCAPING | RAIN MASTER | DNA | RME EAGLE | OM00025765 |  | EXTERIOR OF ENTIRE PROPERTY | NA | NA | NA | NA | 105-130VAC | 1/2 | Electric | NA | NA | NA | \Classifications\Building System Class\G20-Other Systems\G2050 - Landscaping\Landscaping - LSC | 1020459
33-G4 | 33-G4 New Riverside Mid-County Courthouse. | 33-G4-D3040-120-FCU05 | FAN COIL UNIT - FC-05 | DAIKIN MCQUAY | AHJ121129-01 | AHI | OM00025766 |  | MEN'S PUBLIC RESTROOM | NA | 16"X20"X2" - 16"X25"X2" | NA | 1/2 | 208 | 4 | Electric | 1 | NA | NA | \Classifications\Building System Class\D30-HVAC Systems\D3040 - Distribution SYS\Fan Coil Unit - FCU | 1020460
33-H1 | 33-H1 Temecula | 33-H1-D4031-100-CTY06 | ABC FIRE EXTINGUISHE FEX06 | AMEREX | 17656 | 500 | OM00017635 |  | All | NA | NA | NA | NA | NA | NA | NA | NA | NA | NA | \Classifications\Building System Class\D40-Fire Protection SYS\D4030 - FIRE SPEC\Fire Extinguisher - FEX | EQ-1005578
33-H1 | 33-H1 Temecula | 33-H1-B2010-100-CTY01 | Building Structure | DNA | DNA | DNA | OM00017634 | DNA | NA | NA | NA | NA | NA | NA | NA | NA | NA | NA | NA | \Classifications\Building System Class\B20-General Building Exterior\B2010 - Exterior Walls\Building - BLD | EQ-1007309
33-H1 | 33-H1 Temecula | 33-H1-B3010-100-CTY01 | Roofing Systems | DNA | DNA | DNA | OM00017614 | DNA | NA | NA | NA | NA | NA | NA | NA | NA | NA | NA | NA | \Classifications\Building System Class\B30-Roofing\B3010 - Roof Types\Roof - RUF | EQ-1007486
33-H1 | 33-H1 Temecula | 33-H1-C1020-110-FRD01 | FIRE CURTAIN | ALAS | DNA | DNA | OM00017615 | DNA | CLERK WINDOW | NA | NA | NA | NA | NA | NA | NA | NA | NA | NA | \Classifications\Building System Class\C10-General Building Interior\C1020 - Fire Doors\Fire Doors - FRD | 1012257
33-H1 | 33-H1 Temecula | 33-H1-D5037-710-CTY01 | FIRE ALARM PANEL | DTS SYSTEMS | DNA | 4800 | OM00017636 | DNA | BACK FIRE PANEL ROOM | NA | NA | NA | NA | 115 | DNA | Electric | 1 | NA | NA | \Classifications\Building System Class\D50-Electrical SYS\D5030 - Comm & Security\Fire Alarm Panel - FAP | 1012258
33-H1 | 33-H1 Temecula | 33-H1-D5092-250-CTY01 | Emergency Lights | DNA | DNA | DNA | OM00017637 | DNA | NA | NA | NA | NA | NA | 120 | DNA | Electric | 1 | NA | NA | \Classifications\Building System Class\D50-Electrical SYS\D5090 - Elec SYS\Emergency And Exit Lighting - EML | 1012259
33-J1 | 33-J1 Corona | 33-J1-D5092-250-EML11 | EMERGENCY LIGHTS (11) | NA | NA | NA | OM00030377 |  | FLOOR 3 | NA | NA | NA | NA | DNA | DNA | ELECTRIC | DNA | NA | NA | \Classifications\Building System Class\D50-Electrical SYS\D5090 - Elec SYS\Emergency And Exit Lighting - EML | EQ-1003604
33-J1 | 33-J1 Corona | 33-J1-D4031-100-FEX07 | No. 7 FIRE EXTINGUSHER | NA | NA | NA | OM00030376 |  | Floor 3, Clerk Office | NA | NA | NA | NA | NA | NA | NA | NA | NA | NA | \Classifications\Building System Class\D40-Fire Protection SYS\D4030 - FIRE SPEC\Fire Extinguisher - FEX | EQ-1003614
33-J1 | 33-J1 Corona | 33-J1-B2010-100-BLD01 | Building Structure | NA | NA | NA | OM00030375 |  | NA | NA | NA | NA | NA | NA | NA | NA | NA | NA | NA | \Classifications\Building System Class\B20-General Building Exterior\B2010 - Exterior Walls\Building - BLD | EQ-1007310
33-J1 | 33-J1 Corona | 33-J1-D1013-310-WCL01 | WHEEL CHAIR LIFT 1 | DNA | DNA | DNA | OM00030372 | NEED RISK RVW | S END OF BUILDING | NA | NA | NA | NA | DNA | DNA | Electric | DNA | NA | NA | \Classifications\Building System Class\D10-Conveyance Systems\D1010 - Elevator\Wheelchair Lift - WCL | 1012260
33-J1 | 33-J1 Corona | 33-J1-D1013-310-WCL02 | WHEEL CHAIR LIFT 2 | SOUTHWORTH | 84887 A1 | LS905 25 | OM00030373 | NEED RISK RVW | C-2 | NA | NA | NA | NA | DNA | DNA | Electric | DNA | NA | NA | \Classifications\Building System Class\D10-Conveyance Systems\D1010 - Elevator\Wheelchair Lift - WCL | 1012261
33-J1 | 33-J1 Corona | 33-J1-D1013-310-WCL03 | WHEELCHAIR LIFT 3 | DNA | DNA | DNA | OM00030374 | NEED RISK RVW | C-3 | NA | NA | NA | NA | DNA | DNA | Electric | DNA | NA | NA | \Classifications\Building System Class\D10-Conveyance Systems\D1010 - Elevator\Wheelchair Lift - WCL | 1012262
33-M1 | 33-M1 Southwest Justice Center | 33-M1-D2018-100-DKF01 | DRINK FOUNTAIN (REFR INDVL WTRCLR) - DKF | sunroc | 1300029 | rwc8002 | OM00017620 | NA | hallways | NA | NA | R-134a | NA | 115 | NA | NA | 1 | NA | NA | \Classifications\Building System Class\D20-Plumbing\D2010 - Plumb Fix\Drink Fountain (Refr Indvl Wtrcooler) - DKF | EQ-1002929
33-M1 | 33-M1 Southwest Justice Center | 33-M1-D3041-110-AHU04 | ahu 4 | celair | 23333 | ERU-2498340-HW-CW-PR | OM00017584 | DNA | ROOF NE CORNER | (3)5V1060 / (5)SV1630 | (40)24x24x2, (40)24X24X12 BAG, (9)12X24X2, (9)12X24X12 | CHILLED WATER | (2)30 / (2) 100 | 230/460 / 460 | 70/35 / 115 | Electric | 3 | NA | NA | \Classifications\Building System Class\D30-HVAC Systems\D3040 - Distribution SYS\Air Handling Unit - AHU | EQ-1002930
33-M1 | 33-M1 Southwest Justice Center | 33-M1-D3041-110-AHU02 | ahu 2 | celair | 23331 | eru371750 | OM00017578 | NA | roof | (3) B20 / (3) B84 | (8) 24x24x2, (4) 12X12X2 | DNA | 30/15 | 460 / 230/460 | 35/17.7 | Electric | 3 | NA | NA | \Classifications\Building System Class\D30-HVAC Systems\D3040 - Distribution SYS\Air Handling Unit - AHU | EQ-1002931
33-M1 | 33-M1 Southwest Justice Center | 33-M1-D3041-110-AHU03 | ahu 3 | celair | 23332 | eru2498210 | OM00017583 | DNA | ROOF | (3)5V1060 / (5)SV1630 | (40) 24x24x2, (40) 24X24X12, (9) 24X12X2, (9) 12X24X12 | CHILLED WATER | (2)30 / (2)100 | 460 | 35/115 | Electric | 3 | NA | NA | \Classifications\Building System Class\D30-HVAC Systems\D3040 - Distribution SYS\Air Handling Unit - AHU | EQ-1002932
33-M1 | 33-M1 Southwest Justice Center | 33-M1-D3041-110-AHU01 | ahu 1 | celair | 23328 | eru402300 | OM00017573 | NA | roof | (3) B120 / (3) B84 | (8) 24X24X2, (4) 12X122 | NA | 30 / 15 | 230/460 / 230/460 | 35 / 17.7 | NA | 3 | NA | NA | \Classifications\Building System Class\D30-HVAC Systems\D3040 - Distribution SYS\Air Handling Unit - AHU | EQ-1002933
33-M1 | 33-M1 Southwest Justice Center | 33-M1-D1010-100-ELE01 | Elevator, Electric, Pass/Freight - ELE01 | MCE | 36045727 | MCE | OM00030413 | State ID# 131489 ¦ Elevator 6 | LOWER LEVEL, ROOM L221 | NA | NA | NA | NA | 230/460 | 130/65 | Electric | 3 | NA | NA | \Classifications\Building System Class\D10-Conveyance Systems\D1010 - Elevator\Elevator,Electric,Pass/Freight - ELE | EQ-1002934
33-M1 | 33-M1 Southwest Justice Center | 33-M1-D3050-250-ACU01 | Air Conditioning, Split System - ACU | Fujitsu | dcn014997 | AOU18CL | OM00017585 |  | outrside | NA | 12x12x1 | R-410a | NA | 230 | 16 | Electric | 1 | NA | 1800 | \Classifications\Building System Class\D30-HVAC Systems\D3050 - Package SYS\Air Conditioning,Split System - ACU | EQ-1002935
33-M1 | 33-M1 Southwest Justice Center | 33-M1-D2040-100-PSU01 | SUMP PUMP - PSU | baldor | 013f168v | wb23098cw | OM00017623 | NA | outside NEAR LOADING DOCK | NA | NA | NA | DNA | 115 | 15.6 | NA | 1 | NA | NA | \Classifications\Building System Class\D20-Plumbing\D2040 - Rain Drain\Sump Pump - PSU | EQ-1002936
33-M1 | 33-M1 Southwest Justice Center | 33-M1-D3040-120-FCU14 | FAN COIL UNIT 14 | TRANE | DNA | BCHB0331B00A13000 | OM00017629 | NA | server room | A46 | 20X20X1 | NA | DNA | 208 | 7 | Electric | 3 | NA | NA | \Classifications\Building System Class\D30-HVAC Systems\D3040 - Distribution SYS\Fan Coil Unit - FCU | EQ-1002937
33-M1 | 33-M1 Southwest Justice Center | 33-M1-D5092-250-EML176 | EMERGENCY AND EXIT LIGHTING - EML(176) | NA | NA | NA | OM00034005 |  | THROUGHOUT BUILDING | NA | NA | NA | NA | 277 | NA | electric | 3 | NA | NA | \Classifications\Building System Class\D50-Electrical SYS\D5090 - Elec SYS\Emergency And Exit Lighting - EML | EQ-1002938
33-M1 | 33-M1 Southwest Justice Center | 33-M1-D5092-210-GEN01 | EMERGENCY GENERATOR - GEN | caterpilliar | 210050 | old201501 | OM00017616 | DNA | outside BACKDOCK | NA | NA | NA | 443 | 480 | 400 | Diesel | 3 | NA | 400 | \Classifications\Building System Class\D50-Electrical SYS\D5090 - Elec SYS\Emergency Generator - GEN | EQ-1002939
33-M1 | 33-M1 Southwest Justice Center | 33-M1-D4022-210-JPM01 | JOCKEY PUMP FIRE | WEBER INDUSTRIES INCORP | JFMAMJJASOND | L5B17A-3PH | OM00017633 | DNA | LOWER LEVEL | NA | NA | NA | 3/4 | 230/460 | 1.5 | Electric | 3 | NA | NA | \Classifications\Building System Class\D40-Fire Protection SYS\D4020 - Stand Pipe\Jockey Pump - JPM | EQ-1002940
33-M1 | 33-M1 Southwest Justice Center | 33-M1-B2034-400-DOH01 | Door, Overhead, Manual - DOH #1 | atlas door | 2310N0166 | 6H5011M E79930 | OM00017638 | NA | HOLDING BUS BAY | NA | NA | NA | 1/2 | 115 | DNA | NA | 1 | NA | NA | \Classifications\Building System Class\B20-General Building Exterior\B2030 - Exterior Doors\Door,Overhead-Shutter,Manual,Elec,Roll-up - DOH | EQ-1002941
33-M1 | 33-M1 Southwest Justice Center | 33-M1-B2034-400-DOH02 | Door, Overhead, Manual - DOH #2 | PORVENE | 2408n1459 | GH5011M | OM00017639 | NA | JUDGES PARKING LOT | NA | NA | NA | 1/2 | 115 | 4.2 | Electric | 1 | NA | NA | \Classifications\Building System Class\B20-General Building Exterior\B2030 - Exterior Doors\Door,Overhead-Shutter,Manual,Elec,Roll-up - DOH | EQ-1002942
33-M1 | 33-M1 Southwest Justice Center | 33-M1-D3042-220-EFN01 | Fan, Axial -EFN01 | green heck | 1e6360 | swb2135 CW4B-X | OM00017576 | NA | roof | NA | NA | NA | 2 | 230/460 | 17.8 | NA | 2 | NA | NA | \Classifications\Building System Class\D30-HVAC Systems\D3040 - Distribution SYS\Supply/Exhaust/Return fans- FAN | EQ-1002943
33-M1 | 33-M1 Southwest Justice Center | 33-M1-D3042-220-EFN02 | Fan, Axial -EFN02 | green heck | 1e20748 | swb22020 CHU3X | OM00017582 | NA | roof | NA | NA | NA | 1/2 | 230/460 | 2.2/1.1 | NA | 3 | NA | NA | \Classifications\Building System Class\D30-HVAC Systems\D3040 - Distribution SYS\Supply/Exhaust/Return fans- FAN | EQ-1002944
33-M1 | 33-M1 Southwest Justice Center | 33-M1-D3042-220-EFN03 | Fan, Axial -EFN03 | green heck | 1e20752 | swb222-20-CW-UB-X | OM00017580 | NA | roof | A53 | NA | NA | 2 | 230/460 | 6.2/3.1 | Electric | 3 | NA | NA | \Classifications\Building System Class\D30-HVAC Systems\D3040 - Distribution SYS\Supply/Exhaust/Return fans- FAN | EQ-1002945
33-M1 | 33-M1 Southwest Justice Center | 33-M1-D3042-220-EFN04 | Fan, Axial -EFN04 | green heck | 1e20743 | sfb94 | OM00017579 | NA | roof | NA | NA | NA | DNA | DNA | 17.8 | Electric | 2 | NA | NA | \Classifications\Building System Class\D30-HVAC Systems\D3040 - Distribution SYS\Supply/Exhaust/Return fans- FAN | EQ-1002946
33-M1 | 33-M1 Southwest Justice Center | 33-M1-D3042-220-EFN05 | Fan, Axial -EFN05 | green heck | 01e16365 | swb2151ocwUB-X | OM00017577 | NA | roof | 4L270 | NA | NA | 1/2 | 230/460 | 2.2/1.1 | Electric | 3 | NA | NA | \Classifications\Building System Class\D30-HVAC Systems\D3040 - Distribution SYS\Supply/Exhaust/Return fans- FAN | EQ-1002947
33-M1 | 33-M1 Southwest Justice Center | 33-M1-D5010-234-ATS01 | AUTOMATIC TRANSFER SWITCH - ATS | zenith | DNA | zenith | OM00017591 |  | l277 | NA | NA | NA | NA | 277/480 | DNA | Electric | 3 | NA | NA | \Classifications\Building System Class\D50-Electrical SYS\D5010 - Elec Service & Dist\Automatic Transfer Switch - ATS | EQ-1002949
33-M1 | 33-M1 Southwest Justice Center | 33-M1-D2018-100-DKF02 | DRINK FOUNTAIN (REFR INDVL WTRCLR) - DKF | elkay | 80428624 | ezf58113 | OM00017628 | NA | 1st | NA | NA | R-134a | NA | 115 | 5 | NA | 1 | NA | NA | \Classifications\Building System Class\D20-Plumbing\D2010 - Plumb Fix\Drink Fountain (Refr Indvl Wtrcooler) - DKF | EQ-1002950
33-M1 | 33-M1 Southwest Justice Center | 33-M1-D3044-125-PHW01 | HOT WATER PUMP - PHW | TACO | DNA | 244125 | OM00017598 | DNA | pump room/ PENTHOUSE | NA | NA | NA | 15 | 230/460 | 37/18.5 | Electric | 3 | NA | NA | \Classifications\Building System Class\D30-HVAC Systems\D3040 - Distribution SYS\Hot Water Pump - PHW | EQ-1002951
33-M1 | 33-M1 Southwest Justice Center | 33-M1-D4010-150-FMS01 | SPRINKLER STANDPIPE SYSTEM | DNA | DNA | DNA | OM00030391 | DNA | pump room, L099 | NA | NA | NA | NA | NA | NA | NA | NA | NA | NA | \Classifications\Building System Class\D40-Fire Protection SYS\D4010 - Sprinkler SYS\Fire Systems, stand pipes - FMS | EQ-1002955
33-M1 | 33-M1 Southwest Justice Center | 33-M1-D3090-114-CMP01 | AIR COMPRESSOR - CMP | THOMAS | 91100028846 | ULTRA AIR PAC | OM00030382 |  | roof PENTHOUSE | NA | NA | NA | DNA | 115 | 3.9 | Electric | 1 | NA | NA | \Classifications\Building System Class\D30-HVAC Systems\D3090 - Other HVAC Systems and Equipment\Air Compressor - CMP | EQ-1002956
33-M1 | 33-M1 Southwest Justice Center | 33-M1-D2023-310-WBS09 | DOMESTIC WATER BOOSTER SYSTEM - WBS (3) | paco pumps | 519901 | cd01D00099-70 | OM00017569 | DNA | S SIDE OF BUILDING, LOWER LEVEL | NA | NA | NA | 7.5/7.5/5 | 460 | 97/9.7/6 | Electric | 3 | NA | NA | \Classifications\Building System Class\D20-Plumbing\D2020 - Domestic Water\Domestic Water Booster System - WBS | EQ-1002957
33-M1 | 33-M1 Southwest Justice Center | 33-M1-D2023-310-HWP05 | DOMESTIC HOT WATER CIRCULATING PUMP - HWP | b&G | 102208LF | PRA8 | OM00017608 | DNA | ROOF, pump room 1 | NA | NA | NA | NA | 115/230 | 1.9 | Electric | 1 | NA | NA | \Classifications\Building System Class\D20-Plumbing\D2020 - Domestic Water\Domestic Hot Water Circulating Pump - HWP | EQ-1002958
33-M1 | 33-M1 Southwest Justice Center | 33-M1-D2023-310-HWP06 | DOMESTIC HOT WATER CIRCULATING PUMP - HWP | armstrong | DNA | 526 | OM00017611 | DNA | pump roon | NA | NA | NA | 1/2 | 115/230 | 10.5 | NA | 2 | NA | NA | \Classifications\Building System Class\D20-Plumbing\D2020 - Domestic Water\Domestic Hot Water Circulating Pump - HWP | EQ-1002959
33-M1 | 33-M1 Southwest Justice Center | 33-M1-D2023-310-HWP07 | DOMESTIC HOT WATER CIRCULATING PUMP - HWP | armstong | DNA | 525 AB/LF | OM00030383 | DNA | ROOF, pump room/PENTHOUSE | NA | NA | NA | 1/2 | 115 | 2.2 | Electric | 1 | NA | NA | \Classifications\Building System Class\D20-Plumbing\D2020 - Domestic Water\Domestic Hot Water Circulating Pump - HWP | EQ-1002960
33-M1 | 33-M1 Southwest Justice Center | 33-M1-G3060-320-DFP01 | DIESEL FUEL TRANSFER PUMP - Pump is part of Day Tank OM00030405 | enviroevault | mhmh17565 | ev | OM00017622 | NA | outside | NA | NA | NA | NA | NA | NA | NA | 3 | NA | NA | \Classifications\Building System Class\G30-Site Mechanical Utilities\G3060 - Fuel Distribution\Pump, Fuel, Diesel Fuel Transfer Pump - DFP | EQ-1002963
33-M1 | 33-M1 Southwest Justice Center | 33-M1-D5010-200-ESD01 | MAIN ELECTRICAL PANEL | CUTLER HAMMER | DNA | DNA | OM00017590 | NA | BACK DOCK | NA | NA | NA | NA | 277/480 | 4000 | Electric | 3 | NA | NA | \Classifications\Building System Class\D50-Electrical SYS\D5010 - Elec Service & Dist\Electical Service and Distribution - ESD | EQ-1002964
33-M1 | 33-M1 Southwest Justice Center | 33-M1-D4031-100-FEX86 | FIRE EXTINGUISHER - FEX | NA | NA | NA | OM00034008 |  | THROUGHOUT BUILDING | NA | NA | NA | NA | NA | NA | NA | NA | NA | NA | \Classifications\Building System Class\D40-Fire Protection SYS\D4030 - FIRE SPEC\Fire Extinguisher - FEX | EQ-1002965
33-M1 | 33-M1 Southwest Justice Center | 33-M1-D1013-310-WCL01 | D1015 Wheel Chair Lift WCL01 | BISHAMON | 303 | AB 136 | OM00017677 | State ID# 131269 | COURT ROOM 101 | NA | NA | NA | DNA | 208/230 | 12.6 | electric | 1 | NA | NA | \Classifications\Building System Class\D10-Conveyance Systems\D1010 - Elevator\Wheelchair Lift - WCL | EQ-1005566
33-M1 | 33-M1 Southwest Justice Center | 33-M1-D1013-310-WCL02 | D1015 Wheel Chair Lift WCL02 | BISHAMON | 299 | AB 136 | OM00017678 | State ID# 131271 | COURT ROOM 102 | NA | NA | NA | DNA | 208/230 | 12.6 | electric | 1 | NA | NA | \Classifications\Building System Class\D10-Conveyance Systems\D1010 - Elevator\Wheelchair Lift - WCL | EQ-1005567
33-M1 | 33-M1 Southwest Justice Center | 33-M1-D1013-310-WCL03 | D1015 Wheel Chair Lift WCL03 | BISHAMON | 364 | AB 136 | OM00017679 | State ID# 131270 | COURT ROOM 103 | NA | NA | NA | DNA | 208/230 | 12.6 | electric | 1 | NA | NA | \Classifications\Building System Class\D10-Conveyance Systems\D1010 - Elevator\Wheelchair Lift - WCL | EQ-1005568
33-M1 | 33-M1 Southwest Justice Center | 33-M1-D1013-310-WCL04 | D1015 Wheel Chair Lift WCL04 | BISHAMON | 264 | AB 136 | OM00017680 | State ID# 131272 | COURT ROOM 104 | NA | NA | NA | DNA | 208/230 | 12.6 | electric | 1 | NA | NA | \Classifications\Building System Class\D10-Conveyance Systems\D1010 - Elevator\Wheelchair Lift - WCL | EQ-1005569
33-M1 | 33-M1 Southwest Justice Center | 33-M1-D1013-310-WCL05 | D1015 WHEEL CHAIR LIFT | BISHAMON | 297 | AB 136 | OM00017684 | State ID# 131273 | COURT ROOM 201 | NA | NA | NA | DNA | 110 | 12.0 | electric | 1 | NA | NA | \Classifications\Building System Class\D10-Conveyance Systems\D1010 - Elevator\Wheelchair Lift - WCL | EQ-1005570
33-M1 | 33-M1 Southwest Justice Center | 33-M1-D1013-310-WCL06 | D1015 WHEEL CHAIR LIFT WCL06 | BISHAMON | E87 | AB 136 | OM00017683 | State ID# 131274 | COURT ROOM 202 | NA | NA | NA | DNA | 110 | 12.6 | electric | DNA | NA | NA | \Classifications\Building System Class\D10-Conveyance Systems\D1010 - Elevator\Wheelchair Lift - WCL | EQ-1005571
33-M1 | 33-M1 Southwest Justice Center | 33-M1-D1013-310-WCL07 | D1015 WHEEL CHAIR LIFT WCL07 | BISHAMON | 313 | AB 136 | OM00017682 | State ID# 131275 | COURT ROOM203 | NA | NA | NA | DNA | 208/230 | 12.6 | electric | 1 | NA | NA | \Classifications\Building System Class\D10-Conveyance Systems\D1010 - Elevator\Wheelchair Lift - WCL | EQ-1005572
33-M1 | 33-M1 Southwest Justice Center | 33-M1-D1013-310-WCL08 | D1015 WHEEL CHAIR LIFT WCL08 | BISHAMON | 364 | AB 136 | OM00017681 | State ID# 131476 | COURT ROOM 204 | NA | NA | NA | NA | 110 | 12.6 | electric | 1 | NA | NA | \Classifications\Building System Class\D10-Conveyance Systems\D1010 - Elevator\Wheelchair Lift - WCL | EQ-1005573
33-M1 | 33-M1 Southwest Justice Center | 33-M1-D1013-310-WCL09 | D1015 WHEEL CHAIR LIFT WCL09 | BISHAMON | 296 | AB 136 | OM00017685 | State ID# 131480 | COURT ROOM 301 | NA | NA | NA | DNA | 208/230 | 12.6 | electric | 1 | NA | NA | \Classifications\Building System Class\D10-Conveyance Systems\D1010 - Elevator\Wheelchair Lift - WCL | EQ-1005574
33-M1 | 33-M1 Southwest Justice Center | 33-M1-D1013-310-WCL10 | D1015 WHEEL CHAIR LIFT WCL10 | BISHAMON | 298 | AB 136 | OM00017686 | State ID# 131479 | COURT ROOM 302 | NA | NA | NA | NA | 208/230 | 12.6 | electric | 1 | NA | NA | \Classifications\Building System Class\D10-Conveyance Systems\D1010 - Elevator\Wheelchair Lift - WCL | EQ-1005575
33-M1 | 33-M1 Southwest Justice Center | 33-M1-D1013-310-WCL11 | D1015 WHEEL CHAIR LIFT WCL11 | BISHAMON | 301 | AB 136 | OM00017687 | State ID# 131478 | COURT ROOM 303 | NA | NA | NA | NA | 208/230 | 12.6 | electric | 1 | NA | NA | \Classifications\Building System Class\D10-Conveyance Systems\D1010 - Elevator\Wheelchair Lift - WCL | EQ-1005576
33-M1 | 33-M1 Southwest Justice Center | 33-M1-D1013-310-WCL12 | D1015 WHEEL CHAIR LIFT WCL12 | BISHAMON | 305 | AB 136 | OM00017688 | State ID# 131477 | COURT ROOM 304 | NA | NA | NA | NA | 208/230 | 12.6 | electric | 1 | NA | NA | \Classifications\Building System Class\D10-Conveyance Systems\D1010 - Elevator\Wheelchair Lift - WCL | EQ-1005577
33-M1 | 33-M1 Southwest Justice Center | 33-M1-B2010-100-BLD01 | Building Structure | NA | NA | NA | OM00034007 | NA | NA | NA | NA | NA | NA | NA | NA | NA | NA | NA | NA | \Classifications\Building System Class\B20-General Building Exterior\B2010 - Exterior Walls\Building - BLD | EQ-1007311
33-M1 | 33-M1 Southwest Justice Center | 33-M1-B3010-100-RUF01 | Roofing Systems | NA | NA | NA | OM00034006 |  | ROOF | NA | NA | NA | NA | NA | NA | NA | NA | NA | NA | \Classifications\Building System Class\B30-Roofing\B3010 - Roof Types\Roof - RUF | EQ-1007488
33-M1 | 33-M1 Southwest Justice Center | 33-M1-D2023-100-BFP01 | Backflow Prevention Device - Bypass Meter for Fire Service - BFP01 | Watts | 205214 | .75" | OM00030388 | Acct#: 152891-02 Meter#: 66657422 Svc#: 43-0456 | Bypass meter for fire service behind court house - exterior | NA | NA | NA | NA | NA | NA | NA | NA | NA | NA | \Classifications\Building System Class\D20-Plumbing\D2020 - Domestic Water\Backflow Preventer - BFP | 1010220
33-M1 | 33-M1 Southwest Justice Center | 33-M1-D2023-100-BFP03 | Backflow Prevention Device - BFP03 Fire Service Behind Courthouse | Watts | 101853 | 774DCDA 8 inch | OM00030389 | Acct#: 152891-02 Meter#: 66657422 Svc#: 43-0455 | Fire Service Behind Courthouse S SIDE | NA | NA | NA | NA | NA | NA | NA | NA | NA | NA | \Classifications\Building System Class\D20-Plumbing\D2020 - Domestic Water\Backflow Preventer - BFP | 1010810
33-M1 | 33-M1 Southwest Justice Center | 33-M1-D2023-100-BFP04 | Backflow Prevention Device - BFP04 | AMES | 106897 | 4000S 3 inch | DNA | Acct#: 00157716 Meter#: 59388050 Svc#: 43-0535 | Directly behind courthouse | [10 empty] | \Classifications\Building System Class\D20-Plumbing\D2020 - Domestic Water\Backflow Preventer - BFP | 1010811
33-M1 | 33-M1 Southwest Justice Center | 33-M1-D1010-100-ELE02 | Elevator - ELE02 | MCE | 3045728 | HMC-1000-PHC | OM00030414 | State ID# 131481 | LOWER LEVEL | NA | NA | NA | 50 | 230/460 | 130/65 | ELECTRIC | 3 | NA | NA | \Classifications\Building System Class\D10-Conveyance Systems\D1010 - Elevator\Elevator,Electric,Pass/Freight - ELE | 1010924
33-M1 | 33-M1 Southwest Justice Center | 33-M1-D1010-100-ELE03 | Elevator - ELE03 | MCE | 3045781 | HMC-1000-PHC | OM00030415 | State ID# 131484 | LOWER LEVEL RM L221 | NA | NA | NA | 40 | 230/460 | 106/53 | ELECTRIC | 3 | NA | NA | \Classifications\Building System Class\D10-Conveyance Systems\D1010 - Elevator\Elevator,Electric,Pass/Freight - ELE | 1010925
33-M1 | 33-M1 Southwest Justice Center | 33-M1-D1010-100-ELE04 | Elevator - ELE04 | MCE | 3047275 | HMC-1000-PHC | OM00030416 | State ID# 131485 | LOWER LEVEL RML233 | NA | NA | NA | 50 | 460 | 65 | ELECTRIC | 3 | NA | NA | \Classifications\Building System Class\D10-Conveyance Systems\D1010 - Elevator\Elevator,Electric,Pass/Freight - ELE | 1010926
33-M1 | 33-M1 Southwest Justice Center | 33-M1-D1010-100-ELE05 | Elevator - ELE05 | MCE | 3047276 | HMC-1000-PHC | OM00017619 | State ID# 131486 | LOWER LEVEL | NA | NA | NA | 50 | 460 | 65 | ELECTRIC | 3 | NA | NA | \Classifications\Building System Class\D10-Conveyance Systems\D1010 - Elevator\Elevator,Electric,Pass/Freight - ELE | 1010927
33-M1 | 33-M1 Southwest Justice Center | 33-M1-D1010-100-ELE06 | Elevator - ELE06 | MCE | 3047271 | HMC-1000-PHC | OM00030395 | State ID# 131487 | LOWER FLOORS, STAFF SECURE HALLWAY | NA | NA | NA | 480 | 480 | 66 | ELECTRIC | 3 | NA | NA | \Classifications\Building System Class\D10-Conveyance Systems\D1010 - Elevator\Elevator,Electric,Pass/Freight - ELE | 1010928
33-M1 | 33-M1 Southwest Justice Center | 33-M1-D1010-100-ELE07 | Elevator - ELE07 | MCE | 3047272 | HMC-100-PHC | OM00030392 | State ID# 131488 | SECURED SH | NA | NA | NA | 50 | 480 | 66 | OTHER | 3 | NA | NA | \Classifications\Building System Class\D10-Conveyance Systems\D1010 - Elevator\Elevator,Electric,Pass/Freight - ELE | 1010929
33-M1 | 33-M1 Southwest Justice Center | 33-M1-D1010-100-ELE08 | Elevator - ELE08 | MCE | 3047270 | HMC-1000 | OM00030393 | State ID# 131490 | SECURED PARKING | NA | NA | NA | 50 | 460 | 65 | OTHER | 3 | NA | NA | \Classifications\Building System Class\D10-Conveyance Systems\D1010 - Elevator\Elevator,Electric,Pass/Freight - ELE | 1010930
33-M1 | 33-M1 Southwest Justice Center | 33-M1-D2023-100-BFP05 | Backflow Prevention Device - BFP05 | FEBCO | A256793 | DNA | OM00030384 |  | ROOF, PENTHOUSE PUMP ROOM | NA | NA | NA | NA | NA | NA | NA | NA | NA | NA | \Classifications\Building System Class\D20-Plumbing\D2020 - Domestic Water\Backflow Preventer - BFP | 1011723
33-M1 | 33-M1 Southwest Justice Center | 33-M1-D3042-220-EFN10 | EXHAUST FAN BELT DRIVEN | SANDERS ENG | E003 | SX100BC | OM00030394 | DNA | ELEVATOR RM NEAR JUDGES PARKING | 4L430 | NA | NA | DNA | DNA | DNA | Electric | DNA | DNA | NA | \Classifications\Building System Class\D30-HVAC Systems\D3040 - Distribution SYS\Supply/Exhaust/Return fans- FAN | 1011724
33-M1 | 33-M1 Southwest Justice Center | 33-M1-C1020-110-FRD01 | FIRE CURTAIN 01 | Smoke Guard | N02050111 | Smoke Guard | OM00030420 | DNA | HOLDING BY ELEVATOR #7 | NA | NA | NA | DNA | DNA | DNA | Electric | DNA | NA | NA | \Classifications\Building System Class\C10-General Building Interior\C1020 - Fire Doors\Fire Doors - FRD | 1012263
33-M1 | 33-M1 Southwest Justice Center | 33-M1-C1020-110-FRD02 | FIRE CURTAIN 02 | Smoke Guard | N02050094 | Smoke Guard | OM00030421 | DNA | HOLDING NEAR ELEVATOR #7 | NA | NA | NA | DNA | DNA | DNA | Electric | DNA | NA | NA | \Classifications\Building System Class\C10-General Building Interior\C1020 - Fire Doors\Fire Doors - FRD | 1012264
33-M1 | 33-M1 Southwest Justice Center | 33-M1-C1020-110-FRD03 | FIRE CURTAIN 03 | DNA | DNA | DNA | OM00030422 | DNA | HOLDING BETWEEN S301 & S302 | NA | NA | NA | DNA | DNA | DNA | Electric | DNA | NA | NA | \Classifications\Building System Class\C10-General Building Interior\C1020 - Fire Doors\Fire Doors - FRD | 1012265
33-M1 | 33-M1 Southwest Justice Center | 33-M1-C1020-110-FRD04 | FIRE CURTAIN 04 | DNA | DNA | DNA | OM00030423 | DNA | N PUBLIC CORRIDOR | NA | NA | NA | DNA | DNA | DNA | Electric | DNA | NA | NA | \Classifications\Building System Class\C10-General Building Interior\C1020 - Fire Doors\Fire Doors - FRD | 1012266
33-M1 | 33-M1 Southwest Justice Center | 33-M1-C1020-110-FRD05 | FIRE CURTAIN 05 | DNA | DNA | DNA | OM00030424 | DNA | N PUBLIC CORRIDOR | NA | NA | NA | DNA | DNA | DNA | Electric | DNA | NA | NA | \Classifications\Building System Class\C10-General Building Interior\C1020 - Fire Doors\Fire Doors - FRD | 1012267
33-M1 | 33-M1 Southwest Justice Center | 33-M1-C1020-110-FRD06 | FIRE CURTAIN 06 | DNA | DNA | DNA | OM00030425 | DNA | HOLDING NEAR S204 | NA | NA | NA | NA | DNA | DNA | Electric | DNA | NA | NA | \Classifications\Building System Class\C10-General Building Interior\C1020 - Fire Doors\Fire Doors - FRD | 1012268
33-M1 | 33-M1 Southwest Justice Center | 33-M1-C1020-110-FRD07 | FIRE CURTAIN 07 | DNA | DNA | DNA | OM00030426 | DNA | HOLDING BETWEEN S201 & S202 | NA | NA | NA | NA | DNA | DNA | Electric | DNA | NA | NA | \Classifications\Building System Class\C10-General Building Interior\C1020 - Fire Doors\Fire Doors - FRD | 1012269
33-M1 | 33-M1 Southwest Justice Center | 33-M1-C1020-110-FRD08 | FIRE CURTAIN 08 | DNA | DNA | DNA | OM00030427 | DNA | HOLDING BY S103 & S104 | NA | NA | NA | NA | DNA | DNA | Electric | DNA | NA | NA | \Classifications\Building System Class\C10-General Building Interior\C1020 - Fire Doors\Fire Doors - FRD | 1012270
33-M1 | 33-M1 Southwest Justice Center | 33-M1-C1020-110-FRD09 | FIRE CURTAIN 09 | SMOKE GUARD | N02050087 | SMOKE GUARD | OM00030428 | DNA | HOLDING BY S101 & S102 | NA | NA | NA | NA | DNA | DNA | Electric | DNA | NA | NA | \Classifications\Building System Class\C10-General Building Interior\C1020 - Fire Doors\Fire Doors - FRD | 1012271
33-M1 | 33-M1 Southwest Justice Center | 33-M1-C1020-110-FRD10 | FIRE CURTAIN 10 | DNA | DNA | DNA | OM00030429 | DNA | HOLDING BY S303 &S304 | NA | NA | NA | NA | DNA | DNA | Electric | DNA | NA |  | \Classifications\Building System Class\C10-General Building Interior\C1020 - Fire Doors\Fire Doors - FRD | 1012272
33-M1 | 33-M1 Southwest Justice Center | 33-M1-C1020-110-FRD11 | FIRE CURTAIN 11 | DNA | DNA | DNA | OM00030430 | DNA | N PUBLIC CORRIDOR | NA | NA | NA | NA | DNA | DNA | Electric | DNA | NA | NA | \Classifications\Building System Class\C10-General Building Interior\C1020 - Fire Doors\Fire Doors - FRD | 1012273
33-M1 | 33-M1 Southwest Justice Center | 33-M1-C1020-110-FRD12 | FIRE CURTAIN 12 | DNA | DNA | DNA | OM00030431 | DNA | N PUBLIC CORRIDOR | NA | NA | NA | NA | DNA | DNA | Electric | DNA | NA | NA | \Classifications\Building System Class\C10-General Building Interior\C1020 - Fire Doors\Fire Doors - FRD | 1012274
33-M1 | 33-M1 Southwest Justice Center | 33-M1-D2017-100-SHW01 | EYE WASH STATION | FEND ALL | DNA | PURE FLOW 1000 | OM00030385 | DNA | ROOF | NA | NA | NA | NA | NA | NA | NA | NA | NA | NA | \Classifications\Building System Class\D20-Plumbing\D2010 - Plumb Fix\Showers - SHW | 1012275
33-M1 | 33-M1 Southwest Justice Center | 33-M1-D2017-100-SHW02 | EYE SHOWER #2 | FEND ALL | DNA | DNA | OM00030401 | DNA | NEAR GENERATOR | NA | NA | NA | NA | NA | NA | NA | NA | NA | NA | \Classifications\Building System Class\D20-Plumbing\D2010 - Plumb Fix\Showers - SHW | 1012276
33-M1 | 33-M1 Southwest Justice Center | 33-M1-D2022-100-HWE01 | DOMESTIC HOT WATER HEATER #1 | PR-COMPACT | DNA | C436220-2 | OM00017599 | DNA | PENTHOUSE PUMP ROOM | NA | NA | NA | DNA | 120 | DNA | Electric | DNA | NA | NA | \Classifications\Building System Class\D20-Plumbing\D2020 - Domestic Water\Domestic Water Heater, Electric - HWE | 1012277
33-M1 | 33-M1 Southwest Justice Center | 33-M1-D2022-100-HWE02 | DOMESTIC HOT WATER HEATER #2 | PK COMPACT | C436220-2 | DNA | OM00017600 | DNA | PENTHOUSE FAR WALL | NA | NA | NA | DNA | DNA | DNA | Electric | DNA | NA | NA | \Classifications\Building System Class\D20-Plumbing\D2020 - Domestic Water\Domestic Water Heater, Electric - HWE | 1012278
33-M1 | 33-M1 Southwest Justice Center | 33-M1-D2030-150-MWL01 | MAIN BRANCH WASTE | DNA | DNA | DNA | OM00017632 | DNA | LOWER LEVEL | NA | NA | NA | NA | NA | NA | NA | NA | NA | NA | \Classifications\Building System Class\D20-Plumbing\D2030 - Sani Waste\Main/Branch Waste System - MWL | 1012279
33-M1 | 33-M1 Southwest Justice Center | 33-M1-D3031-100-PCH01 | CHILLED WATER PUMPS (2) | DNA | DNA | DNA | OM00017570 | DNA | S SIDE OF BUILDING | NA | NA | NA | 5 | 460 | 6.4 | Electric | 3 | NA | NA | \Classifications\Building System Class\D30-HVAC Systems\D3030 - Cooling SYS\Chilled Water Pump - PCH | 1012280
33-M1 | 33-M1 Southwest Justice Center | 33-M1-D3041-160-FDP01 | FIRE DAMPERS (280) | DNA | DNA | DNA | OM00034003 | DNA | THROUGH OUT BUILDING | NA | NA | NA | DNA | DNA | DNA | Electric | DNA | NA | NA | \Classifications\Building System Class\D30-HVAC Systems\D3040 - Distribution SYS\Fire Dampers - FDP | 1012281
33-M1 | 33-M1 Southwest Justice Center | 33-M1-D3040-120-FCU01 | FAN COIL UNIT 01 | TRANE | 01035680A | BCHB0241BD0A2300B2F600000A | OM00030396 | DNA | SECURED HALLWAY | 1A | 20X20X1 | NA | 1/3 | 208 | 3.9 | Electric | 1 | NA | NA | \Classifications\Building System Class\D30-HVAC Systems\D3040 - Distribution SYS\Fan Coil Unit - FCU | 1012282
33-M1 | 33-M1 Southwest Justice Center | 33-M1-D3040-120-FCU02 | FAN COIL UNIT 02 | TRANE | T01C35861A | BCHB0241BD0A2300B2F00000A | OM00030397 | DNA | 3RD FLOOR SECURED HALL | 39A | 12X24X1 | NA | 1/3 | 208 | 3.9 | Electric | 1 | NA | NA | \Classifications\Building System Class\D30-HVAC Systems\D3040 - Distribution SYS\Fan Coil Unit - FCU | 1012283
33-M1 | 33-M1 Southwest Justice Center | 33-M1-D3040-120-FCU03 | FAN COIL UNIT 03 | TRANE | DNA | BCHB0241BD0A2300B2F00000A | OM00030398 | DNA | SECURED DA'S OFFICE | 39A | 12X24X1 | NA | 1/3 | 208 | 3.9 | Electric | 1 | NA | NA | \Classifications\Building System Class\D30-HVAC Systems\D3040 - Distribution SYS\Fan Coil Unit - FCU | 1012284
33-M1 | 33-M1 Southwest Justice Center | 33-M1-D3040-120-FCU04 | FAN COIL UNIT 04 | TRANE | DNA | BCHB 1M7 | OM00030399 | DNA | PUBLIC LOBBY HALLWAY | A40 | 16X25X1 | DNA | 1/3 | 208 | 3.9 | Electric | 1 | NA | NA | \Classifications\Building System Class\D30-HVAC Systems\D3040 - Distribution SYS\Fan Coil Unit - FCU | 1012285
33-M1 | 33-M1 Southwest Justice Center | 33-M1-D3040-120-FCU05 | FAN COIL UNIT #5 | TRANE | DNA | BCHB | OM00030406 | DNA | SECURED DEFENSE ALTERNA | A39 | 12X24X1 | DNA | 1/3 | 208 | 3.9 | Electric | 1 | NA | NA | \Classifications\Building System Class\D30-HVAC Systems\D3040 - Distribution SYS\Fan Coil Unit - FCU | 1012286
33-M1 | 33-M1 Southwest Justice Center | 33-M1-D3040-120-FCU06 | FAN COIL UNIT 06 | TRANE | DNA | BCH | OM00030407 | DNA | E SIDE PUBLIC LOBBY | A39 | 12X24X1 | DNA | 1/3 | 208 | 3.9 | Electric | 1 | NA | NA | \Classifications\Building System Class\D30-HVAC Systems\D3040 - Distribution SYS\Fan Coil Unit - FCU | 1012287
33-M1 | 33-M1 Southwest Justice Center | 33-M1-D3040-120-FCU07 | FAN COIL UNIT 07 | TRANE | DNA | BCHB | OM00030408 | DNA | SECURED HALLWAY | A39 | 12X24X2 | DNA | 1/3 | 208 | 3.9 | Electric | 1 | NA | NA | \Classifications\Building System Class\D30-HVAC Systems\D3040 - Distribution SYS\Fan Coil Unit - FCU | 1012288
33-M1 | 33-M1 Southwest Justice Center | 33-M1-D3040-120-FCU08 | FAN COIL UNIT 08 | TRANE | DNA | BCHB | OM00030409 | DNA | SECURED HALLWAY | A39 | 12X24X2 | DNA | 1/3 | 208 | 3.9 | Electric | 1 | NA | NA | \Classifications\Building System Class\D30-HVAC Systems\D3040 - Distribution SYS\Fan Coil Unit - FCU | 1012289
33-M1 | 33-M1 Southwest Justice Center | 33-M1-D3040-120-FCU09 | FAN COIL UNIT 09 | TRANE | T01C35849A | BHCB | OM00030410 | DNA | SECURED HALLWAY | A39 | 12X24X2 | DNA | 1/3 | 208 | 3.4 | Electric | 1 | NA | NA | \Classifications\Building System Class\D30-HVAC Systems\D3040 - Distribution SYS\Fan Coil Unit - FCU | 1012290
33-M1 | 33-M1 Southwest Justice Center | 33-M1-D3040-120-FCU10 | FAN COIL UNIT 10 | TRANE | DNA | BCHB | OM00030411 | DNA | SECURED HALLWAY | A39 | 12X24X2 | DNA | 1/3 | 208 | 3.9 | Electric | 1 | NA | NA | \Classifications\Building System Class\D30-HVAC Systems\D3040 - Distribution SYS\Fan Coil Unit - FCU | 1012291
33-M1 | 33-M1 Southwest Justice Center | 33-M1-D3040-120-FCU11 | FAN COIL UNIT 11 | TRANE | DNA | BCHB | OM00030412 | DNA | PUBLIC LOBBY HALLWAY | A39 | 12X24X2 | DNA | 1/3 | 208 | 3.9 | Electric | 1 | NA | NA | \Classifications\Building System Class\D30-HVAC Systems\D3040 - Distribution SYS\Fan Coil Unit - FCU | 1012292
33-M1 | 33-M1 Southwest Justice Center | 33-M1-D3040-120-FCU12 | FAN COIL UNIT #12 | TRANE | T01C35852A | BCHB0541BDUA2300B4D000000A000000000000000 | OM00017613 | DNA | SERVER ROOM | A446 | 20X20X1 | DNA | 3/4 | 208 | 7 | Electric | 1 | NA | NA | \Classifications\Building System Class\D30-HVAC Systems\D3040 - Distribution SYS\Fan Coil Unit - FCU | 1012293
33-M1 | 33-M1 Southwest Justice Center | 33-M1-D3040-120-FCU13 | FAN COIL UNIT 13 | TRANE | T01C5863A | BCHB0121BD0A2200BD000000A000000000000000 | OM00030417 | DNA | IN CEILING OF STORAGE CLOSET | A39 | 12X24X2 | DNA | 1/4 | 208 | 2.4 | Electric | 1 | NA | NA | \Classifications\Building System Class\D30-HVAC Systems\D3040 - Distribution SYS\Fan Coil Unit - FCU | 1012294
33-M1 | 33-M1 Southwest Justice Center | 33-M1-D3042-220-EFN06 | EXHAUST FAN 06 | DNA | DNA | DNA | OM00030386 | DNA | S SIDE OF BUILDING | 4L430 | NA | NA | 1/4 | 115 | 3.0 | Electric | 1 | NA | NA | \Classifications\Building System Class\D30-HVAC Systems\D3040 - Distribution SYS\Supply/Exhaust/Return fans- FAN | 1012295
33-M1 | 33-M1 Southwest Justice Center | 33-M1-D3042-220-EFN08 | EXHAUST FAN #401 | DNA | DNA | DNA | OM00017574 | DNA | SW CORNER ROOF | NA | NA | NA | DNA | DNA | DNA | Electric | DNA | NA | NA | \Classifications\Building System Class\D30-HVAC Systems\D3040 - Distribution SYS\Supply/Exhaust/Return fans- FAN | 1012296
33-M1 | 33-M1 Southwest Justice Center | 33-M1-D3042-220-EFN09 | EXHAUST FAN 02 | SANDERS ENG COM | DNA | DNA | OM00030390 | DNA | FIRE PUMP ROOM | 4L430 | NA | NA | DNA | 115 | DNA | Electric | 1 | NA | NA | \Classifications\Building System Class\D30-HVAC Systems\D3040 - Distribution SYS\Supply/Exhaust/Return fans- FAN | 1012297
33-M1 | 33-M1 Southwest Justice Center | 33-M1-D4022-210-FSG01 | FIRE PUMP | US ELECTRIC | DNA | DNA | OM00017572 | DNA | L099 FIRE PUMP ROOM | NA | NA | NA | 75 | 460 | 89.0 | Electric | 3 | NA | NA | \Classifications\Building System Class\D40-Fire Protection SYS\D4020 - Stand Pipe\Pump,Fire,Electric Motor Driven - FSG | 1012298
33-M1 | 33-M1 Southwest Justice Center | 33-M1-D5037-710-FAP01 | MAIN ANNUNICATOR FIRE PANEL | NOTIFIER | S624AR7045 | NFS2-3030 | OM00000419 | DNA | SECURE JUDGES HALLWAY | NA | NA | NA | NA | DNA | DNA | Electric | DNA | NA | NA | \Classifications\Building System Class\D50-Electrical SYS\D5030 - Comm & Security\Fire Alarm Panel - FAP | 1012299
33-M1 | 33-M1 Southwest Justice Center | 33-M1-E1033-310-HLF01 | DOCK LEVELER | KELLY ATLANTIC LTD | 71747 | CH738 | OM00017592 | DNA | LOADING DOCK | NA | NA | NA | DNA | DNA | DNA | Electric | DNA | NA | NA | \Classifications\Building System Class\E10-Equipment\E1030 - Vehicular Equipment\Hydraulic Lift,Loading Dock - HLF | 1012300
33-M1 | 33-M1 Southwest Justice Center | 33-M1-G3063-100-DAT01 | DAY TANK | PRYCO | DNA | DNA | OM00030405 | DNA | NEAR BACKUP GENERATOR | NA | NA | NA | DNA | DNA | DNA | Diesel | DNA | NA | NA | \Classifications\Building System Class\G30-Site Mechanical Utilities\G3060 - Fuel Distribution\Tank, Fuel Storage Day - DAT | 1012301
33-M1 | 33-M1 Southwest Justice Center | 33-M1-G3063-100-AST01 | ABOVE GROUND DIESEL STORAGE TANK | BAKERFIELD TANK CO | DNA | EV | OM00030404 | DNA | NEAR LOADING DOCK | NA | NA | NA | NA | NA | NA | Diesel | NA | NA | NA | \Classifications\Building System Class\G30-Site Mechanical Utilities\G3060 - Fuel Distribution\Tank, Fuel Storage, Above Ground - AST | 1012302
33-M1 | 33-M1 Southwest Justice Center | 33-M1-E1092-100-TCP01 | TRASH COMPACTOR | VERTIPACK | DNA | DNA | OM00030400 | DNA | BACK DOCK | NA | NA | NA | DNA | DNA | DNA | Electric | DNA | NA | NA | \Classifications\Building System Class\E10-Equipment\E1090 - Other Equipment\Trash Compactor - TCP | 1012303
33-M1 | 33-M1 Southwest Justice Center | 33-M1-G2050-200-LSC01 | LANDSCAPE | DNA | DNA | NA | OM00017631 | DNA | OUTSIDE | NA | NA | NA | NA | NA | NA | NA | NA | NA | NA | \Classifications\Building System Class\G20-Other Systems\G2050 - Landscaping\Landscaping - LSC | 1012304
33-M1 | 33-M1 Southwest Justice Center | 33-M1-D5092-250-ELT01 | EMERGENCY LIGHTS | DNA | DNA | DNA | OM00034004 | DNA | EXTERIOR OF BUILDING | NA | NA | NA | DNA | DNA | DNA | Electric | DNA | NA | NA | \Classifications\Building System Class\D50-Electrical SYS\D5090 - Elec SYS\Exterior Lighting - ELT | 1012305
33-M1 | 33-M1 Southwest Justice Center | 33-M1-G2049-300-HSC01 | HARDSCAPE | DNA | DNA | NA | OM00017630 | DNA | OUTSIDE | NA | NA | NA | NA | NA | NA | NA | NA | NA | NA | \Classifications\Building System Class\G20-Other Systems\G2040 - Site Development\Hardscape - HSC | 1012306
33-M1 | 33-M1 Southwest Justice Center | 33-M1-D5037-710-FAP02 | FIRE ALARM PANEL #2 | NOTIFIER | DNA | AFP-400 W/ CBC | OM00017596 |  | FIRE COMMAND ROOM | NA | NA | NA | NA | 120 | .6 | Electric | NA | NA | NA | \Classifications\Building System Class\D50-Electrical SYS\D5030 - Comm & Security\Fire Alarm Panel - FAP | 1015214
33-M1 | 33-M1 Southwest Justice Center | 33-M1-B2034-400-DOH03 | DOOR, ROLL UP (JUDGES' PARKING) | LIFTMASTER | 2408N1459 | GH5011M | OM00017594 |  | JUDGE'S PARKING LOT | NA | NA | NA | 1/2 | 115 | 25 | Electric | 1 | NA | NA | \Classifications\Building System Class\B20-General Building Exterior\B2030 - Exterior Doors\Door,Overhead-Shutter,Manual,Elec,Roll-up - DOH | 1015215
33-M1 | 33-M1 Southwest Justice Center | 33-M1-D2023-100-BFP06 | 4" Irrigation BFP | Wilkins | 544 | 375ASTR | OM00017698 | Acct#: 157716 Meter#: 53522526 Svc#: 43-0456 | Irrigation by judges parking gate | [10 empty] | \Classifications\Building System Class\D20-Plumbing\D2020 - Domestic Water\Backflow Preventer - BFP | 1017202
33-M1 | 33-M1 Southwest Justice Center | 33-M1-D2023-100-BFP07 | 4" Domestic water BFP | Apollo | 52042 | RPLF4A | OM00025831 | Acct#: 149379 Meter#: 1614068 Svc#: | Next to rear entry/exit doors | NA | NA | NA | NA | NA | NA | NA | NA | NA | NA | \Classifications\Building System Class\D20-Plumbing\D2020 - Domestic Water\Backflow Preventer - BFP | 1021697
33-M4 | 33-M4 New Soutwest Justice Building | 33-M4-D3050-210-PKU01 | Roof top unit #1; 25 ton | Trane | 170210276D | THD300G4ROA0407AOA1020007000001000000000 | OM00025787 |  | Center of roof southern unit | NA | 20x20x2;20x2502;16x20x2 | R-410A | NA | 460 | 56 | Electric | 3 |  |  | \Classifications\Building System Class\D30-HVAC Systems\D3050 - Package SYS\Package Unit - PKU | 1022061
33-M4 | 33-M4 New Soutwest Justice Building | 33-M4-D3050-210-PKU02 | Roof top unit #2; 17.5 ton | Trane | 170210326D | THD210G4R0A0407A0A10200070000010000000 | OM00025788 |  | Center of roof northern unit | NA | 20x20x2;20x2502;16x20x2 | R-410A | NA | 460 | 43 | Electric | 3 | NA | NA | \Classifications\Building System Class\D30-HVAC Systems\D3050 - Package SYS\Package Unit - PKU | 1022062
33-M4 | 33-M4 New Soutwest Justice Building | 33-M4-D3050-210-PKU03 | Roof top unit #3: 17.5 ton | Trane | 170210330D | THD210G4R0A0407A0A10200070000010000000 | OM00025790 |  | Unit closest to 33-M1 | NA | 20x20x2;20x2502;16x20x2 | R-410A | NA | 460 | 43 | Electric | 3 | NA | NA | \Classifications\Building System Class\D30-HVAC Systems\D3050 - Package SYS\Package Unit - PKU | 1022063
33-M4 | 33-M4 New Soutwest Justice Building | 33-M4-D3021-130-BLR01 | Roof top boiler | Raypak | 1611385001 | XFYRE 90+ H7-0500A | OM00025789 |  | Center of roof | NA | NA | NA | NA | DNA | 4 | Gas | DNA | 500,000 | 470,000 | \Classifications\Building System Class\D30-HVAC Systems\D3020 - Heat SYS\Boiler,Hot Water,Oil/Gas/Comb. - BLR | 1022064
33-M4 | 33-M4 New Soutwest Justice Building | 33-M4-D4010-150-FMS01 | Fire sprinkler riser | Potter | NA | NA | OM00025786 |  | Inside Judges parking lot | NA | NA | NA | NA | NA | NA | NA | NA | NA | NA | \Classifications\Building System Class\D40-Fire Protection SYS\D4010 - Sprinkler SYS\Fire Systems, stand pipes - FMS | 1022065
33-M4 | 33-M4 New Soutwest Justice Building | 33-M4-G2023-150-PEG01 | Judges parking lot gate | HySecurity | 36B532-1718-259 | 222 X 3ST Slide Driver 50VF2/3 | OM00025785 |  | North east side of building | NA | NA | NA | NA | 208/230 | 13.7 | Electric | 1 | NA | NA | \Classifications\Building System Class\G20-Other Systems\G2020 - Parking Lots\Secured Parking Gate - PEG | 1022066
33-M4 | 33-M4 New Soutwest Justice Building | 33-M4-G2023-150-PEG02 | Secured adult holding entry gate | HySecurity | 36B532-1718-258 | 222 X 3ST Slide Driver 50VF2/3 | OM00025793 |  | North west gate for holding | NA | NA | NA | NA | 208/230 | 13.7 | Electric | 1 | NA | NA | \Classifications\Building System Class\G20-Other Systems\G2020 - Parking Lots\Secured Parking Gate - PEG | 1022067
33-M4 | 33-M4 New Soutwest Justice Building | 33-M4-G2023-150-PEG03 | Secured adult holding exit gate | HySecurity | 36B532-1718-256 | 222 X 3ST Slide Driver 50VF2/3 | OM00025792 |  | South west gate for holding | NA | NA | NA | NA | 208/230 | 13.7 | Electric | 1 | NA | NA | \Classifications\Building System Class\G20-Other Systems\G2020 - Parking Lots\Secured Parking Gate - PEG | 1022068
33-M4 | 33-M4 New Soutwest Justice Building | 33-M4-D5092-100-UPS01 | UPS | Emerson | M16L4L0007 | Liebert eXM 51SA100EAA00256 | OM00025783 |  | Tel/Com | NA | NA | NA | NA | DNA | 175 | Electric | 3 | NA | NA | \Classifications\Building System Class\D50-Electrical SYS\D5090 - Elec SYS\Uninterruptible Power System - UPS | 1022069
33-M4 | 33-M4 New Soutwest Justice Building | 33-M4-D3050-250-ACU01 | Split system ACU01 | Trane | 160303800X | 4MXW8536A10N0CA | OM00025782 |  | Tel/Com | DNA | DNA | R-410A | NA | 208/230 | .40 | Electric | 1 | NA | NA | \Classifications\Building System Class\D30-HVAC Systems\D3050 - Package SYS\Air Conditioning,Split System - ACU | 1022070
33-M4 | 33-M4 New Soutwest Justice Building | 33-M4-D3050-250-ACU02 | Split system ACU02 | Trane | 160112835X | 4MXW8536A10N0CA | OM00025791 |  | Electrical room |  |  | R-410A |  | 208/230 | .40 | Electric | 1 |  |  | \Classifications\Building System Class\D30-HVAC Systems\D3050 - Package SYS\Air Conditioning,Split System - ACU | 1022071
33-M4 | 33-M4 New Soutwest Justice Building | 33-M4-D5037-710-FAP01 | Fire alarm panel FAP01 | Edwards Detection & Alarm | DNA | EST 3 | OM00025781 |  | Electrical room | NA | NA | NA | NA | NA | NA | NA | NA | NA | NA | \Classifications\Building System Class\D50-Electrical SYS\D5030 - Comm & Security\Fire Alarm Panel - FAP | 1022072
33-M4 | 33-M4 New Soutwest Justice Building | 33-M4-D2022-260-HWG01 | Domestic water heater HWG01 | A.O. Smith | 1616M001539 | Cyclone Mxi BTH 1200 200 | OM00025780 |  | Custodial | NA | NA | NA | NA | 120 | 5 | Gas | DNA | 120,000 | DNA | \Classifications\Building System Class\D20-Plumbing\D2020 - Domestic Water\Domestic Water Heater, Gas - HWG | 1022073
33-M4 | 33-M4 New Soutwest Justice Building | 33-M4-G2050-200-LSC01 | Landscaping | NA | NA | NA | OM00025797 |  | Landscape | NA | NA | NA | NA | NA | NA | NA | NA | NA | NA | \Classifications\Building System Class\G20-Other Systems\G2050 - Landscaping\Landscaping - LSC | 1022077
33-M4 | 33-M4 New Soutwest Justice Building | 33-M4-D4031-100-FEX04 | Fire extinguishers (4) | NA | NA | NA | OM00025794 |  | Throughought building | NA | NA | NA | NA | NA | NA | NA | NA | NA | NA | \Classifications\Building System Class\D40-Fire Protection SYS\D4030 - FIRE SPEC\Fire Extinguisher - FEX | 1022074
33-M4 | 33-M4 New Soutwest Justice Building | 33-M4-B2010-100-BLD01 | Building-SW Juvenile | NA | NA | NA | OM00025795 |  | South east of 33-M1 | NA | NA | NA | NA | NA | NA | NA | NA | NA | NA | \Classifications\Building System Class\B20-General Building Exterior\B2010 - Exterior Walls\Building - BLD | 1022075
33-M4 | 33-M4 New Soutwest Justice Building | 33-M4-B3010-100-RUF01 | Roof | NA | NA | NA | OM00025796 |  | Roof | NA | NA | NA | NA | NA | NA | NA | NA | NA | NA | \Classifications\Building System Class\B30-Roofing\B3010 - Roof Types\Roof - RUF | 1022076
33-M4 | 33-M4 New Soutwest Justice Building | 33-M4-G2049-300-HSC01 | Hardscape | NA | NA | NA | OM00025798 |  | Hardscape | NA | NA | NA | NA | NA | NA | NA | NA | NA | NA | \Classifications\Building System Class\G20-Other Systems\G2040 - Site Development\Hardscape - HSC | 1022078
33-M4 | 33-M4 New Soutwest Justice Building | 33-M4-D2023-100-BFP01 | Backflow, Landscape #1; 2" | FEBCO | J041634 | 825Y | OM00025801 | Acct#: 00239369 Meter#: 8873543 Svc#: | North property line off Auld RD; 10 ft from Sidewalk S/S Auld Road 293' W Leon Road | NA | NA | NA | NA | NA | NA | NA | NA | NA | NA | \Classifications\Building System Class\D20-Plumbing\D2020 - Domestic Water\Backflow Preventer - BFP | 1022079
33-M4 | 33-M4 New Soutwest Justice Building | 33-M4-D2023-100-BFP02 | Backflow, Landscape #2; 2" | FEBCO | J029411 | 825Y | OM00025802 | Acct#: 00239369 Meter#: 8873543 SN J019411 | North property line off Auld RD; 10 ft from Sidewalk S/S Auld Road 298' W Leon Road | NA | NA | NA | NA | NA | NA | NA | NA | NA | NA | \Classifications\Building System Class\D20-Plumbing\D2020 - Domestic Water\Backflow Preventer - BFP | 1022080
33-M4 | 33-M4 New Soutwest Justice Building | 33-M4-D2023-100-BFP03 | Backflow, Fire BFP; 8" | Wilkins | V47666 | 350ADA | OM00025799 | Acct#: 00238870 Meter#: 10864069 | North property line off Auld RD; 10 ft from Sidewalk S/S Auld Road 303' W Leon Road | NA | NA | NA | NA | NA | NA | NA | NA | NA | NA | \Classifications\Building System Class\D20-Plumbing\D2020 - Domestic Water\Backflow Preventer - BFP | 1022081
33-M4 | 33-M4 New Soutwest Justice Building | 33-M4-D2023-100-BFP04 | Backflow, Domestic BFP; 2" | Watts | 29690 | 2" LF 919-QT | OM00025800 | Acct#: 00239365 Meter#: 8925314 | North property line off Auld RD; 10 ft from Sidewalk S/S Auld Road 308' W Leon Road | NA | NA | NA | NA | NA | NA | NA | NA | NA | NA | \Classifications\Building System Class\D20-Plumbing\D2020 - Domestic Water\Backflow Preventer - BFP | 1022082
33-M4 | 33-M4 New Southwest Justice Building | 33-M4-D2023-100-BFP05 | Backflow, Fire Svc | Wilkins | 4310155 | 950XL 3/4" | DNA | Acct#: 00238870 Meter#: 10864069 | S/S Auld Road 303' W Leon Road | NA | NA | NA | NA | NA | NA | NA | NA | NA | NA | \Classifications\Building System Class\D20-Plumbing\D2020 - Domestic Water\Backflow Preventer - BFP | 1022500
33-N1 | 33-N1 Riverside Juvenile Court | 33-N1-D3021-130-BLR01 | HOT WATER BOILER,GAS | Raypak | 0909300939 | W9-1262B | OM00017476 |  | FLOOR 1, MECHANICAL (NORTH) | NA | NA | NA | NA | 120/24 | 12 | Natural gas | 1 | 1,260,000 | 1,058,400 | \Classifications\Building System Class\D30-HVAC Systems\D3020 - Heat SYS\Boiler,Hot Water,Oil/Gas/Comb. - BLR | EQ-1003498
33-N1 | 33-N1 Riverside Juvenile Court | 33-N1-D3044-125-PHW01 | PUMP, CENTRIFUGAL | PACO | DNA | DNA | OM00017477 |  | FLOOR 1, MECHANICAL, NORTH SIDE OF BUILDING | NA | NA | NA | 5 | 460 | 6.8 | Electric | 3 | NA | NA | \Classifications\Building System Class\D30-HVAC Systems\D3040 - Distribution SYS\Hot Water Pump - PHW | EQ-1003499
33-N1 | 33-N1 Riverside Juvenile Court | 33-N1-D3044-125-PHW02 | PUMP, CENTRIFUGAL | PACO | SB87D04192B | 16-30953I30101-1682BF | OM00017478 |  | 1st Floor, MECHANICAL ROOM, NORTH SIDE OF BUILDING | NA | NA | NA | 5 | 460 | 6.2 | Electric | 3 | NA | NA | \Classifications\Building System Class\D30-HVAC Systems\D3040 - Distribution SYS\Hot Water Pump - PHW | EQ-1003500
33-N1 | 33-N1 Riverside Juvenile Court | 33-N1-D3044-125-PHW03 | PUMP, CENTRIFUGAL | PACO | SB87D04192A | 16-30953130101-1682BF | OM00017479 |  | 1st Floor, MECHANICAL Room | DNA | DNA | DNA | DNA | DNA | DNA | DNA | DNA | DNA | DNA | \Classifications\Building System Class\D30-HVAC Systems\D3040 - Distribution SYS\Hot Water Pump - PHW | EQ-1003501
33-N1 | 33-N1 Riverside Juvenile Court | 33-N1-D3044-125-PHW04 | PUMP, CENTRIFUGAL | PACO | 87D04193B | 16-307071301011622EE | OM00017480 |  | 1st Floor, MECHANICAL ROOM, NORTH SIDE OF BUILDING | NA | NA | NA | 3 | 460 | 4.1 | Electric | 3 | NA | NA | \Classifications\Building System Class\D30-HVAC Systems\D3040 - Distribution SYS\Hot Water Pump - PHW | EQ-1003502
33-N1 | 33-N1 Riverside Juvenile Court | 33-N1-D3044-125-PHW05 | PUMP, CENTRIFUGAL | PACO | 87DO4193B | 16-307071301011622EE | OM00017481 |  | 1st Floor, MECHANICAL Room | DNA | DNA | DNA | DNA | DNA | DNA | DNA | DNA | DNA | DNA | \Classifications\Building System Class\D30-HVAC Systems\D3040 - Distribution SYS\Hot Water Pump - PHW | EQ-1003503
33-N1 | 33-N1 Riverside Juvenile Court | 33-N1-D3031-130-CLR01 | CHILLER,RECIPERCATING CLR01 | CARRIER | 0502Q01144 | 30HK-060-D-610 | OM00017482 |  | FLOOR 1, MECHANICAL | NA | NA | R-22 | DNA | 460 | 87.8 | Electric | 3 | NA | NA | \Classifications\Building System Class\D30-HVAC Systems\D3030 - Cooling SYS\Chiller, Water Cooled - CLR | EQ-1003504
33-N1 | 33-N1 Riverside Juvenile Court | 33-N1-D3031-130-CLR02 | CHILLER,RECIPERCATING CLR02 | CARRIER | 0602Q01180 | 30HK-060-D-610 | OM00017483 |  | FLOOR 1, MECHANICAL | NA | NA | R-22 | NA | 460 | 87.8 | Electric | 3 | NA | NA | \Classifications\Building System Class\D30-HVAC Systems\D3030 - Cooling SYS\Chiller, Water Cooled - CLR | EQ-1003505
33-N1 | 33-N1 Riverside Juvenile Court | 33-N1-D3030-110-CTW01 | COOLING TOWER,EVAP | BALTIMORE AIR COIL | 87-200855 | VXT65LT | OM00017484 |  | ROOF | (2) B70 | NA | DNA | DNA | 460 | DNA | Electric | 3 | NA | NA | \Classifications\Building System Class\D30-HVAC Systems\D3030 - Cooling SYS\Cooling Tower - CTW | EQ-1003506
33-N1 | 33-N1 Riverside Juvenile Court | 33-N1-D3030-110-CTW02 | COOLING TOWER,EVAP | BAC | 87-200854 | VXT65LT | OM00017485 |  | ROOF | (2) B70 | NA | NA | DNA | 460 | DNA | ELECTRIC | 3 | NA | NA | \Classifications\Building System Class\D30-HVAC Systems\D3030 - Cooling SYS\Cooling Tower - CTW | EQ-1003507
33-N1 | 33-N1 Riverside Juvenile Court | 33-N1-D3041-110-AHU01 | AIR HANDLING UNIT | MCQUAY | 3SF00283 01 | RDS708BY | OM00017486 |  | ROOF | A58 | (4) 20X25X2 | CHILLED WATER | 1.5 | 460 | 2 | ELECTRIC | 3 | NA | NA | \Classifications\Building System Class\D30-HVAC Systems\D3040 - Distribution SYS\Air Handling Unit - AHU | EQ-1003508
33-N1 | 33-N1 Riverside Juvenile Court | 33-N1-D3042-220-EFN01 | EXHAUST FAN #3 | EXIT-AIRE | DNA | F50302 | OM00017487 |  | ROOF | 4L290 | DNA | NA | 1/4 | 115 | 5.2 | Electric | 1 | NA | NA | \Classifications\Building System Class\D30-HVAC Systems\D3040 - Distribution SYS\Supply/Exhaust/Return fans- FAN | EQ-1003509
33-N1 | 33-N1 Riverside Juvenile Court | 33-N1-D3042-220-EFN02 | EXHAUST FAN #2 | EXIT-AIRE | 5/13/87 | FG1012 | OM00017488 |  | ROOF | DNA | DNA | NA | 1/6 | 115 | 5.4 | Electric | 1 | NA | NA | \Classifications\Building System Class\D30-HVAC Systems\D3040 - Distribution SYS\Supply/Exhaust/Return fans- FAN | EQ-1003510
33-N1 | 33-N1 Riverside Juvenile Court | 33-N1-D3042-220-EFN03 | EXHAUST FAN EFN03 | EXIT-AIRE | DNA | FG1012 | OM00017489 |  | ROOF | 4L290 | DNA | NA | 1/6 | 115 | 5.4 | Electric | 1 | NA | NA | \Classifications\Building System Class\D30-HVAC Systems\D3040 - Distribution SYS\Supply/Exhaust/Return fans- FAN | EQ-1003511
33-N1 | 33-N1 Riverside Juvenile Court | 33-N1-D3042-220-EFN04 | EXHAUST FAN EFN04 | EXIT-AIRE | DNA | FG0808 | OM00030306 |  | ROOF | DNA | DNA | NA | 1/6 | 115 | 5.4 | Electric | 1 | NA | NA | \Classifications\Building System Class\D30-HVAC Systems\D3040 - Distribution SYS\Supply/Exhaust/Return fans- FAN | EQ-1003512
33-N1 | 33-N1 Riverside Juvenile Court | 33-N1-D3042-220-EFN05 | EXHAUST FAN #14 | EXIT-AIRE | DNA | FG1012B | OM00017493 |  | ROOF | 4L280 | DNA | NA | 1/4 | 115 | 5.4 | DNA | 1 | NA | NA | \Classifications\Building System Class\D30-HVAC Systems\D3040 - Distribution SYS\Supply/Exhaust/Return fans- FAN | EQ-1003513
33-N1 | 33-N1 Riverside Juvenile Court | 33-N1-D3042-220-EFN06 | EXHAUST FAN #13 | EXIT-AIRE | DNA | DNA | OM00017494 |  | ROOF | 4L280 | NA | NA | 1/4 | 115 | 5.4 | Electric | 1 | NA | NA | \Classifications\Building System Class\D30-HVAC Systems\D3040 - Distribution SYS\Supply/Exhaust/Return fans- FAN | EQ-1003514
33-N1 | 33-N1 Riverside Juvenile Court | 33-N1-D3042-220-EFN12 | EXHAUST FAN #12 | EXIT-AIRE | DNA | FG0814B | OM00017495 |  | ROOF | 4L280 | NA | NA | 1/4 | 115 | 5.4 | Electric | 1 | NA | NA | \Classifications\Building System Class\D30-HVAC Systems\D3040 - Distribution SYS\Supply/Exhaust/Return fans- FAN | EQ-1003515
33-N1 | 33-N1 Riverside Juvenile Court | 33-N1-D3042-220-EFN08 | EXHAUST FAN #8 | EXIT-AIRE | DNA | FG1012 | OM00017496 |  | ROOF | 4L280 | NA | NA | 1/4 | 115 | 5.4 | Electric | 1 | NA | NA | \Classifications\Building System Class\D30-HVAC Systems\D3040 - Distribution SYS\Supply/Exhaust/Return fans- FAN | EQ-1003516
33-N1 | 33-N1 Riverside Juvenile Court | 33-N1-D3042-220-EFN10 | EXHAUST FAN #10 | EXIT-AIRE | DNA | FG0814 | OM00017497 |  | ROOF | 4L280 | NA | NA | 1/6 | 115 | 5.4 | Electric | 1 | NA | NA | \Classifications\Building System Class\D30-HVAC Systems\D3040 - Distribution SYS\Supply/Exhaust/Return fans- FAN | EQ-1003517
33-N1 | 33-N1 Riverside Juvenile Court | 33-N1-D3042-220-EFN09 | EXHAUST FAN #9 | EXIT-AIRE | DNA | FG0814 | OM00017498 |  | ROOF | 4L290 | NA | NA | 1/6 | 115 | 5.4 | Electric | 1 | DNA | DNA | \Classifications\Building System Class\D30-HVAC Systems\D3040 - Distribution SYS\Supply/Exhaust/Return fans- FAN | EQ-1003518
33-N1 | 33-N1 Riverside Juvenile Court | 33-N1-D3042-220-EFN11 | EXHAUST FAN | EXIT-AIRE | DNA | FG1012 | OM00017499 |  | ROOF | 4L290 | NA | NA | 1/6 | 115 | 5.4 | Electric | 1 | NA | NA | \Classifications\Building System Class\D30-HVAC Systems\D3040 - Distribution SYS\Supply/Exhaust/Return fans- FAN | EQ-1003519
33-N1 | 33-N1 Riverside Juvenile Court | 33-N1-D3042-220-EFN13 | EXHAUST FAN 13 | EXIT-AIRE | DNA | FG0814 | OM00017501 |  | ROOF | 4L290 | NA | NA | 1/6 | 115 | 5.4 | DNA | 1 | DNA | DNA | \Classifications\Building System Class\D30-HVAC Systems\D3040 - Distribution SYS\Supply/Exhaust/Return fans- FAN | EQ-1003521
33-N1 | 33-N1 Riverside Juvenile Court | 33-N1-D3042-220-EFN14 | EXHAUST FAN 14 | EXIT-AIRE | DNA | FG1012 | OM00017502 |  | ROOF | 4L290 | NA | NA | 1/4 | 115 | 5.4 | Electric | 1 | DNA | DNA | \Classifications\Building System Class\D30-HVAC Systems\D3040 - Distribution SYS\Supply/Exhaust/Return fans- FAN | EQ-1003522
33-N1 | 33-N1 Riverside Juvenile Court | 33-N1-D3040-120-FCU02 | FAN COIL UNIT 2 | MCQUAY | 3SG00312-06 | LSL106CH | OM00017503 |  | FLOOR 1, CATWALK WESTSIDE | A76 | (6) 16x20x2 | NA | 2 | 460 | 3.2 | ELECTRIC | 3 | NA | NA | \Classifications\Building System Class\D30-HVAC Systems\D3040 - Distribution SYS\Fan Coil Unit - FCU | EQ-1003523
33-N1 | 33-N1 Riverside Juvenile Court | 33-N1-D3040-120-FCU03 | FAN COIL UNIT 3 | MCQUAY | 3SG00313-06 | LSL106CH | OM00017504 |  | FLOOR 1, CATWALK | (1)A76 / (1) U544 | (6) 16X20X2 | CHILLED WATER | 1.5 | 460 | 2.5 | ELECTRIC | 3 | NA | NA | \Classifications\Building System Class\D30-HVAC Systems\D3040 - Distribution SYS\Fan Coil Unit - FCU | EQ-1003524
33-N1 | 33-N1 Riverside Juvenile Court | 33-N1-D3040-120-FCU04 | FAN COIL UNIT 4 | MCQUAY | 3SG00316-06 | LSL106CH | OM00017505 |  | FLOOR 1, CATWALK | A76/192 1V544 | (6) 16X20X2 | NA | 1.5 | 460 | 2.5 | ELECTRIC | 3 | NA | NA | \Classifications\Building System Class\D30-HVAC Systems\D3040 - Distribution SYS\Fan Coil Unit - FCU | EQ-1003525
33-N1 | 33-N1 Riverside Juvenile Court | 33-N1-D3040-120-FCU05 | FAN COIL UNIT 5 | MCQUAY | 3SG00314-06 | LSL106CH | OM00017506 |  | FLOOR 1, CATWALK | A76/1922V544 | (6) 16X20X2 | NA | 1.5 | 460 | 2.5 | ELECTRIC | 3 | NA | NA | \Classifications\Building System Class\D30-HVAC Systems\D3040 - Distribution SYS\Fan Coil Unit - FCU | EQ-1003526
33-N1 | 33-N1 Riverside Juvenile Court | 33-N1-D3040-120-FCU06 | FAN COIL UNIT 6 | MCQUAY | 3SG00315-06 | LSL106CH | OM00017507 |  | FLOOR 1, CATWALK | (1) A76/(1) VF44 | (6) 16X20X2 | CHILLED WATER | 1.5 | 460 | 2.5 | ELECTRIC | 3 | NA | NA | \Classifications\Building System Class\D30-HVAC Systems\D3040 - Distribution SYS\Fan Coil Unit - FCU | EQ-1003527
33-N1 | 33-N1 Riverside Juvenile Court | 33-N1-D3042-220-EFN07 | Exhaust Fan 07 | PACE | DNA | FG1012 | OM00017508 |  | 101,102,105 Center Roof | 4L290 | NA | NA | 1/6 | 115 | 5.4 | Electric | 1 | DNA | DNA | \Classifications\Building System Class\D30-HVAC Systems\D3040 - Distribution SYS\Supply/Exhaust/Return fans- FAN | EQ-1003528
33-N1 | 33-N1 Riverside Juvenile Court | 33-N1-D3041-110-AHU08 | AIR HANDLER UNIT #8 | MAQUAY | NA | SCF-97B-97A | OM00030311 | DNA | IN CEILING BY ROOM 109 | DNA | (2) 20X20X2 | NA | DNA | 460 | DNA | Electric | 3 | NA | NA | \Classifications\Building System Class\D30-HVAC Systems\D3040 - Distribution SYS\Air Handling Unit - AHU | EQ-1003535
33-N1 | 33-N1 Riverside Juvenile Court | 33-N1-D3041-110-AHU10 | AIR HANDLING UNIT #10 | MCQUAY | 55G08192/02 | SBC 201 A | OM00030312 | NA | FLOOR 1, IN CEILING CLERKS OFFICE | DNA | (2) 20X20X2 | NA | 1 | 460 | DNA | Electric | 3 | NA | NA | \Classifications\Building System Class\D30-HVAC Systems\D3040 - Distribution SYS\Air Handling Unit - AHU | EQ-1003537
33-N1 | 33-N1 Riverside Juvenile Court | 33-N1-D3041-110-AHU11 | AHU 11 | MCQUAY | 55G08193107 | SCB201A | OM00030313 |  | IN CEILING COUNTY COUNCIL | A38 | 20X20X2 | DNA | 1 | 460 | DNA | Electric | DNA | DNA | DNA | \Classifications\Building System Class\D30-HVAC Systems\D3040 - Distribution SYS\Air Handling Unit - AHU | EQ-1003538
33-N1 | 33-N1 Riverside Juvenile Court | 33-N1-D3041-110-AHU07 | AHU 7 | MCQUAY | SSF08398/02 | SCB201A | OM00030310 |  | DOWN HALL FROM ROOM 106 | DNA | (2) 20X20X2 | DNA | 1 | 460 | DNA | Electric | DNA | DNA | DNA | \Classifications\Building System Class\D30-HVAC Systems\D3040 - Distribution SYS\Air Handling Unit - AHU | EQ-1003539
33-N1 | 33-N1 Riverside Juvenile Court | 33-N1-D3041-110-AHU30 | AHU #30 | PACE | 55G08195/02 | SCB-201 | OM00000317 |  | 111 | A38 | (2) 20X20X2 | DNA | 1 | 460 | DNA | Electric | DNA | DNA | DNA | \Classifications\Building System Class\D30-HVAC Systems\D3040 - Distribution SYS\Air Handling Unit - AHU | EQ-1003540
33-N1 | 33-N1 Riverside Juvenile Court | 33-N1-D2018-100-DKF01 | DRINIKING FOUNTAIN NORTH | ELKAY | DNA | EHFSA8-IE | OM00017526 |  | 1st Floor, LOBBY | DNA | DNA | DNA | DNA | DNA | DNA | DNA | DNA | DNA | DNA | \Classifications\Building System Class\D20-Plumbing\D2010 - Plumb Fix\Drink Fountain (Refr Indvl Wtrcooler) - DKF | EQ-1003541
33-N1 | 33-N1 Riverside Juvenile Court | 33-N1-D2018-100-DKF02 | DRINKING FOUNTAIN SOUTH | HAWS | DNA | HWC7SS | OM00017527 |  | 1st Floor, LOBBY | DNA | DNA | DNA | DNA | DNA | DNA | DNA | DNA | DNA | DNA | \Classifications\Building System Class\D20-Plumbing\D2010 - Plumb Fix\Drink Fountain (Refr Indvl Wtrcooler) - DKF | EQ-1003542
33-N1 | 33-N1 Riverside Juvenile Court | 33-N1-D3050-210-PKU03 | BARD UNIT | BARD | DNA | DNA | OM00017547 |  | Floor 1, TRAILER N3 | DNA | DNA | DNA | DNA | DNA | DNA | DNA | DNA | DNA | DNA | \Classifications\Building System Class\D30-HVAC Systems\D3050 - Package SYS\Package Unit - PKU | EQ-1003546
33-N1 | 33-N1 Riverside Juvenile Court | 33-N1-D5092-250-EML30 | Emergency Light | NA | NA | NA | OM00030320 |  | FLOOR 1, COURTROOM J3 | NA | NA | NA | NA | 115 | DNA | Electric | 1 | NA | NA | \Classifications\Building System Class\D50-Electrical SYS\D5090 - Elec SYS\Emergency And Exit Lighting - EML | EQ-1003576
33-N1 | 33-N1 Riverside Juvenile Court | 33-N1-D4031-100-FEX09 | No. 9 FIRE EXTINGUSHER | NA | NA | NA | OM00030321 |  | Holding | NA | NA | NA | NA | NA | NA | NA | NA | NA | NA | \Classifications\Building System Class\D40-Fire Protection SYS\D4030 - FIRE SPEC\Fire Extinguisher - FEX | EQ-1003585
33-N1 | 33-N1 Riverside Juvenile Court | 33-N1-D5037-710-FAP01 | FIRE ALARM PANEL | NOTIFIER | 1001D | 4800 | OM00017544 |  | FLOOR 1, ELECTRICAL ROOM, NORTH SIDE OF BUILDING | NA | NA | NA | NA | 115 | DNA | Electric | 1 | NA | NA | \Classifications\Building System Class\D50-Electrical SYS\D5030 - Comm & Security\Fire Alarm Panel - FAP | EQ-1003586
33-N1 | 33-N1 Riverside Juvenile Court | 33-N1-D2023-100-BFP01 | MAKE UP WATER COOLING TOWER & HOT | FEBCO | J013053 | 8254 | OM00030316 |  | MECHANICAL Room - County Tests this BFP get their results and upload | NA | NA | NA | NA | NA | NA | NA | NA | NA | NA | \Classifications\Building System Class\D20-Plumbing\D2020 - Domestic Water\Backflow Preventer - BFP | EQ-1003587
33-N1 | 33-N1 Riverside Juvenile Court | 33-N1-D2023-100-BFP02 | HOT WATER LOOP BACKFLOW DEVICE | DNA | DNA | DNA | OM00017537 |  | MECHANICAL Room - County Tests this BFP get their results and upload | DNA | DNA | DNA | DNA | DNA | DNA | DNA | DNA | DNA | DNA | \Classifications\Building System Class\D20-Plumbing\D2020 - Domestic Water\Backflow Preventer - BFP | EQ-1003588
33-N1 | 33-N1 Riverside Juvenile Court | 33-N1-D2023-100-BFP03 | BACK FLOW PREVENTER WATER HEATER | DNA | DNA | DNA | OM00017538 |  | MECHANICAL Room - County Tests this BFP get their results and upload | DNA | DNA | DNA | DNA | DNA | DNA | DNA | DNA | DNA | DNA | \Classifications\Building System Class\D20-Plumbing\D2020 - Domestic Water\Backflow Preventer - BFP | EQ-1003589
33-N1 | 33-N1 Riverside Juvenile Court | 33-N1-D2023-100-BFP04 | DOMESTIC BACKFLOW PREVENTER | WILKINS | L36864 | 375 | OM00017539 |  | MAIN PARKING, SOUTH SIDE OF BUILDING - County Tests this BFP get their results and upload | NA | NA | NA | NA | NA | NA | NA | NA | NA | NA | \Classifications\Building System Class\D20-Plumbing\D2020 - Domestic Water\Backflow Preventer - BFP | EQ-1003590
33-N1 | 33-N1 Riverside Juvenile Court | 33-N1-D5010-110-MCC01 | MOTOR CONTROLLER, CHILLER-MCC01 MCC PANEL 1 | SQUARE D | DNA | DNA | OM00017524 |  | FLOOR 1, ELECTRICAL ROOM | DNA | DNA | DNA | DNA | DNA | DNA | DNA | DNA | DNA | DNA | \Classifications\Building System Class\D50-Electrical SYS\D5010 - Elec Service & Dist\Chiller Room Electrical Panel - MCC | EQ-1003592
33-N1 | 33-N1 Riverside Juvenile Court | 33-N1-D3090-114-CMP01 | AIR Compressor | DEVILBISS | 11787AF | UDM-5044EG | OM00017473 |  | Floor 1 MECHANICAL NORTH | 4L550 | NA | NA | 1 1/2 | 460 | 2.4 | Electric | 3 | NA | NA | \Classifications\Building System Class\D30-HVAC Systems\D3090 - Other HVAC Systems and Equipment\Air Compressor - CMP | EQ-1003594
33-N1 | 33-N1 Riverside Juvenile Court | 33-N1-G2023-150-PEG01 | SECURED PARKING GATE | DNA | DNA | DNA | OM00017535 |  | FLOOR 1, REAR OF BUILDING | DNA | DNA | DNA | DNA | DNA | DNA | DNA | DNA | DNA | DNA | \Classifications\Building System Class\G20-Other Systems\G2020 - Parking Lots\Secured Parking Gate - PEG | EQ-1003595
33-N1 | 33-N1 Riverside Juvenile Court | 33-N1-D2022-260-HWG01 | WATER HEATER, GAS | BRATFORDWHITE | XL1479014 | 100T88E3N | OM00017475 |  | FLOOR 1, MECHANICAL | NA | NA | NA | NA | NA | NA | Gas | NA | 82,000 | NA | \Classifications\Building System Class\D20-Plumbing\D2020 - Domestic Water\Domestic Water Heater, Gas - HWG | EQ-1003596
33-N1 | 33-N1 Riverside Juvenile Court | 33-N1-D3050-250-ACU01 | A/C SPLIT SYSTEM | AMANA | 0000681T | MUYGE18NA | OM00016490 |  | ROOF NORTH | Na | DNA | R-410A | DNA | 208/230 | 14 | ELECTRIC | 1 | DNA | NA | \Classifications\Building System Class\D30-HVAC Systems\D3050 - Package SYS\Air Conditioning,Split System - ACU | EQ-1003597
33-N1 | 33-N1 Riverside Juvenile Court | 33-N1-D3050-250-ACU02 | A/C SPLIT SYSTEM | AMANA | 9+405175734 | RCA18A2A | OM00017492 |  | NORTH ROOF | NA | DNA | R-22 | DNA | 208/230 | 11.1 | ELECTRIC | 3 | NA | NA | \Classifications\Building System Class\D30-HVAC Systems\D3050 - Package SYS\Air Conditioning,Split System - ACU | EQ-1003598
33-N1 | 33-N1 Riverside Juvenile Court | 33-N1-D3050-310-HPU01 | HEAT PUMP, AIR COOLED | CARRIER | 25HBB336A00030010 | 25HBB336A300 | OM00017521 |  | SOUTH ROOF | DNA | DNA | R-410A | 1/8 | 460 | DNA | Electric | 3 | DNA | DNA | \Classifications\Building System Class\D30-HVAC Systems\D3050 - Package SYS\Heat Pump,Air Cooled - HPU | EQ-1003599
33-N1 | 33-N1 Riverside Juvenile Court | 33-N1-D3050-310-HPU02 | HEAT PUMP | CARRIER | 2808E06346 | 25HBB336A300 | OM00017522 |  | SOUTH ROOF | DNA | DNA | R-410A | DNA | 208/230 | 21.7 | Electric | 3 | DNA | DNA | \Classifications\Building System Class\D30-HVAC Systems\D3050 - Package SYS\Heat Pump,Air Cooled - HPU | EQ-1003600
33-N1 | 33-N1 Riverside Juvenile Court | 33-N1-D5010-200-ESD01 | MAIN ELECTRICAL PANEL | SQUARE D | 49-904951 | I LINE | OM00017523 |  | 1st Floor, ELECTRICAL ROOM NORTH | NA | NA | NA | NA | 480/277 | DNA | Electric | DNA | NA | NA | \Classifications\Building System Class\D50-Electrical SYS\D5010 - Elec Service & Dist\Electical Service and Distribution - ESD | EQ-1003601
33-N1 | 33-N1 Riverside Juvenile Court | 33-N1-D4010-150-FMS01 | FIRE SPRINKLER SYSTEM-STAND PIPE | DNA | DNA | DNA | OM00017534 |  | FLOOR 1, NORTH SIDE OF BUILDING | NA | NA | NA | NA | NA | NA | NA | NA | NA | NA | \Classifications\Building System Class\D40-Fire Protection SYS\D4010 - Sprinkler SYS\Fire Systems, stand pipes - FMS | EQ-1003602
33-N1 | 33-N1 Riverside Juvenile Court | 33-N1-B2010-100-BLD01 | Building Structure | NA | NA | NA | OM00030318 |  | Entire Campus | NA | NA | NA | NA | NA | NA | NA | NA | NA | NA | \Classifications\Building System Class\B20-General Building Exterior\B2010 - Exterior Walls\Building - BLD | EQ-1007312
33-N1 | 33-N1 Riverside Juvenile Court | 33-N1-B3010-100-RUF01 | Roofing Systems | NA | NA | NA | OM00030319 |  | NA | NA | NA | NA | NA | NA | NA | NA | NA | NA | NA | \Classifications\Building System Class\B30-Roofing\B3010 - Roof Types\Roof - RUF | EQ-1007489
33-N1 | 33-N1 Riverside Juvenile Court | 33-N1-D5036-200-CSY01 | Clock Systems - CSY | LATHEM | DNA | LTR-2-384 | OM00030304 | DNA | FLOOR 1, NORTH MECH ROOM | NA | NA | NA | DNA | DNA | DNA | Electric | DNA | NA | NA | \Classifications\Building System Class\D50-Electrical SYS\D5030 - Comm & Security\Clock Systems - CSY | 1010086
33-N1 | 33-N1 Riverside Juvenile Court | 33-N1-D2017-100-SHW01 | EYE WASH STATION (PLUMP IN) | WESTERN DRINKING FOUNTAIN | DNA | DNA | OM00012549 | DNA | NORTH SECURED PARKING | NA | NA | NA | NA | NA | NA | NA | NA | NA | NA | \Classifications\Building System Class\D20-Plumbing\D2010 - Plumb Fix\Showers - SHW | 1012307
33-N1 | 33-N1 Riverside Juvenile Court | 33-N1-D2023-310-HWP01 | PRIMARY LOOP HOT WATER CIRCULATION PUMP | DNA | 1634-025 | DNA | OM00030303 | DNA | NORTH MECH ROOM | NA | NA | NA | 3/4 | 115/230 | 10.5/5.4 | Electric | 1 | NA | NA | \Classifications\Building System Class\D20-Plumbing\D2020 - Domestic Water\Domestic Hot Water Circulating Pump - HWP | 1012308
33-N1 | 33-N1 Riverside Juvenile Court | 33-N1-D2030-150-MWL01 | MAIN BRANCH WASTE | DNA | DNA | DNA | OM00030325 | DNA | DNA | NA | NA | NA | NA | NA | NA | NA | NA | NA | NA | \Classifications\Building System Class\D20-Plumbing\D2030 - Sani Waste\Main/Branch Waste System - MWL | 1012309
33-N1 | 33-N1 Riverside Juvenile Court | 33-N1-D2090-230-WIP01 | WATER TREATMENT PUMP | LAKEWOOD INSTRUMENTS | DNA | DNA | OM00030302 | DNA | NORTH MECH ROOM | NA | NA | NA | NA | 115 | NA | Electric | 1 | NA | NA | \Classifications\Building System Class\D20-Plumbing\D2090 - Other Plumbing SYS\Water Treatment Inhibitor Pump - WIP | 1012310
33-N1 | 33-N1 Riverside Juvenile Court | 33-N1-D3041-110-AHU14 | AHU #14 | MCQUAY | 3SF08397/02 | SCB121A | OM00030314 | DNA | PUBLIC DEFENDER | A38 | 20X20X2 | DNA | DNA | 460 | DNA | Electric | 3 | NA | NA | \Classifications\Building System Class\D30-HVAC Systems\D3040 - Distribution SYS\Air Handling Unit - AHU | 1012311
33-N1 | 33-N1 Riverside Juvenile Court | 33-N1-D3041-110-AHU15 | AHU #15 | MCQUAY | SSF08330/02 | SCB161A | OM00030315 | DNA | IN CEILING | A38 | (2) 20X20X2 | DNA | NA | 460 | DNA | Electric | 3 | NA | NA | \Classifications\Building System Class\D30-HVAC Systems\D3040 - Distribution SYS\Air Handling Unit - AHU | 1012312
33-N1 | 33-N1 Riverside Juvenile Court | 33-N1-D3041-110-AHU18 | AHU #18 | PACE | 91-66818-03 | SCF-85B/79AMI | OM00030309 | DNA | SOUTH SECURED AREA CEILING | A38 | (2)14X20X2 | NA | DNA | DNA | DNA | Electric | NA | NA | NA | \Classifications\Building System Class\D30-HVAC Systems\D3040 - Distribution SYS\Air Handling Unit - AHU | 1012313
33-N1 | 33-N1 Riverside Juvenile Court | 33-N1-D3041-110-AHU19 | AHU 19 | PACE | 91-66818-04 | SCF-97B/97AMI | OM00030308 | DNA | W OFFICE | A38 | (1) 16X25X2, (1) 16X20X2 | NA | NA | 208 | 30 | Electric | 1 | NA | NA | \Classifications\Building System Class\D30-HVAC Systems\D3040 - Distribution SYS\Air Handling Unit - AHU | 1012314
33-N1 | 33-N1 Riverside Juvenile Court | 33-N1-D3068-100-BAS01 | DIGITAL MANAGEMENT SYSTEM | Robertshaw | DNA | DMS 350A | OM00030305 | DNA | NORTH SIDE OF BUILDING | NA | NA | NA | NA | 115 | DNA | Electric | 1 | NA | NA | \Classifications\Building System Class\D30-HVAC Systems\D3060 - Control & Inst Air\Building Automation System - BAS | 1012315
33-N1 | 33-N1 Riverside Juvenile Court | 33-N1-G2050-200-LSC01 | LANDSCAPE | DNA | DNA | NA | OM00030324 | DNA | OUTSIDE | NA | NA | NA | NA | NA | NA | NA | NA | NA | NA | \Classifications\Building System Class\G20-Other Systems\G2050 - Landscaping\Landscaping - LSC | 1012316
33-N1 | 33-N1 Riverside Juvenile Court | 33-N1-D5092-250-ELT40 | EXTERIOR LIGHTS | DNA | DNA | DNA | OM00030322 | DNA | OUTSIDE | NA | NA | NA | NA | DNA | DNA | Electric | DNA | NA | NA | \Classifications\Building System Class\D50-Electrical SYS\D5090 - Elec SYS\Exterior Lighting - ELT | 1012317
33-N1 | 33-N1 Riverside Juvenile Court | 33-N1-G2049-300-HSC01 | HARDSCAPE | DNA | DNA | NA | OM00030323 | DNA | OUTSIDE | NA | NA | NA | NA | NA | NA | NA | NA | NA | NA | \Classifications\Building System Class\G20-Other Systems\G2040 - Site Development\Hardscape - HSC | 1012318
33-N1 | 33-N1 Riverside Juvenile Court | 33-N1-G2023-150-PEG02 | SECURITY PARKING GATE #2 (SALLY PORT) | ELITE ACCESS | 12117 | CSL30 | OM00036287 |  | SALLY PORT | 4L210 | NA | NA | 1/2 | 115 | 4.7 | Electric | 1 | NA | NA | \Classifications\Building System Class\G20-Other Systems\G2020 - Parking Lots\Secured Parking Gate - PEG | 1015216
33-N1 | 33-N1 Riverside Juvenile Court | 33-N1-G2023-150-PEG03 | SECURITY PARKING GATE #3 (JUDGES' 2ND PARKING) | ELITE ACCESS | 12118 | CSL30 | OM00036288 |  | JUDGES GATE, 2ND GATE | 4L210 | NA | NA | 1/2 | 115 | 4.7 | Electric | 1 | NA | NA | \Classifications\Building System Class\G20-Other Systems\G2020 - Parking Lots\Secured Parking Gate - PEG | 1015217
33-N1 | 33-N1 Riverside Juvenile Court | 33-N1-D2017-100-SHW02 | SHOWER, EYE WASH STATION | BRADLEY | DNA | DNA | OM00017549 |  | BEHIND BOILER | NA | NA | NA | NA | NA | NA | NA | NA | NA | NA | \Classifications\Building System Class\D20-Plumbing\D2010 - Plumb Fix\Showers - SHW | 1015218
33-N1 | 33-N1 Riverside Juvenile Court | 33-N1-D2023-100-BFP06 | Irrigation Backflow preventer BFP06 | Zurn Wilkins | A485933 | 375XL | OM00025829 |  | Landscape | NA | NA | NA | NA | NA | NA | NA | NA | NA | NA | \Classifications\Building System Class\D20-Plumbing\D2020 - Domestic Water\Backflow Preventer - BFP | 1019344
33-N2 | 33-N2 Riverside Juvenile Justice Trailers | 33-N2-B2010-100-CTY01 | Building - County Owned/AOC Managed | NA | NA | NA | NA | NA | [11 empty] | \Classifications\Building System Class\B20-General Building Exterior\B2010 - Exterior Walls\Building - BLD | 1018781
34-A1 | 34-A1 Gordon Schaber Sacramento Superior Court | 34-A1-D3041-110-AHU09 | Air Handler/AC-6N/SF-6N AHU09 | Baldor | Z1412040504 | EM2515T | OM00003373 | AC/6N | North Mech Room Floor 6 | (3) B-120 | (10) 24x24x2 pleated (10) 24x24x20 bag filters 65%, 8 PKT | NA | 20 | 460 | 25 | Electrical | 3 | NA | NA | \Classifications\Building System Class\D30-HVAC Systems\D3040 - Distribution SYS\Air Handling Unit - AHU | EQ-1004071
34-A1 | 34-A1 Gordon Schaber Sacramento Superior Court | 34-A1-D3090-114-CMP01 | Air Compressor, HVAC Dry Air Storage Tank CMP01 | Powerex | 96244 | AD-075-5C2 | OM00003395 | State ID# A003967-65 | Basement Rm#19, Control Room, Fan Room | B- 75 (4) | NA | NA | 7.5 | 460 | 11 | Electrical | 3 Ph | NA | NA | \Classifications\Building System Class\D30-HVAC Systems\D3090 - Other HVAC Systems and Equipment\Air Compressor - CMP | EQ-1004074
34-A1 | 34-A1 Gordon Schaber Sacramento Superior Court | 34-A1-D3041-110-AHU02 | Air Handler /SF-2S AHU02 | Baldor | C1502181197 | EM2551T | OM00003389 | SF/2S | 2nd Flr. (Sourth) Supply Fan Room | (2) C-144, 4 BAND | (25) 24x24x2 pleated, (25) 24x24x20 bag filters 65%, 8 PKT | NA | 75 | 460 | 84 | Electrical | 3 | NA | NA | \Classifications\Building System Class\D30-HVAC Systems\D3040 - Distribution SYS\Air Handling Unit - AHU | EQ-1004076
34-A1 | 34-A1 Gordon Schaber Sacramento Superior Court | 34-A1-D3041-110-AHU07 | Air Handler/AC-5N AHU07 | Baldor | C1501081007 | EM2551T | OM00003378 | AC/5N | North Mech Room Floor 5 | (2) C-144, 4 BAND | (25) 24x24x2 pleated, (25) 24x24x20 bag filters 65%, 8 PKT | NA | 75 | 460 | 87 | Electrical | 3 | NA | NA | \Classifications\Building System Class\D30-HVAC Systems\D3040 - Distribution SYS\Air Handling Unit - AHU | EQ-1004077
34-A1 | 34-A1 Gordon Schaber Sacramento Superior Court | 34-A1-D3041-110-AHU08 | Air Handler/AC-5S AHU08 | Baldor | C1502181202 | EM2551T | OM00003377 | AC/5S | South Mech Room Floor 5 | (2) C-136, 3 BAND | (25) 24x24x2 pleated, (25) 24x24x20 bag filters 65%, 8 PKT | NA | 75 | 460 | 174 | Electrical | 3 | NA | NA | \Classifications\Building System Class\D30-HVAC Systems\D3040 - Distribution SYS\Air Handling Unit - AHU | EQ-1004078
34-A1 | 34-A1 Gordon Schaber Sacramento Superior Court | 34-A1-D3041-110-AHU10 | Air Handler/AC-6S/SF-6S AHU10 | Baldor | Z1412040394 | EM2515T | OM00003369 | AC/6S | South Mech Room Floor 6 | (3) B-105 | (12) 24x24x2 pleated, (12) 24x24x20 bag filters 65%, 8 PKT | NA | 20 | 460 | 47 | Electrical | 3 | NA | NA | \Classifications\Building System Class\D30-HVAC Systems\D3040 - Distribution SYS\Air Handling Unit - AHU | EQ-1004079
34-A1 | 34-A1 Gordon Schaber Sacramento Superior Court | 34-A1-D3041-110-AHU01 | Air Handler/SF-2N AHU01 | Baldor | C1502181187 | EM2551T | OM00003390 | SF/2N | 2nd Flr. North Mech Room | (2) C-144, 4 BAND | (25) 24x24x2 pleated, (25) 24x24x20 bag filters 65%, 8 PKT | NA | 75 | 460 | 87 | Electrical | 3 | NA | NA | \Classifications\Building System Class\D30-HVAC Systems\D3040 - Distribution SYS\Air Handling Unit - AHU | EQ-1004080
34-A1 | 34-A1 Gordon Schaber Sacramento Superior Court | 34-A1-D3041-110-AHU03 | Air Handler/SF-3N AHU03 | Baldor | C1508190852 | EM2551T | OM00003386 | SF/3N | North Mech Room Floor 3 | (1) C-144, 4 BAND, (1) C-144, 3 BAND | (25) 24x24x2 pleated, (25) 24x24x20 bag filters 65%, 8 PKT | NA | 75 | 240/480 | 84 |  | 3 pH, 60Hz | NA | NA | \Classifications\Building System Class\D30-HVAC Systems\D3040 - Distribution SYS\Air Handling Unit - AHU | EQ-1004081
34-A1 | 34-A1 Gordon Schaber Sacramento Superior Court | 34-A1-D3041-110-AHU04 | Air Handler/SF-3S AHU04 | Baldor | C1502181182 | EM2551T | OM00003385 | SF/3S | South Mech Room Floor 3 | (2) C-144, 4 BAND | (25) 24x24x2 pleated, (25) 24x24x20 bag filters 65%, 8 PKT | NA | 75 | 480 | 84.2 | Electrical | 3 | DNA | DNA | \Classifications\Building System Class\D30-HVAC Systems\D3040 - Distribution SYS\Air Handling Unit - AHU | EQ-1004082
34-A1 | 34-A1 Gordon Schaber Sacramento Superior Court | 34-A1-D3041-110-AHU05 | Air Handler/SF-4N AHU05 | Baldor | C1502171067 | EM2551T | OM00003381 | SF/4N | North Mech Room Floor 4 | (1) C-144, 4 BAND, (1) C-144, 3 BAND | (25) 24x24x2 pleated, (25) 24x24x20 bag filters 65%, 8 PKT | NA | 75 | 240/480 | 84 | Electrical | 3 Ph, 60Hz | NA | NA | \Classifications\Building System Class\D30-HVAC Systems\D3040 - Distribution SYS\Air Handling Unit - AHU | EQ-1004083
34-A1 | 34-A1 Gordon Schaber Sacramento Superior Court | 34-A1-D3041-110-AHU06 | Air Handler/SF-4S AHU06 | Baldor | C1502171077 | EM2551T | OM00003382 | SF/4S | South Mech Room Floor 4 | (2) C-144, 4 BAND | (25) 24x24x2 pleated, (25) 24x24x20 bag filters 65%, 8 PKT | NA | 75 | 460 | 84 | Electrical | 3 | NA | NA | \Classifications\Building System Class\D30-HVAC Systems\D3040 - Distribution SYS\Air Handling Unit - AHU | EQ-1004084
34-A1 | 34-A1 Gordon Schaber Sacramento Superior Court | 34-A1-D3050-250-ACU03 | Air Conditioning, Split System, ACU03 | Mitsubishi | 0YE00331A | PU24EK1 | OM00003397 |  | Basement Garage | NA | Washable | R-22 | NA | 208/230 | 16-20 | Electrical | 1Ph,60 Hz | NA | 24,000 | \Classifications\Building System Class\D30-HVAC Systems\D3050 - Package SYS\Air Conditioning,Split System - ACU | EQ-1004088
34-A1 | 34-A1 Gordon Schaber Sacramento Superior Court | 34-A1-D3050-250-ACU01 | Carrier, Mini Split HVAC System One condenser and two evaporators ACU01 | Carrier | 4510V00126 | 38GXM430---301-- | OM00029848 | OM00003392 | North Mech Room - Return fan room North 2nd floor | NA | Washable | R-410A | NA | 208/230 | 8.5-15 max HACR | Electrical | 1 Ph, 60 Hz | NA | NA | \Classifications\Building System Class\D30-HVAC Systems\D3050 - Package SYS\Air Conditioning,Split System - ACU | EQ-1004089
34-A1 | 34-A1 Gordon Schaber Sacramento Superior Court | 34-A1-D3021-130-BLR04 | Domestic Boiler | Parker Boiler | 51527 | T490 | OM00003400 |  | Basement Boiler Room | NA | NA | NA | NA | NA | NA | Natural gas | NA | 490,000 | 245,000 | \Classifications\Building System Class\D30-HVAC Systems\D3020 - Heat SYS\Boiler,Hot Water,Oil/Gas/Comb. - BLR | EQ-1004091
34-A1 | 34-A1 Gordon Schaber Sacramento Superior Court | 34-A1-D3042-220-EFN01 | ELEVATOR Exhaust Fan EFN01 | Greenheck | 91I07479 | 40-BISW-10-CCW-BH-I | OM00003367 | EF-1 | Roof - Penthouse | 4L720 (2) | NA | NA | 5 | 460 | 7.1 | Electric | 3 | NA | NA | \Classifications\Building System Class\D30-HVAC Systems\D3040 - Distribution SYS\Supply/Exhaust/Return fans- FAN | EQ-1004093
34-A1 | 34-A1 Gordon Schaber Sacramento Superior Court | 34-A1-D5092-210-GEN01 | Generator GEN01 | Katolight | WA532179 | D500FRV4 | OM00003396 | #22037 | Basement Generator Room | NA | Air, Volvo Penta Model # 3826215 (2) Oil LF3675 (3) 15 gak cap | NA | 759 | 277/480 | 500kw | Diesel | 3Ph, 60Hz | NA | NA | \Classifications\Building System Class\D50-Electrical SYS\D5090 - Elec SYS\Emergency Generator - GEN | EQ-1004095
34-A1 | 34-A1 Gordon Schaber Sacramento Superior Court | 34-A1-D3041-230-RFN14 | Return Fan/RF-BN | Baldor | 37F6145521G1 | EM3309T | OM00003394 | RF/BN | Basement Control Room | (2) B-144 | NA | NA | 5 | 460 | 7.1 | Electrical | 3 | NA | NA | \Classifications\Building System Class\D30-HVAC Systems\D3040 - Distribution SYS\Supply/Exhaust/Return fans- FAN | EQ-1004098
34-A1 | 34-A1 Gordon Schaber Sacramento Superior Court | 34-A1-D3041-230-RFN02 | Return Fan/RF-BS FAN02 | Baldor | F1410171365 | EM3309T | OM00003393 | RF/BS | Control Room | (2) B-144 | NA | NA | 5 | 460 | 5 | Electrical | 3 | NA | NA | \Classifications\Building System Class\D30-HVAC Systems\D3040 - Distribution SYS\Supply/Exhaust/Return fans- FAN | EQ-1004099
34-A1 | 34-A1 Gordon Schaber Sacramento Superior Court | 34-A1-D3041-230-RFN10 | Return Fan/RF-2N RFN10 | WEG | 17ABR121015649346 | 010120T3EI56T | OM00003391 | RF/2N (11001/10022) | 2nd Flr. North Mech Room | (3) B-144 | NA | NA | 10 | 460 | 12.1 | Electrical | 3 | NA | NA | \Classifications\Building System Class\D30-HVAC Systems\D3040 - Distribution SYS\Supply/Exhaust/Return fans- FAN | EQ-1004100
34-A1 | 34-A1 Gordon Schaber Sacramento Superior Court | 34-A1-D3041-230-RFN04 | Return Fan/RF-2S RFN04 | Baldor | Z1412310146 | EM2511T | OM00003388 | RF/2S | 2nd Flr. Sourth Mech Room | (3) B-158 | NA | NA | 10 | 460 | 12.1 | Electrical | 3 | NA | NA | \Classifications\Building System Class\D30-HVAC Systems\D3040 - Distribution SYS\Supply/Exhaust/Return fans- FAN | EQ-1004101
34-A1 | 34-A1 Gordon Schaber Sacramento Superior Court | 34-A1-D3041-230-RFN01 | Return Fan/RF-3N | Baldor | Z1412310121 | EM2511T | OM00003387 | RF/3N (10023) | North Mech Room Floor 3 | (3) B-158 | NA | NA | 10 | 241/480 | 25.7/12.9 | Electrical | 3Ph, 60Hz | NA | NA | \Classifications\Building System Class\D30-HVAC Systems\D3040 - Distribution SYS\Supply/Exhaust/Return fans- FAN | EQ-1004102
34-A1 | 34-A1 Gordon Schaber Sacramento Superior Court | 34-A1-D3041-230-RFN03 | Return Fan/RF-3S | Baldor | Z1412310126 | EM2511T | OM00003384 | RF/3S | South Mech Room Floor 3 | (3) B-158 | NA | NA | 10 | 460 | 11 | Electrical | 3 | NA | NA | \Classifications\Building System Class\D30-HVAC Systems\D3040 - Distribution SYS\Supply/Exhaust/Return fans- FAN | EQ-1004103
34-A1 | 34-A1 Gordon Schaber Sacramento Superior Court | 34-A1-D3041-230-RFN07 | Return Fan/RF-4N RFN07 | Baldor | Z1412310151 | EM2511T | OM00003380 | RF/4N (10024) | North Mech Room Floor 4 | (3) B-158 | NA | NA | 10 | 480 | 12.9 | Electrical | 3 Ph, 60Hz | NA | NA | \Classifications\Building System Class\D30-HVAC Systems\D3040 - Distribution SYS\Supply/Exhaust/Return fans- FAN | EQ-1004104
34-A1 | 34-A1 Gordon Schaber Sacramento Superior Court | 34-A1-D3041-230-RFN08 | Return Fan/RF-4S RFN08 | Baldor | Z1412310111 | EM2551T | OM00003383 | RF/4S | South Mech Room Floor 4 | (3) B-158 | NA | NA | 5 | 460 | 7.1 | Electrical | 3 | NA | NA | \Classifications\Building System Class\D30-HVAC Systems\D3040 - Distribution SYS\Supply/Exhaust/Return fans- FAN | EQ-1004105
34-A1 | 34-A1 Gordon Schaber Sacramento Superior Court | 34-A1-D3041-230-RFN09 | Return Fan/RF-5N FAN09 | Baldor | Z1412310141 | EM2511T | OM00003379 | RF/5N (10025) | North Mech Room Floor 5 | (2) B-158 | NA | NA | 10 | 460 | 28.6 | Electrical | 3 | NA | NA | \Classifications\Building System Class\D30-HVAC Systems\D3040 - Distribution SYS\Supply/Exhaust/Return fans- FAN | EQ-1004106
34-A1 | 34-A1 Gordon Schaber Sacramento Superior Court | 34-A1-D3041-230-RFN12 | Return Fan/RF-6N FAN12 | Baldor | F1501225683 | EM3311T | OM00003374 | RF/6N | 6 north air handler room | (2) B-97 | NA | NA | 7.5 | 460 | 19.4 | Electric | 3 | NA | NA | \Classifications\Building System Class\D30-HVAC Systems\D3040 - Distribution SYS\Supply/Exhaust/Return fans- FAN | EQ-1004107
34-A1 | 34-A1 Gordon Schaber Sacramento Superior Court | 34-A1-D3041-230-RFN11 | Return Fan/RF-6NA | Baldor | F1501225679 | EM3311T | OM00003376 | RF/6N | North Mech Room Floor 6 | (2) B-97 | NA | NA | 7.5 | 460 | 11 | Electrical | 3 | NA | NA | \Classifications\Building System Class\D30-HVAC Systems\D3040 - Distribution SYS\Supply/Exhaust/Return fans- FAN | EQ-1004108
34-A1 | 34-A1 Gordon Schaber Sacramento Superior Court | 34-A1-D3041-230-RFN05 | Return Fan/RF-6S | Baldor | F1409085877 | EM3313T | OM00003370 | RF/6S | South Mech Room Floor 6 | (2) B-112 | NA | NA | 10 | 460 | 25 | Electrical | 3Ph, 60Hz | NA | NA | \Classifications\Building System Class\D30-HVAC Systems\D3040 - Distribution SYS\Supply/Exhaust/Return fans- FAN | EQ-1004109
34-A1 | 34-A1 Gordon Schaber Sacramento Superior Court | 34-A1-D3041-230-RFN06 | Return Air/RF-5S | Emerson | 6208-ZJ/C3 | CA 35 | OM00003375 | RF/5S | South Mech Room Floor 5 | (5) B-148 | NA | NA | 10 | 460 | 23.8 | Electrical | 3 | NA | NA | \Classifications\Building System Class\D30-HVAC Systems\D3040 - Distribution SYS\Supply/Exhaust/Return fans- FAN | EQ-1004110
34-A1 | 34-A1 Gordon Schaber Sacramento Superior Court | 34-A1-D5092-250-EML28 | LIGHT, EMERGENCY, HARDWIRED SYSTEM | McPhilben Lighting | Multiple | C-257271 | OM00031946 | OM00031989 | Floors 1-6 Main and secure hallways | NA | NA | NA | NA | 120V | DNA |  | 1 | NA | NA | \Classifications\Building System Class\D50-Electrical SYS\D5090 - Elec SYS\Emergency And Exit Lighting - EML | EQ-1004633
34-A1 | 34-A1 Gordon Schaber Sacramento Superior Court | 34-A1-D2017-100-SHW01 | EYE WASH /EMERGENCY SHOWER | Haws Co | DNA | LM103344 | OM00031970 |  | Rooftop near Cooling Tower | NA | NA | NA | NA | NA | NA | NA | NA | NA | NA | \Classifications\Building System Class\D20-Plumbing\D2010 - Plumb Fix\Showers - SHW | EQ-1004634
34-A1 | 34-A1 Gordon Schaber Sacramento Superior Court | 34-A1-D2023-100-BFP02 | Domestic Water Backflow Assembly | WATTS | 168056 | 909-4inch | OM00004049 | OW0043344 Facility ID: FA0020906 Device ID: BD0000911 | Grounds NW Corning of building | NA | NA | NA | NA | NA | NA | NA | NA | NA | NA | \Classifications\Building System Class\D20-Plumbing\D2020 - Domestic Water\Backflow Preventer - BFP | EQ-1004649
34-A1 | 34-A1 Gordon Schaber Sacramento Superior Court | 34-A1-D4031-100-FEX110 | Portable, Hand Held, Fire Extinguisher FEX110 | Multiple manufacturers | NA | NA | OM00031945 | OM00004056 | Asset tag in Maintenance room in basement | NA | NA | NA | NA | NA | NA | NA | NA | NA | NA | \Classifications\Building System Class\D40-Fire Protection SYS\D4030 - FIRE SPEC\Fire Extinguisher - FEX | EQ-1004950
34-A1 | 34-A1 Gordon Schaber Sacramento Superior Court | 34-A1-D1010-100-ELE01 | Elevator #1 Conveyance #041751 | Montgomery | 201AA4230YX13 | 223x544 | OM00004051 | State ID# 041751 | Roof Machine Room | NA | NA | NA | 40 | 240/80 | 80 | Electrical | 3 | NA | NA | \Classifications\Building System Class\D10-Conveyance Systems\D1010 - Elevator\Elevator,Electric,Pass/Freight - ELE | EQ-1005245
34-A1 | 34-A1 Gordon Schaber Sacramento Superior Court | 34-A1-D1010-100-ELE02 | Elevator #2 Conveyance # 041752 | Montgomery | 201AA4230YX14 | 223X544 | OM00039873 | State ID# 041752¦ Pass 2 | Roof Machine Room | NA | NA | NA | 40 | 240/480 | 115 | Electrical | 3 | NA | NA | \Classifications\Building System Class\D10-Conveyance Systems\D1010 - Elevator\Elevator,Electric,Pass/Freight - ELE | EQ-1005246
34-A1 | 34-A1 Gordon Schaber Sacramento Superior Court | 34-A1-D1010-100-ELE03 | Elevator #3 Conveyance # 041753 | Montgomery | 201AA4230YX15 | 223X544 | OM00004053 | State ID# 041753¦ Pass 3 | Roof Machine Room | NA | NA | NA | 38 | 296 | 115 | Electrical | 3 | na | NA | \Classifications\Building System Class\D10-Conveyance Systems\D1010 - Elevator\Elevator,Electric,Pass/Freight - ELE | EQ-1005247
34-A1 | 34-A1 Gordon Schaber Sacramento Superior Court | 34-A1-D1010-100-ELE04 | Elevator #4 Conveyance # 041754 | Montgomery | 201-AC1450ZX121 | 223X544 | OM00039874 | State ID# 041754¦ Pass 4 | Roof Machine Room | NA | NA | NA | 35 | 244 | 80 | Electrical | 3 | NA | NA | \Classifications\Building System Class\D10-Conveyance Systems\D1010 - Elevator\Elevator,Electric,Pass/Freight - ELE | EQ-1005248
34-A1 | 34-A1 Gordon Schaber Sacramento Superior Court | 34-A1-D1010-100-ELE05 | Elevator #5 Conveyance #041755 | Imperial | 584100 | PN-25-11-1225-LE | OM00004050 | State ID# 041755¦ Pass 5, Inmate | 5th Floor Machine Room | NA | NA | NA | 12.5 | 480 | 14.2 | Electrical | 3 Ph, 60Hz | NA | NA | \Classifications\Building System Class\D10-Conveyance Systems\D1010 - Elevator\Elevator,Electric,Pass/Freight - ELE | EQ-1005249
34-A1 | 34-A1 Gordon Schaber Sacramento Superior Court | 34-A1-D2017-100-SHW03 | EYE WASH STATION #2 | HAWS | DNA | 7360B | OM00031969 | NA | Basement Engineers Office | NA | NA | NA | NA | NA | NA | NA | NA | NA | NA | \Classifications\Building System Class\D20-Plumbing\D2010 - Plumb Fix\Showers - SHW | EQ-1005251
34-A1 | 34-A1 Gordon Schaber Sacramento Superior Court | 34-A1-B2010-100-BLD01 | Building Structure | NA | NA | NA | OM00031951 | NA | 720 Ninth St., Sacramento 95814 | NA | NA | NA | NA | NA | NA | NA | NA | NA | NA | \Classifications\Building System Class\B20-General Building Exterior\B2010 - Exterior Walls\Building - BLD | EQ-1007313
34-A1 | 34-A1 Gordon Schaber Sacramento Superior Court | 34-A1-B3010-100-RUF01 | Roofing Systems | NA | NA | NA | OM00031950 | OM00004478 | Roof | NA | NA | NA | NA | NA | NA | NA | NA | NA | NA | \Classifications\Building System Class\B30-Roofing\B3010 - Roof Types\Roof - RUF | EQ-1007490
34-A1 | 34-A1 Gordon Schaber Sacramento Superior Court | 34-A1-D4010-150-FMS01 | System Extinguishing, Wet Wipe (Tagged in Mech. Office) | NA | NA | NA | OM00039302 | OM00034900 | Basement Fire Riser Room | NA | NA |  | NA | NA | NA | NA | NA | NA | NA | \Classifications\Building System Class\D40-Fire Protection SYS\D4010 - Sprinkler SYS\Fire Systems, stand pipes - FMS | 1009836
34-A1 | 34-A1 Gordon Schaber Sacramento Superior Court | 34-A1-D2023-100-BFP01 | Domestic #2 Backflow Prevention Devise BFP01 - Main Backflow Bypass | Watts | 219261 | 909-M-1 2 inch | OM00004045 | OW0043344 Facility ID: FA0020906 Device ID: BD0000912 | Grounds NW Corning of building | NA | NA | NA | NA | NA | NA | NA | NA | NA | NA | \Classifications\Building System Class\D20-Plumbing\D2020 - Domestic Water\Backflow Preventer - BFP | 1009914
34-A1 | 34-A1 Gordon Schaber Sacramento Superior Court | 34-A1-D5036-200-CSY01 | Central Clock System | Franklin Instrument Systems | 38284 | NA | OM00029852 | DNA | Master Clock in Basement Room 29 - Clocks installed throughout the building | NA | NA | NA | NA | NA | DNA | Electrical | DNA | NA | NA | \Classifications\Building System Class\D50-Electrical SYS\D5030 - Comm & Security\Clock Systems - CSY | 1010068
34-A1 | 34-A1 Gordon Schaber Sacramento Superior Court | 34-A1-D2023-100-BFP04 | 2"" Backflow Device BFP04 | Watts | BA8746 | 825YRP 2" | OM00029850 |  | Basement Riser Room - Domestic Water Supply | NA | NA | NA | NA | NA | NA | NA | NA | NA | NA | \Classifications\Building System Class\D20-Plumbing\D2020 - Domestic Water\Backflow Preventer - BFP | 1010346
34-A1 | 34-A1 Gordon Schaber Sacramento Superior Court | 34-A1-D2023-100-BFP05 | Boiler .75" Backflow Device BFP05 | Watt | 510339 | 9090TRPZ .75" | OM00029849 |  | Basement Boiler Room - Domestic Hot Water Supply | NA | NA | NA | NA | NA | NA | NA | NA | NA | NA | \Classifications\Building System Class\D20-Plumbing\D2020 - Domestic Water\Backflow Preventer - BFP | 1010347
34-A1 | 34-A1 Gordon Schaber Sacramento Superior Court | 34-A1-D2023-100-BFP06 | East Landscaping Backflow Devise BFP06 2" | Watts | 319257 | 909M101RP 2" | OM00004046 |  | Garage East Wall near Fountain | NA | NA | NA | NA | NA | NA | NA | NA | NA | NA | \Classifications\Building System Class\D20-Plumbing\D2020 - Domestic Water\Backflow Preventer - BFP | 1010348
34-A1 | 34-A1 Gordon Schaber Sacramento Superior Court | 34-A1-D2023-100-BFP07 | West Landscaping Backflow Devise BFP07 2" | Watts | 319650 | 909M101RP 2" | OM00004047 |  | Basement Air Handler Room behind pumps on west wall | NA | NA | NA | NA | NA | NA | NA | NA | NA | NA | \Classifications\Building System Class\D20-Plumbing\D2020 - Domestic Water\Backflow Preventer - BFP | 1010349
34-A1 | 34-A1 Gordon Schaber Sacramento Superior Court | 34-A1-D3042-220-EFN15 | Basement Exhaust Fan North EFN15 | General Electric | TX214790 | Tri Clad5K4254B21 | OM00039879 |  | North Side of Basement Parking Garage | B81 3x4 45G | NA | NA | DNA | DNA | 21.2 | Electric | 3 | NA | NA | \Classifications\Building System Class\D30-HVAC Systems\D3040 - Distribution SYS\Supply/Exhaust/Return fans- FAN | 1010538
34-A1 | 34-A1 Gordon Schaber Sacramento Superior Court | 34-A1-D3042-220-EFN17 | Basement Parking Garage Exhaust Fan South EFN17 | Century | BD7 | EPLUS 939001381 | OM00039880 |  | South Side of Basement | B81 3x645G | NA | NA | DNA | 480 | 19.6 | Electrical | 3 | NA | NA | \Classifications\Building System Class\D30-HVAC Systems\D3040 - Distribution SYS\Supply/Exhaust/Return fans- FAN | 1010540
34-A1 | 34-A1 Gordon Schaber Sacramento Superior Court | 34-A1-D3042-220-EFN14 | Exhast Fan - Air Circulating Fan EFN15 | Marathon | B317 | 5661702072 | OM00029840 |  | Basement in pump corral | (1) 4L330 | NA | NA | 1.5 | 240 | 8 | Electrical | 1 | NA | NA | \Classifications\Building System Class\D30-HVAC Systems\D3040 - Distribution SYS\Supply/Exhaust/Return fans- FAN | 1010543
34-A1 | 34-A1 Gordon Schaber Sacramento Superior Court | 34-A1-D3041-110-AHU11 | Air Handler /SF-BN | Baldor | 445-73 | EM2555T-Y | OM00029845 |  | Basement Air Handler Room | (2) C-102 (5 and Belts) | (32) 24X24X4 pleated, (32)24x24x20 (65%) 8 pocket Bag filters, (4) 24X12X4 pleated, 24X12X20 (65%) 4 Pocket Bag filters | NA | 100 | 480 | 115 | Electrical | 3 | NA | NA | \Classifications\Building System Class\D30-HVAC Systems\D3040 - Distribution SYS\Air Handling Unit - AHU | 1011064
34-A1 | 34-A1 Gordon Schaber Sacramento Superior Court | 34-A1-D3041-110-AHU12 | Air Handler /SF-BS | Baldor | C1501201427 | EM2555T-Y | OM00029846 |  | Basement Air Handler Room | (2) C-102 (5 band) | (32) 24X24X4 pleated, (32)24x24x20 (65%) 8 pocket Bag filters, (4) 24X12X4 pleated, 24X12X20 (65%) 4 Pocket Bag filters | NA | 100 | 460 | 115 | Electrical | 3 | NA | NA | \Classifications\Building System Class\D30-HVAC Systems\D3040 - Distribution SYS\Air Handling Unit - AHU | 1011065
34-A1 | 34-A1 Gordon Schaber Sacramento Superior Court | 34-A1-D3031-100-PCH01 | Chilled water pump #1 for cooling system. HVAC | Baldor | P2-94 | EM2513T | OM00029843 |  | Basement Air Handler Room | NA | NA | NA | 30 | 240 | 72/36 | Electrical | 3 | NA | NA | \Classifications\Building System Class\D30-HVAC Systems\D3030 - Cooling SYS\Chilled Water Pump - PCH | 1011066
34-A1 | 34-A1 Gordon Schaber Sacramento Superior Court | 34-A1-D3031-100-PCH02 | Chilled water pump #2 for cooling system. HVAC | Baldor | 2940-162 | EM2513T | OM00029844 | NA | Basement Air Handler Room | NA | NA | NA | 30 | 240 | 72/36 | Electrical | 3 | NA | NA | \Classifications\Building System Class\D30-HVAC Systems\D3030 - Cooling SYS\Chilled Water Pump - PCH | 1011067
34-A1 | 34-A1 Gordon Schaber Sacramento Superior Court | 34-A1-D3044-125-PHW01 | Hot water pump #1 for heating system. HVAC | Baldor | 2940-242 | EM2513T | OM00029841 | OM00029841 | Basement Air Handler Room | NA | NA | NA | 15 | 240 | 36/18 | Electrical | 3 | NA | NA | \Classifications\Building System Class\D30-HVAC Systems\D3040 - Distribution SYS\Hot Water Pump - PHW | 1011068
34-A1 | 34-A1 Gordon Schaber Sacramento Superior Court | 34-A1-D3044-125-PHW02 | Hot water pump #2 for heating system. HVAC | Baldor | 2940-246 | EM2513T | OM00029842 |  | Basement Air Handler Room | NA | NA | NA | 15 | 240 | 36/18 | Electrical | 3 | NA | NA | \Classifications\Building System Class\D30-HVAC Systems\D3040 - Distribution SYS\Hot Water Pump - PHW | 1011069
34-A1 | 34-A1 Gordon Schaber Sacramento Superior Court | 34-A1-B2033-120-DOR01 | Security Gate #1 | DOOR ENGINEERING | NA | 13035FA | OM00031982 |  | Basement | NA | NA | NA | .75 | 460V | DNA | Electrical | 3 | NA | NA | \Classifications\Building System Class\B20-General Building Exterior\B2030 - Exterior Doors\Door,Automatic-Sliding,Revolving - DOR | 1012319
34-A1 | 34-A1 Gordon Schaber Sacramento Superior Court | 34-A1-B2033-120-DOR02 | Security Gate #2 | DOOR ENGINEERING | NA | 13035FA | OM00031983 |  | Basement | NA | NA | NA | .75 | 460V | DNA | Electrical | 3 | NA | NA | \Classifications\Building System Class\B20-General Building Exterior\B2030 - Exterior Doors\Door,Automatic-Sliding,Revolving - DOR | 1012320
34-A1 | 34-A1 Gordon Schaber Sacramento Superior Court | 34-A1-B2034-400-DOH01 | Overhead roll up door #1 | Lift Master | 116659-2 | PRO-GH | OM00031979 |  | Basement Garage, Secure Parking | NA | NA | NA | .5 | 460V | 1.5 | Electrical | 3 Phase | NA | NA | \Classifications\Building System Class\B20-General Building Exterior\B2030 - Exterior Doors\Door,Overhead-Shutter,Manual,Elec,Roll-up - DOH | 1012321
34-A1 | 34-A1 Gordon Schaber Sacramento Superior Court | 34-A1-B2034-400-DOH02 | Overhead roll up door #2 | Lift Master | 3559480101A | GH7543M | OM00031980 |  | Basement, garage | NA | NA | NA | .75 | 460V | 3 | Electrical | 3 Phase | NA | NA | \Classifications\Building System Class\B20-General Building Exterior\B2030 - Exterior Doors\Door,Overhead-Shutter,Manual,Elec,Roll-up - DOH | 1012322
34-A1 | 34-A1 Gordon Schaber Sacramento Superior Court | 34-A1-C1020-110-FRD01 | Elevator Smoke screen #1 | Smoke Guard | DNA | M400 | OM00031957 |  | elevator lobby 6th floor | NA | NA | NA | DNA | 120V | 2 | Electrical | single | NA | NA | \Classifications\Building System Class\C10-General Building Interior\C1020 - Fire Doors\Fire Doors - FRD | 1012323
34-A1 | 34-A1 Gordon Schaber Sacramento Superior Court | 34-A1-C1020-110-FRD02 | Elevator smoke screen #2 | Smoke Guard | DNA | M400 | OM00031958 |  | elevator lobby 6th floor | NA | NA | NA | NA | 120V | 2 | Electrical | SINGLE | NA | NA | \Classifications\Building System Class\C10-General Building Interior\C1020 - Fire Doors\Fire Doors - FRD | 1012324
34-A1 | 34-A1 Gordon Schaber Sacramento Superior Court | 34-A1-C1020-110-FRD03 | Elevator smoke screen #3 | SMOKE GUARD | DNA | M400 | OM00031959 |  | elevator lobby 6th floor | NA | NA | NA | NA | 120V | 2 | Electrical | SINGLE | NA | NA | \Classifications\Building System Class\C10-General Building Interior\C1020 - Fire Doors\Fire Doors - FRD | 1012325
34-A1 | 34-A1 Gordon Schaber Sacramento Superior Court | 34-A1-C1020-110-FRD04 | Elevator smoke screen #4 | Smoke Guard | DNA | M400 | OM00031960 |  | elevator lobby 6th floor | NA | NA | NA | NA | 120V | 2 | Electrical | SINGLE | NA | NA | \Classifications\Building System Class\C10-General Building Interior\C1020 - Fire Doors\Fire Doors - FRD | 1012326
34-A1 | 34-A1 Gordon Schaber Sacramento Superior Court | 34-A1-C1020-110-FRD05 | Elevator smoke screen #5 | Smoke Guard | NA | M400 | OM00031961 |  | elevator lobby 5th floor | NA | NA | NA | NA | 120V | 2 | Electrical | SINGLE | NA | NA | \Classifications\Building System Class\C10-General Building Interior\C1020 - Fire Doors\Fire Doors - FRD | 1012327
34-A1 | 34-A1 Gordon Schaber Sacramento Superior Court | 34-A1-C1020-110-FRD06 | elevator smoke screen #6 | Smoke Guard | DNA | M400 | OM00031962 |  | Elevator Lobby 5th Floor | NA | NA | NA | NA | 120V | 2 | Electrical | SINGLE | NA | NA | \Classifications\Building System Class\C10-General Building Interior\C1020 - Fire Doors\Fire Doors - FRD | 1012328
34-A1 | 34-A1 Gordon Schaber Sacramento Superior Court | 34-A1-C1020-110-FRD07 | Elevator smoke screen #7 | Smoke Guard | DNA | M400 | OM00031963 |  | elevator lobby 5th floor | NA | NA | NA | NA | 120V | 2 | Electrical | SINGLE | NA | NA | \Classifications\Building System Class\C10-General Building Interior\C1020 - Fire Doors\Fire Doors - FRD | 1012329
34-A1 | 34-A1 Gordon Schaber Sacramento Superior Court | 34-A1-C1020-110-FRD08 | Elevator smoke screen #8 | Smoke Guard | DNA | M400 | OM00031964 |  | elevator lobby 5th floor | NA | NA | NA | NA | 120V | 2 | Electrical | SINGLE | NA | NA | \Classifications\Building System Class\C10-General Building Interior\C1020 - Fire Doors\Fire Doors - FRD | 1012330
34-A1 | 34-A1 Gordon Schaber Sacramento Superior Court | 34-A1-C1020-110-FRD09 | Elevator smoke screen #9 | Smoke Guard | DNA | M400 | OM00031965 |  | elevator lobby 4th floor | NA | NA | NA | NA | 120V | 2 | Electrical | SINGLE | NA | NA | \Classifications\Building System Class\C10-General Building Interior\C1020 - Fire Doors\Fire Doors - FRD | 1012331
34-A1 | 34-A1 Gordon Schaber Sacramento Superior Court | 34-A1-C1020-110-FRD10 | Elevator smoke screen #10 | Smoke Guard | DNA | M400 | OM00031966 |  | elevator lobby 4th floor | NA | NA | NA | NA | 120V | 2 | Electrical | SINGLE | NA | NA | \Classifications\Building System Class\C10-General Building Interior\C1020 - Fire Doors\Fire Doors - FRD | 1012332
34-A1 | 34-A1 Gordon Schaber Sacramento Superior Court | 34-A1-C1020-110-FRD11 | Elevator smoke screen #11 | Smoke Guard | DNA | M400 | OM00031967 |  | Elevator lobby 4th floor | NA | NA | NA | NA | 120V | 2 | Electrical | SINGLE | NA | NA | \Classifications\Building System Class\C10-General Building Interior\C1020 - Fire Doors\Fire Doors - FRD | 1012333
34-A1 | 34-A1 Gordon Schaber Sacramento Superior Court | 34-A1-C1020-110-FRD12 | Elevator Smoke screen #12 | Smoke Guard | DNA | M400 | OM00031968 |  | elevator lobby 4th floor | NA | NA | NA | NA | 120V | 2 | Electrical | SINGLE | NA | NA | \Classifications\Building System Class\C10-General Building Interior\C1020 - Fire Doors\Fire Doors - FRD | 1012334
34-A1 | 34-A1 Gordon Schaber Sacramento Superior Court | 34-A1-C1020-110-FRD13 | Elevator smoke screen #13 | Smoke Guard | DNA | M400 | OM00031971 |  | Elevator lobby 3rd floor | NA | NA | NA | NA | 120V | 2 | Electrical | SINGLE | NA | NA | \Classifications\Building System Class\C10-General Building Interior\C1020 - Fire Doors\Fire Doors - FRD | 1012335
34-A1 | 34-A1 Gordon Schaber Sacramento Superior Court | 34-A1-C1020-110-FRD14 | Elevator smoke screen #14 | Smoke Guard | DNA | M400 | OM00031972 |  | Elevator lobby 3rd floor | NA | NA | NA | NA | 120V | 2 | Electrical | SINGLE | NA | NA | \Classifications\Building System Class\C10-General Building Interior\C1020 - Fire Doors\Fire Doors - FRD | 1012336
34-A1 | 34-A1 Gordon Schaber Sacramento Superior Court | 34-A1-C1020-110-FRD15 | Elevator smoke screen #15 | Smoke Guard | DNA | M400 | OM00031973 |  | Elevator lobby 3rd floor | NA | NA | NA | NA | 120V | 2 | Electrical | SINGLE | NA | NA | \Classifications\Building System Class\C10-General Building Interior\C1020 - Fire Doors\Fire Doors - FRD | 1012337
34-A1 | 34-A1 Gordon Schaber Sacramento Superior Court | 34-A1-C1020-110-FRD16 | Elevator smoke screen #16 | Smoke Guard | DNA | M400 | OM00031974 |  | Elevator lobby 3rd floor | NA | NA | NA | NA | 120V | 2 | Electrical | SINGLE | NA | NA | \Classifications\Building System Class\C10-General Building Interior\C1020 - Fire Doors\Fire Doors - FRD | 1012338
34-A1 | 34-A1 Gordon Schaber Sacramento Superior Court | 34-A1-C1020-110-FRD17 | Elevator Smoke Screen #17 | Smoke Guard | DNA | M400 | OM00031975 |  | Elevator lobby basement | NA | NA | NA | NA | 120V | 2 | Electrical | SINGLE | NA | NA | \Classifications\Building System Class\C10-General Building Interior\C1020 - Fire Doors\Fire Doors - FRD | 1012339
34-A1 | 34-A1 Gordon Schaber Sacramento Superior Court | 34-A1-C1020-110-FRD18 | Elevator smoke screen #18 | Smoke Guard | DNA | M400 | OM00031976 |  | Elevator lobby basement | NA | NA | NA | NA | 120V | 2 | Electrical | SINGLE | NA | NA | \Classifications\Building System Class\C10-General Building Interior\C1020 - Fire Doors\Fire Doors - FRD | 1012340
34-A1 | 34-A1 Gordon Schaber Sacramento Superior Court | 34-A1-C1020-110-FRD19 | Elevator Smoke Screen #19 | Smoke Guard | DNA | M400 | OM00031977 |  | Elevator lobby basement | NA | NA | NA | NA | 120V | 2 | Electrical | SINGLE | NA | NA | \Classifications\Building System Class\C10-General Building Interior\C1020 - Fire Doors\Fire Doors - FRD | 1012341
34-A1 | 34-A1 Gordon Schaber Sacramento Superior Court | 34-A1-C1020-110-FRD20 | Elevator smoke screen #20 | Smoke Guard | DNA | M400 | OM00031978 |  | Elevator lobby basement | NA | NA | NA | NA | 120V | 2 | Electrical | SINGLE | NA | NA | \Classifications\Building System Class\C10-General Building Interior\C1020 - Fire Doors\Fire Doors - FRD | 1012342
34-A1 | 34-A1 Gordon Schaber Sacramento Superior Court | 34-A1-D2040-100-PSU01 | Sewer Sump Pump #1 and #2 | Flyght | DNA | 3102 | OM00029855 |  | Basement | NA | NA | NA | 3hp | 460V | 4.5 | Electrical | 3 | NA | NA | \Classifications\Building System Class\D20-Plumbing\D2040 - Rain Drain\Sump Pump - PSU | 1012344
34-A1 | 34-A1 Gordon Schaber Sacramento Superior Court | 34-A1-D2040-100-PSU03 | Storm Water Sump Pumps #1 and #2 | Flyght | DNA | 3102 | OM00029858 |  | Basement | NA | NA | NA | 3 | 460V | 4.5 | Electrical | 3 | NA | NA | \Classifications\Building System Class\D20-Plumbing\D2040 - Rain Drain\Sump Pump - PSU | 1012346
34-A1 | 34-A1 Gordon Schaber Sacramento Superior Court | 34-A1-D3031-100-PCH03 | Landscape fountain pump | Berkley Pumps | G100106 | B6ZRH | OM00029839 |  | in pump corrale | NA | NA | NA | 20MP | 480V | 23.8A | Electrical | 3 | NA | NA | \Classifications\Building System Class\D30-HVAC Systems\D3030 - Cooling SYS\Chilled Water Pump - PCH | 1012348
34-A1 | 34-A1 Gordon Schaber Sacramento Superior Court | 34-A1-D3042-220-EFN18 | Bathroom exhaust fan 2 north | US Electric motors | DNA | 6-1616-00-263 | OM00034874 |  | Supply fan room upper right hand side | 4L440 | NA | NA | 1.5 | 460V | 2.1 | Electrical | 3 | NA | NA | \Classifications\Building System Class\D30-HVAC Systems\D3040 - Distribution SYS\Supply/Exhaust/Return fans- FAN | 1012349
34-A1 | 34-A1 Gordon Schaber Sacramento Superior Court | 34-A1-D3042-220-EFN19 | Bathroom exhaust fan 2 south | American Standard | DNA | 300-60 | OM00034877 |  | upper right hand side | (2) AX-58 | NA | NA | 1.5 | 480 | DNA | Electrical | 3 | NA | NA | \Classifications\Building System Class\D30-HVAC Systems\D3040 - Distribution SYS\Supply/Exhaust/Return fans- FAN | 1012350
34-A1 | 34-A1 Gordon Schaber Sacramento Superior Court | 34-A1-D3042-220-EFN20 | Bathroom Exhaust Fan 3 North | Marathon Electric | DNA | JQF48517D2055P K | OM00034886 |  | upper right hand corner | AX-30 | NA | NA | 1/4 hp | 115V | 5.5 A | Electrical | 1 | NA | NA | \Classifications\Building System Class\D30-HVAC Systems\D3040 - Distribution SYS\Supply/Exhaust/Return fans- FAN | 1012351
34-A1 | 34-A1 Gordon Schaber Sacramento Superior Court | 34-A1-D3042-220-EFN21 | Bathroom exhaust fan 4 north | American Standard | DNA | 122RT | OM00034878 |  | Upper right hand side | A-30 1A095G | NA | NA | 1/2 | 115 | 5.5 | Electrical | 1 | NA | NA | \Classifications\Building System Class\D30-HVAC Systems\D3040 - Distribution SYS\Supply/Exhaust/Return fans- FAN | 1012352
34-A1 | 34-A1 Gordon Schaber Sacramento Superior Court | 34-A1-D3042-220-EFN22 | Bathroom exhaust fan 4 south | American Standard | DNA | 122RT | OM00034880 |  | upper right hand side | AX 31 | NA | NA | 1/2 | 115 | 5.5 | Electrical | 1 | NA | NA | \Classifications\Building System Class\D30-HVAC Systems\D3040 - Distribution SYS\Supply/Exhaust/Return fans- FAN | 1012353
34-A1 | 34-A1 Gordon Schaber Sacramento Superior Court | 34-A1-D3042-220-EFN23 | Bathroom exhaust fan 5 north | American Standard | DNA | 122RT | OM00034884 |  | Supply fan room upper right side | A-33 | NA | NA | 1/4 | 115 | 5.5 | Electrical | 1 | NA | NA | \Classifications\Building System Class\D30-HVAC Systems\D3040 - Distribution SYS\Supply/Exhaust/Return fans- FAN | 1012354
34-A1 | 34-A1 Gordon Schaber Sacramento Superior Court | 34-A1-D3042-220-EFN24 | Bathroom exhaust fan 5 south | American Standard | H122DV4 | order 2-25-494-1 | OM00034882 |  | supply fan room upper left side | A-30 1A0956 | NA | NA | 1/2 | 460 | 1.1 | Electrical | 3 | NA | NA | \Classifications\Building System Class\D30-HVAC Systems\D3040 - Distribution SYS\Supply/Exhaust/Return fans- FAN | 1012355
34-A1 | 34-A1 Gordon Schaber Sacramento Superior Court | 34-A1-D3042-220-EFN25 | Bathroom exhaust fan basement | American Standard | H300DV2 | 300-60 | OM00034860 |  | near south supply fan | (1) 849 | NA | NA | 1.5 | 480 | 2 | Electrical | 3 | NA | NA | \Classifications\Building System Class\D30-HVAC Systems\D3040 - Distribution SYS\Supply/Exhaust/Return fans- FAN | 1012356
34-A1 | 34-A1 Gordon Schaber Sacramento Superior Court | 34-A1-D3042-220-EFN26 | Kitchen exaust fan #1 | DNA | DNA | DNA | OM00027722 |  | North East section of roof | (2) Gates Truflex 2450 (4L450) | NA | NA | 1.5 | 460V | 2.1A | Electrical | 3 | NA | NA | \Classifications\Building System Class\D30-HVAC Systems\D3040 - Distribution SYS\Supply/Exhaust/Return fans- FAN | 1012357
34-A1 | 34-A1 Gordon Schaber Sacramento Superior Court | 34-A1-D3042-220-EFN27 | Kitchen Exaust fan #2 | DNA | DNA | DNA | OM00027723 |  | south wesr section of roof | (1) A49 | NA | NA | 1.5 | 460V | 2.1 | Electrical | 3 | NA | NA | \Classifications\Building System Class\D30-HVAC Systems\D3040 - Distribution SYS\Supply/Exhaust/Return fans- FAN | 1012358
34-A1 | 34-A1 Gordon Schaber Sacramento Superior Court | 34-A1-D3042-220-EFN28 | In line vent fan | Ammerman Company INC | 97822 | 1CB20L | OM00034858 |  | enter through the generator room | DNA | NA | NA | .5HP | 460V | DNA | Electrical | 3 | NA | NA | \Classifications\Building System Class\D30-HVAC Systems\D3040 - Distribution SYS\Supply/Exhaust/Return fans- FAN | 1012359
34-A1 | 34-A1 Gordon Schaber Sacramento Superior Court | 34-A1-D3042-220-EFN29 | Generator Room Exhaust Fan | Penn Ventalation INC | NA | BCH36 | OM00034859 | OM00039881 | in garage basement | AX-48-6L2376 | NA | NA | 3/4hp | 480V | 2.6A | Electrical | 3 | NA | NA | \Classifications\Building System Class\D30-HVAC Systems\D3040 - Distribution SYS\Supply/Exhaust/Return fans- FAN | 1012360
34-A1 | 34-A1 Gordon Schaber Sacramento Superior Court | 34-A1-D3068-100-BAS01 | Building Automation System | Schneider Electric | license # E06995F94381 | Vista 5.16 | OM00031981 |  | Basement | NA | NA | NA | NA | NA | DNA | Electrical | SINGLE | NA | NA | \Classifications\Building System Class\D30-HVAC Systems\D3060 - Control & Inst Air\Building Automation System - BAS | 1012361
34-A1 | 34-A1 Gordon Schaber Sacramento Superior Court | 34-A1-D4010-150-FMS02 | Dry Stand Pipe System (Tagged in Mech. Office) | NA | NA | NA | OM00039766 | OM00034901 | outside hook ups at northwest and southwest corners of building at curb | NA | NA | NA | NA | NA | NA | NA | NA | NA | NA | \Classifications\Building System Class\D40-Fire Protection SYS\D4010 - Sprinkler SYS\Fire Systems, stand pipes - FMS | 1012362
34-A1 | 34-A1 Gordon Schaber Sacramento Superior Court | 34-A1-D4024-100-FHS56 | Firehouse and rack #1 - 56 (Tagged in Mech. Office) | Standard Firehose Co. | NA | 85ug Semi Automatic Hose rack | OM00034854 |  | DNA | NA | NA | NA | NA | NA | NA | NA | NA | NA | NA | \Classifications\Building System Class\D40-Fire Protection SYS\D4020 - Stand Pipe\Other Stand Pipe Hose Systems - FHS | 1012363
34-A1 | 34-A1 Gordon Schaber Sacramento Superior Court | 34-A1-D5010-200-ESD01 | Electrical Main panel | WESTINGHOUSE | DNA | SR-12775-SL | OM00029860 |  | Basement | NA | NA | NA | NA | 480V | 6000 | Electrical | 3 | NA | NA | \Classifications\Building System Class\D50-Electrical SYS\D5010 - Elec Service & Dist\Electical Service and Distribution - ESD | 1012364
34-A1 | 34-A1 Gordon Schaber Sacramento Superior Court | 34-A1-D5010-110-MCC01 | Motor Control Center MCC-HEM | Westinghouse | SR-12775-SV | 8V3632 1963 | OM00034857 |  | enter through the Generator room | NA | NA | NA | NA | 480V | DNA | Electrical | 3 | NA | NA | \Classifications\Building System Class\D50-Electrical SYS\D5010 - Elec Service & Dist\Chiller Room Electrical Panel - MCC | 1012365
34-A1 | 34-A1 Gordon Schaber Sacramento Superior Court | 34-A1-D5010-110-MCC02 | Motor control center 6 south | General Electric | 17382-N2 | 7700 LINE CONTROL CENTER | OM00034897 |  | Entry of air handler room Floor 6 | NA | NA | NA | NA | 480 | 600 | Electrical | 3 | NA | NA | \Classifications\Building System Class\D50-Electrical SYS\D5010 - Elec Service & Dist\Chiller Room Electrical Panel - MCC | 1012366
34-A1 | 34-A1 Gordon Schaber Sacramento Superior Court | 34-A1-D5010-110-MCC03 | Motor control center 6 north | General Electric | 17382-N1 | 7700 LINE CONTROL CENTER | OM00034898 |  | Return fan room | NA | NA | NA | NA | 480 | 600 | Electrical | 3 | NA | NA | \Classifications\Building System Class\D50-Electrical SYS\D5010 - Elec Service & Dist\Chiller Room Electrical Panel - MCC | 1012367
34-A1 | 34-A1 Gordon Schaber Sacramento Superior Court | 34-A1-D5010-110-MCC04 | Motor control center 5 south | Square D Company | diagram #D5F8771 | Class 8998 | OM00034881 |  | Mixed air room | NA | NA | NA | NA | 480 | DNA | Electrical | 3 | NA | NA | \Classifications\Building System Class\D50-Electrical SYS\D5010 - Elec Service & Dist\Chiller Room Electrical Panel - MCC | 1012368
34-A1 | 34-A1 Gordon Schaber Sacramento Superior Court | 34-A1-D5010-110-MCC05 | Motor control center 5 north | Westinghouse | 8V4112 1963 | SR-12775-SV | OM00034883 |  | mixed air room | NA | NA | NA | NA | 480 | DNA | Electrical | 3 | NA | NA | \Classifications\Building System Class\D50-Electrical SYS\D5010 - Elec Service & Dist\Chiller Room Electrical Panel - MCC | 1012369
34-A1 | 34-A1 Gordon Schaber Sacramento Superior Court | 34-A1-D5010-110-MCC06 | Motor control center 4 south | Westinghouse | 8V3637 1963 | SR-12775-SV | OM00034879 |  | Mixed air room | NA | NA | NA | NA | 480 | DNA | Electrical | 3 | NA | NA | \Classifications\Building System Class\D50-Electrical SYS\D5010 - Elec Service & Dist\Chiller Room Electrical Panel - MCC | 1012370
34-A1 | 34-A1 Gordon Schaber Sacramento Superior Court | 34-A1-D5010-110-MCC07 | Motor control center 4 north | Westinghouse | 8V3635 1963 | SR12775-SV | OM00034876 |  | mixed air room | NA | NA | NA | NA | 480 | DNA | Electrical | 3 | NA | NA | \Classifications\Building System Class\D50-Electrical SYS\D5010 - Elec Service & Dist\Chiller Room Electrical Panel - MCC | 1012371
34-A1 | 34-A1 Gordon Schaber Sacramento Superior Court | 34-A1-D5010-110-MCC08 | Motor control center 3 north air handler | Westinghouse | 8V3632 1963 | SR-12775-SV | OM00034885 |  | Mixed air room | NA | NA | NA | NA | 480V | DNA | Electrical | 3 | NA | NA | \Classifications\Building System Class\D50-Electrical SYS\D5010 - Elec Service & Dist\Chiller Room Electrical Panel - MCC | 1012372
34-A1 | 34-A1 Gordon Schaber Sacramento Superior Court | 34-A1-D5010-110-MCC09 | Motor control center 2 south | Westinghouse | 8V3634 | SR-12275-SV | OM00034875 |  | mixed air room | NA | NA | NA | NA | 480 | DNA | Electrical | 3 | NA | NA | \Classifications\Building System Class\D50-Electrical SYS\D5010 - Elec Service & Dist\Chiller Room Electrical Panel - MCC | 1012373
34-A1 | 34-A1 Gordon Schaber Sacramento Superior Court | 34-A1-D5010-110-MCC10 | Motor Control Center 2 north | Westinghouse | 8V3633 | SR12775-SV | OM00034873 |  | mixed air room | NA | NA | NA | NA | 480V | DNA | Electrical | 3 | NA | NA | \Classifications\Building System Class\D50-Electrical SYS\D5010 - Elec Service & Dist\Chiller Room Electrical Panel - MCC | 1012374
34-A1 | 34-A1 Gordon Schaber Sacramento Superior Court | 34-A1-D5010-110-MCC11 | Motor Control Center 3 South | Westinghouse | 8V3636 1963 | SR-12775-SV | OM00034902 |  | mixed air room | NA | NA | NA | NA | 480 | DNA | Electrical | 3 | NA | NA | \Classifications\Building System Class\D50-Electrical SYS\D5010 - Elec Service & Dist\Chiller Room Electrical Panel - MCC | 1012375
34-A1 | 34-A1 Gordon Schaber Sacramento Superior Court | 34-A1-D5010-110-MCC12 | Motor Control Center B1 | Westinghouse | 8V3629 1963 | SR-12775-SV | OM00031952 |  | in center of room | NA | NA | NA | NA | 460 | DNA | Electrical | 3 | NA | NA | \Classifications\Building System Class\D50-Electrical SYS\D5010 - Elec Service & Dist\Chiller Room Electrical Panel - MCC | 1012376
34-A1 | 34-A1 Gordon Schaber Sacramento Superior Court | 34-A1-D5010-110-MCC13 | Motor Control Center B2 | Westinghouse | 8V3630 1963 | SR-12775-SV | OM00031953 |  | in center of room | NA | NA | NA | NA | 460 | DNA | Electrical | 3 | NA | NA | \Classifications\Building System Class\D50-Electrical SYS\D5010 - Elec Service & Dist\Chiller Room Electrical Panel - MCC | 1012377
34-A1 | 34-A1 Gordon Schaber Sacramento Superior Court | 34-A1-D5010-110-MCC14 | Motor Control Center 7 | Westinghouse | 8V3638 1963 | SR-12775-SV | OM00031954 |  | just outside the stairwell | NA | NA | NA | NA | 460 | DNA | Electrical | 3 | NA | NA | \Classifications\Building System Class\D50-Electrical SYS\D5010 - Elec Service & Dist\Chiller Room Electrical Panel - MCC | 1012378
34-A1 | 34-A1 Gordon Schaber Sacramento Superior Court | 34-A1-D5010-234-ATS01 | Emergency transfer switch | GENERAC | DNA | GTS-SYSTEM 72112 | OM00029859 |  | basement | NA | NA | NA | NA | 460VAC UL, 600VAC CSA | 800 | Electrical | 3 | NA | NA | \Classifications\Building System Class\D50-Electrical SYS\D5010 - Elec Service & Dist\Automatic Transfer Switch - ATS | 1012379
34-A1 | 34-A1 Gordon Schaber Sacramento Superior Court | 34-A1-D5011-240-TRN01 | Transformer #1 | GE | M33381 | 9T23Q3574 | OM00031988 |  | next to transfer switch, basement | NA | NA | NA | NA | 480V | 75KVA | Electrical | 3 | NA | NA | \Classifications\Building System Class\D50-Electrical SYS\D5010 - Elec Service & Dist\Transformer - TRN | 1012380
34-A1 | 34-A1 Gordon Schaber Sacramento Superior Court | 34-A1-D5011-240-TRN02 | Main Transformer T1 | Olsun Electrics Corporation | 22277-S S-75403-2 | OH220 | OM00027724 |  | Basement, next to generator room | NA | NA | NA | NA | 150KVA K-13 | H.. 180 / L.V. 416 | Electrical | 3 | NA | NA | \Classifications\Building System Class\D50-Electrical SYS\D5010 - Elec Service & Dist\Transformer - TRN | 1012381
34-A1 | 34-A1 Gordon Schaber Sacramento Superior Court | 34-A1-D5011-240-TRN03 | Main transformer T2 | Olsun Electrics Corporation | DNA | s-75403-2 | OM00039897 |  | in north end of garage | NA | NA | NA | NA | 480 | 15kva-13 | Electrical | 3 | NA | NA | \Classifications\Building System Class\D50-Electrical SYS\D5010 - Elec Service & Dist\Transformer - TRN | 1012382
34-A1 | 34-A1 Gordon Schaber Sacramento Superior Court | 34-A1-G3010-210-PWT02 | Domestic Hot Potable Water | Iron & Steel Contracting CO. | NA | DNA | OM00031986 |  | Hot water storage tank, boiler room | NA | NA | NA | NA | NA | NA | NA | NA | NA | NA | \Classifications\Building System Class\G30-Site Mechanical Utilities\G3010 - Water Supply\Potable Water Storage Tank - PWT | 1012384
34-A1 | 34-A1 Gordon Schaber Sacramento Superior Court | 34-A1-G2050-200-LSC01 | Landscape | NA | NA | NA | OM00031948 |  | Exterior Landscape | NA | NA | NA | NA | NA | NA | NA | NA | NA | NA | \Classifications\Building System Class\G20-Other Systems\G2050 - Landscaping\Landscaping - LSC | 1012386
34-A1 | 34-A1 Gordon Schaber Sacramento Superior Court | 34-A1-D5092-250-ELT105 | Exterior Lighting | MULTIPLE | MULTIPLE | MULTIPLE | OM00031947 |  | DNA | NA | NA | NA | DNA | 120 | DNA | Electrical | 1 | NA | NA | \Classifications\Building System Class\D50-Electrical SYS\D5090 - Elec SYS\Exterior Lighting - ELT | 1012387
34-A1 | 34-A1 Gordon Schaber Sacramento Superior Court | 34-A1-G2049-300-HSC01 | Hardscape | NA | NA | NA | OM00031949 |  | NA | NA | NA | NA | NA | NA | NA | NA | NA | NA | NA | \Classifications\Building System Class\G20-Other Systems\G2040 - Site Development\Hardscape - HSC | 1012388
34-A1 | 34-A1 Gordon Schaber Sacramento Superior Court | 34-A1-D3090-114-CMP03 | Compressor,HVAC Dry Air Storage Tank CMP03 | Hanson Mfg. | 297131 | Model 82086 | OM00031991 | State ID# A017727-98 | Basement, Fan Room, Next to HVAC Compressor | NA | NA | NA | NA | NA | DNA | DNA | DNA | NA | NA | \Classifications\Building System Class\D30-HVAC Systems\D3090 - Other HVAC Systems and Equipment\Air Compressor - CMP | 1015811
34-A1 | 34-A1 Gordon Schaber Sacramento Superior Court | 34-A1-D2023-310-HWP01 | Domestic Hot Water Circulating Pump 1 | Marathon | 1414248 | TVA56T34D937D W | OM00039883 | NA | Basement Mech. Room 15 | NA | NA | NA | DNA | 208/230/460 | 3 | Electric | 3 | NA | NA | \Classifications\Building System Class\D20-Plumbing\D2020 - Domestic Water\Domestic Hot Water Circulating Pump - HWP | 1016514
34-A1 | 34-A1 Gordon Schaber Sacramento Superior Court | 34-A1-D2023-310-HWP03 | Domestic Hot Water Circulating Pump 3 | Marathon | 179046 | FQC56C17D5536FP | OM00039887 | NA | Basement Mech Room | NA | NA | NA | NA | 115/230 | NA | Electric | 1 | NA | NA | \Classifications\Building System Class\D20-Plumbing\D2020 - Domestic Water\Domestic Hot Water Circulating Pump - HWP | 1016645
34-A1 | 34-A1 Gordon Schaber Sacramento Superior Court | 34-A1-D5037-710-FAP02 | Fire Control Panel | Notifier by Honeywell | 15219:JECN10-0765 | Notifier #NFS2-3030 | OM00039945 | OM00003402 | 1st Flr. Lobby outside of room 101 | NA | NA | NA | NA | 120 | 15 | Electric | 1 | NA | NA | \Classifications\Building System Class\D50-Electrical SYS\D5030 - Comm & Security\Fire Alarm Panel - FAP | 1017762
34-A1 | 34-A1 Gordon Schaber Sacramento Superior Court | 34-A1-D3050-210-PKU02 | Package Unit PKU01 - Cooling only | Carrier | 2613G2003 | 48TCDD08A2A6A0A0A0 | OM00039888 | OM00003366 | Roof Penthouse | (1) AX-52 | (4) 20x15x2 | R-410A | 1/2 | 460 | 4.2 | Electric | 3 | NA | NA | \Classifications\Building System Class\D30-HVAC Systems\D3050 - Package SYS\Package Unit - PKU | 1018506
34-A1 | 34-A1 Gordon Schaber Sacramento Superior Court | 34-A1-D2023-310-WBS03 | Domestic Water Duplex Pump System w/ VFD controllers WBS03 | Patterson Pump | C0132725 | DAP-4-25-D-6 | OM00039889 | OM00029854 | Basement Room 19 Riser Room | NA | NA | NA | 25 | 460 | 28 |  | 3 | NA | NA | \Classifications\Building System Class\D20-Plumbing\D2020 - Domestic Water\Domestic Water Booster System - WBS | 1018924
34-A1 | 34-A1 Gordon Schaber Sacramento Superior Court | 34-A1-D2023-100-BFP08 | Fire Hose backflow assembly 2 1/2" | Zurn-Wilkins | L92238 | 375-2 1/2" | OM00031955 |  | Basement Fire Riser | NA | NA | NA | NA | NA | NA | NA | NA | NA | NA | \Classifications\Building System Class\D20-Plumbing\D2020 - Domestic Water\Backflow Preventer - BFP | 1021410
34-A1 | 34-A1 Gordon Schaber Sacramento Superior Court | 34-A1-D2023-310-HWP05 | HOT WATER PUMP HWP05 | BELL & GOSSET | C2666393-01 M81 | E-1535 | OM00039765 |  | Basement, Mech Rm 15 | NA | NA | NA | 1.5 | 460 | 2.5 | Electric | 3 | NA | NA | \Classifications\Building System Class\D20-Plumbing\D2020 - Domestic Water\Domestic Hot Water Circulating Pump - HWP | 1022640
34-A1 | 34-A1 Gordon Schaber Sacramento Superior Court | 34-A1-D5010-110-MCC15 | Motor Control Center B3 | Westinghouse | 84V3631 1963 | SR-12775-SV | OM00039303 |  | Basement Boiler Room | NA | NA | NA | NA | 460 | DNA | Electric | 3 | NA | NA | \Classifications\Building System Class\D50-Electrical SYS\D5010 - Elec Service & Dist\Chiller Room Electrical Panel - MCC | 1022642
34-C2 | 34-C2 Juvenile Courthouse | 34-C2-D3041-110-AHU01 | Air Handler | Scott Springfield Mfg | B04-01520M1 | HQ-400-AHU-37000-H-C | OM00003220 | AHU-1 | Mech Room | 4 @ 5VX1400 | 20 @ 24x24x2 20 @ 24x24x15 | NA | 60 - Blower Motor | 460 | 150 max fuse | Electrical | 3 Ph, 60 Cycles | NA | NA | \Classifications\Building System Class\D30-HVAC Systems\D3040 - Distribution SYS\Air Handling Unit - AHU | EQ-1004111
34-C2 | 34-C2 Juvenile Courthouse | 34-C2-D3041-110-AHU02 | Air Handler | Scott Springfield Mfg | B04-01520-M2 | HQ-400AHU-38000-H-C | OM00003219 | AHU-2 | Mech Room | 4 @ 5VX1400 | 20 @ 24x24x2 20 @ 24x24x15 | NA | 60 - Blower Motor | 460 | 150 max fuse | Electric | 3 Ph, 60 cycles | NA | NA | \Classifications\Building System Class\D30-HVAC Systems\D3040 - Distribution SYS\Air Handling Unit - AHU | EQ-1004112
34-C2 | 34-C2 Juvenile Courthouse | 34-C2-D3041-110-AHU03 | Air Handler | Scott Springfield Mfg | B04-01520-M1 | HQ-280-AHU-24000-H-C | OM00003218 | AHU-3 | Mech Room | 4 @ 5VX-1400 | 20 @ 24x24x2 | NA | 60 - Blower Motor | 460 | 100 max fuse | Electrical | 3 Ph, 60 Cycles | NA | NA | \Classifications\Building System Class\D30-HVAC Systems\D3040 - Distribution SYS\Air Handling Unit - AHU | EQ-1004113
34-C2 | 34-C2 Juvenile Courthouse | 34-C2-D5092-210-GEN01 | Generator | Detroit Diesel | 0777287 | 3000DSE | OM00003228 | #22035 | Generator Room | NA | NA | NA | 490 | 375.00 KVA | 451 | Diesel | 3 Ph, 60Hz | NA | NA | \Classifications\Building System Class\D50-Electrical SYS\D5090 - Elec SYS\Emergency Generator - GEN | EQ-1004114
34-C2 | 34-C2 Juvenile Courthouse | 34-C2-D3031-130-CLR01 | 116 Ton Chiller #1 | Carrier | 0704Q03531 | 30HXC116PYE660KA | OM00003225 | Chiller # 1 | Chiller Room | NA | NA | R-134a | NA | 460 | 225 max amps | Electrical | 3 Ph, 60 Hz | NA | NA | \Classifications\Building System Class\D30-HVAC Systems\D3030 - Cooling SYS\Chiller, Water Cooled - CLR | EQ-1004116
34-C2 | 34-C2 Juvenile Courthouse | 34-C2-D3031-130-CLR02 | 116 Ton Chiller #2 | Carrier | 0704Q03526 | 30HXC206PYE660KA | OM00003226 | Chiller # 2 | Chiller Room | NA | NA | R-134a | NA | 460 | DNA | Electrical | 3 Ph, 60 Hz | NA | 116 ton | \Classifications\Building System Class\D30-HVAC Systems\D3030 - Cooling SYS\Chiller, Water Cooled - CLR | EQ-1004117
34-C2 | 34-C2 Juvenile Courthouse | 34-C2-D3030-110-CTW01 | Cooling Tower | Baltimore Aircoil | 0038334802MAD | VT1-N301-QX | OM00003229 | Cooling Tower # 1 | Secured Parking | B135 | NA | NA | Motor HP - 50 | NA | DNA | Electric | DNA | NA | NA | \Classifications\Building System Class\D30-HVAC Systems\D3030 - Cooling SYS\Cooling Tower - CTW | EQ-1004120
34-C2 | 34-C2 Juvenile Courthouse | 34-C2-D3030-110-CTW02 | Cooling Tower | Baltimore Aircoil | 0038334801MAD | VT1-N301-QX | OM00003230 | Cooling Tower # 2 | Secured Parking | B135 | NA | NA | Motor HP - 50 | NA | DNA | Electric | DNA | NA | NA | \Classifications\Building System Class\D30-HVAC Systems\D3030 - Cooling SYS\Cooling Tower - CTW | EQ-1004121
34-C2 | 34-C2 Juvenile Courthouse | 34-C2-D3031-100-PCH05 | Cooling Tower Water Pump PCH05 | Armstrong | 491667 | 5X4X8 4030 | OM00004064 |  | DNA | NA | NA | NA | 15 hp | 480 | 18.7 amps | Electrical | 3 | NA | NA | \Classifications\Building System Class\D30-HVAC Systems\D3030 - Cooling SYS\Chilled Water Pump - PCH | EQ-1004122
34-C2 | 34-C2 Juvenile Courthouse | 34-C2-D2023-310-HWP07 | Water Circ Pump, tagged on top of pump | Bell & Gosset | 1BL068-G50 | PL - 558 | OM00004066 |  | boiler room | NA | NA | NA | 1/3 hp | 115 | 20 amps | Electrical | 1 Ph, 60 Hz | NA | NA | \Classifications\Building System Class\D20-Plumbing\D2020 - Domestic Water\Domestic Hot Water Circulating Pump - HWP | EQ-1004123
34-C2 | 34-C2 Juvenile Courthouse | 34-C2-D2022-260-HWG01 | Dom Hot Water Heater | Maxim | 0404112804 | 20-P-125A-MX | OM00003221 | GWH-1 | Boiler Room | NA | NA | NA | NA | 115 | 3.3 Total | Natural Gas | 1Ph, 60Hz | 199,000 | DNA | \Classifications\Building System Class\D20-Plumbing\D2020 - Domestic Water\Domestic Water Heater, Gas - HWG | EQ-1004124
34-C2 | 34-C2 Juvenile Courthouse | 34-C2-D2022-260-HWG02 | Dom Hot Water Heater | Maxim | 0404112805 | 20-P-125A-MX | OM00003222 | GWH-2 | Boiler Room | NA | NA | NA | NA | 115 | 3.3 Total | Natural Gas | 1 | 199,000 | NA | \Classifications\Building System Class\D20-Plumbing\D2020 - Domestic Water\Domestic Water Heater, Gas - HWG | EQ-1004125
34-C2 | 34-C2 Juvenile Courthouse | 34-C2-D1010-100-ELE06 | Elevator, Hydraulic ELE06 Conveyance #136960 | Thyssen Krupp | 136960 | AP26050 | OM00004062 | State ID# 136960 | DNA | NA | NA | NA | NA | 460 | DNA | Electric | DNA | NA | NA | \Classifications\Building System Class\D10-Conveyance Systems\D1010 - Elevator\Elevator,Hydraulic,Pass/Freight - ELE | EQ-1004127
34-C2 | 34-C2 Juvenile Courthouse | 34-C2-D5092-250-EML59 | Emergency Exit Lights | Dual Lite | Various | Spectron | OM00004188 |  | Various | NA | NA | NA | NA | 115 | 0.2 | Electric | 1 Ph, 60Hz | NA | NA | \Classifications\Building System Class\D50-Electrical SYS\D5090 - Elec SYS\Emergency And Exit Lighting - EML | EQ-1004128
34-C2 | 34-C2 Juvenile Courthouse | 34-C2-D3042-220-EFN01 | Exhaust Fan (aluminum cover) | Loren Cook | 284S77263700/0002101 | 210-ACRU--210R10B | OM00003214 | REF1 SAC Juvenile 21417T | West | (1) A27 | NA | NA | 3 | 460 | DNA | NA | 3 Ph, 60Hz | NA | NA | \Classifications\Building System Class\D30-HVAC Systems\D3040 - Distribution SYS\Supply/Exhaust/Return fans- FAN | EQ-1004129
34-C2 | 34-C2 Juvenile Courthouse | 34-C2-D3042-220-EFN02 | Exhaust Fan (aluminum cover) | Loren Cook | 284S77263700/0003301 | 210-ACRU--210R9B | OM00003212 | REF2 SAC Juvenile 21417T | East | (1) AX25 | NA | NA | 2 | 460 | DNA | NA | 3 Ph, 60 Hz | NA | NA | \Classifications\Building System Class\D30-HVAC Systems\D3040 - Distribution SYS\Supply/Exhaust/Return fans- FAN | EQ-1004130
34-C2 | 34-C2 Juvenile Courthouse | 34-C2-D3042-220-EFN03 | Exhaust Fan (aluminum cover) | Loren Cook | 284S772637-00/0004601 | 195-ACRU--195R8B | OM00003213 | REF-3 SAC Juvenile 21417T | Middle | (1) AX25 | NA | NA | 1.5 | 460 | DNA | NA | 3 Ph, 60 Hz | NA | NA | \Classifications\Building System Class\D30-HVAC Systems\D3040 - Distribution SYS\Supply/Exhaust/Return fans- FAN | EQ-1004131
34-C2 | 34-C2 Juvenile Courthouse | 34-C2-D3042-210-FAN04 | Exhaust Fan (aluminum cover) | Loren Cook | 284S77263700/0005901 | 150-LP--150LPB | OM00003231 | REF4 SAC Juvenile 21417T | West Roof | NA | NA | NA | 0.5 | 460 | DNA | NA | 3 Ph, 60Hz | NA | NA | \Classifications\Building System Class\D30-HVAC Systems\D3040 - Distribution SYS\Fan,Axial - FAN | EQ-1004132
34-C2 | 34-C2 Juvenile Courthouse | 34-C2-D4010-150-FMS01 | Extinguishing System | NA | NA | NA | OM00003685 |  | DNA | NA | NA | NA | NA | NA | NA | NA | NA | NA | NA | \Classifications\Building System Class\D40-Fire Protection SYS\D4010 - Sprinkler SYS\Fire Systems, stand pipes - FMS | EQ-1004133
34-C2 | 34-C2 Juvenile Courthouse | 34-C2-D5037-710-FAP01 | Fire Control Panel | Silent Knight | NA | NA | OM00003232 |  | Security Room | No Belts | NA | NA | No Motor | 120 | NA | NA | 1 | NA | NA | \Classifications\Building System Class\D50-Electrical SYS\D5030 - Comm & Security\Fire Alarm Panel - FAP | EQ-1004134
34-C2 | 34-C2 Juvenile Courthouse | 34-C2-D4031-100-FEX35 | Fire Extinguishers FEX35 | Multiple | Multiple | Multiple | OM00027621 |  | Multiple | NA | NA | NA | NA | NA | NA | NA | NA | NA | NA | \Classifications\Building System Class\D40-Fire Protection SYS\D4030 - FIRE SPEC\Fire Extinguisher - FEX | EQ-1004135
34-C2 | 34-C2 Juvenile Courthouse | 34-C2-D4022-210-FSG01 | Fire Sprinkler Pump | sterling | 632038 | 4AEF10G | OM00004183 |  | DNA | NA | NA | NA | 25 | 480 | 29.0 | Electrical | 3 | NA | NA | \Classifications\Building System Class\D40-Fire Protection SYS\D4020 - Stand Pipe\Pump,Fire,Electric Motor Driven - FSG | EQ-1004136
34-C2 | 34-C2 Juvenile Courthouse | 34-C2-D3021-130-BLR01 | Gas Fired Hot Water Boiler BLR01 | Cleaver Brooks | BT-8837 | FLX-250-160HW | OM00003223 | Boiler 1 permit #24179 | Boiler Room | NA | NA | NA | NA | 460 | 1.4 | Natural Gas | 3 ph, 60 Hz | 2,500,000 | 2,000,000 | \Classifications\Building System Class\D30-HVAC Systems\D3020 - Heat SYS\Boiler,Hot Water,Oil/Gas/Comb. - BLR | EQ-1004137
34-C2 | 34-C2 Juvenile Courthouse | 34-C2-D3021-130-BLR02 | Gas Fired Hot Water Boiler BLR02 | Cleaver Brooks | BT-8836 | FLX-700-250-160HW | OM00003224 | Boiler 2 permit#24180 | Boiler Room | NA | NA | NA | NA | 460 | 1.4 | Natural Gas | 3 ph, 60 Hz | 2,500,000 | 8,333,000 | \Classifications\Building System Class\D30-HVAC Systems\D3020 - Heat SYS\Boiler,Hot Water,Oil/Gas/Comb. - BLR | EQ-1004138
34-C2 | 34-C2 Juvenile Courthouse | 34-C2-D5010-234-ATS01 | automatic transfer switch | Siemens SBS3200 | 1918518-A00010 | Type SBS3232 | OM00004488 | 0000 | Electric Room | NA | NA | NA | NA | 600 | 3200 | NA | 3 Poles | NA | NA | \Classifications\Building System Class\D50-Electrical SYS\D5010 - Elec Service & Dist\Automatic Transfer Switch - ATS | EQ-1004140
34-C2 | 34-C2 Juvenile Courthouse | 34-C2-G2023-150-PEG04 | Secured Parking Gate | HYSECURITY | 146310-0519-154 | 222 CX1 ST | OM00039066 | OM00004185 | REAR PARKING AREA | NA | NA | NA | 2 | 460 | 3.8 AMPS | Electrical | 3 | NA | NA | \Classifications\Building System Class\G20-Other Systems\G2020 - Parking Lots\Secured Parking Gate - PEG | EQ-1004141
34-C2 | 34-C2 Juvenile Courthouse | 34-C2-D3050-250-ACU01 | SPLIT SYSTEM - Condenser | Carrier | 0404E20440 | 38TRA018330 | OM00003215 | CU - 16 | West | NA | NA | R-22 | NA | 208/230 | 20 A max fuse | Electrical | 1Ph 60Hz | NA | NA | \Classifications\Building System Class\D30-HVAC Systems\D3050 - Package SYS\Air Conditioning,Split System - ACU | EQ-1004142
34-C2 | 34-C2 Juvenile Courthouse | 34-C2-D3050-250-ACU02 | SPLIT SYSTEM - Condenser ACU02 | Carrier | 1404E15491 | 38TRA036340 | OM00003216 | CU - 2 | West | NA | NA | R-22 | NA | 208/230 | 40 A max fuse | Electrical | 1 Ph, 60 Hz | NA | NA | \Classifications\Building System Class\D30-HVAC Systems\D3050 - Package SYS\Air Conditioning,Split System - ACU | EQ-1004143
34-C2 | 34-C2 Juvenile Courthouse | 34-C2-D3050-250-ACU03 | SPLIT SYSTEM - Condenser | Carrier | 1404E15560 | 38TRA042340 | OM00004065 | CU - 6 | Middle | NA | DNA | R-22 | NA | 208/230 | 40 A max fuse | Electric | 1 Ph, 60Hz | NA | NA | \Classifications\Building System Class\D30-HVAC Systems\D3050 - Package SYS\Air Conditioning,Split System - ACU | EQ-1004145
34-C2 | 34-C2 Juvenile Courthouse | 34-C2-D1013-310-WCL04 | Wheelchair Lift WCL04 Conveyance # 140184 | porch-lift | 1204WLSB362147336LW | PL-S | OM00004177 | State ID# 140184¦ Dept 93 | Dept 90 Courtroom | NA | NA | NA | NA | 115 | 9 AMPS | Electrical | 1 | NA | NA | \Classifications\Building System Class\D10-Conveyance Systems\D1010 - Elevator\Wheelchair Lift - WCL | EQ-1004146
34-C2 | 34-C2 Juvenile Courthouse | 34-C2-D2023-100-BFP02 | BFP03 - Domestic | Watts | 202601 | 909 4 inch Type:RP | OM00004186 | Facility ID#: FA0023831 Device ID#: 1015-210021025243-202601 | South side of facility on Kiefer Blvd BFP03 - Domestic | NA | NA | NA | NA | NA | NA | NA | NA | NA | NA | \Classifications\Building System Class\D20-Plumbing\D2020 - Domestic Water\Backflow Preventer - BFP | EQ-1004650
34-C2 | 34-C2 Juvenile Courthouse | 34-C2-D1013-310-WCL03 | Lift, Wheelchair WCL03 Conveyance #140183 | PORCH-LIFT | 1204WLSB362147335LW | PL-S | OM00004178 | State ID# 140183¦ DEPT92 | Dept 91 Courtroom | NA | NA | NA | NA | 115 | 9 AMPS | Electrical | 1 | NA | NA | \Classifications\Building System Class\D10-Conveyance Systems\D1010 - Elevator\Wheelchair Lift - WCL | EQ-1005252
34-C2 | 34-C2 Juvenile Courthouse | 34-C2-D1013-310-WCL02 | Lift, Wheelchair WCL02 Conveyance #140182 | PORCH-LIFT | 1204WLSB362147412LW | PL-S | OM00004179 | State ID #140182 | DEPT. 92 | NA | NA | NA | NA | 115 | 9 AMPS | Electrical | 1 | NA | NA | \Classifications\Building System Class\D10-Conveyance Systems\D1010 - Elevator\Wheelchair Lift - WCL | EQ-1005253
34-C2 | 34-C2 Juvenile Courthouse | 34-C2-D1013-310-WCL01 | "Lift, Wheelchair WCL01 Conveyance # 140181 | PORCH-LIFT | 0604WLSB362140796LW | PL-S | OM00004180 | State ID #140181 | Dept 93 Courtroom | NA | NA | NA | NA | 115 | 9 AMPS | Electrical | 1 | NA | NA | \Classifications\Building System Class\D10-Conveyance Systems\D1010 - Elevator\Wheelchair Lift - WCL | EQ-1005254
34-C2 | 34-C2 Juvenile Courthouse | 34-C2-D1013-310-WCL05 | Lift, Wheelchair WCL05 Conveyance # 140185 | PORCH-LIFT | 1204WLSB362147337LW | PL-S | OM00004181 | State ID# 140185 | Dept 97 Courtroom | NA | NA | NA | NA | 115 | 9 AMPS | Electrical | 1 | NA | NA | \Classifications\Building System Class\D10-Conveyance Systems\D1010 - Elevator\Wheelchair Lift - WCL | EQ-1005255
34-C2 | 34-C2 Juvenile Courthouse | 34-C2-D1013-310-WCL06 | Lift, Wheelchair WCL06 Conveyance # 140186 | PORCH-LIFT | 1204WLSB362147411LW | PL-S | OM00004182 | State ID# 140186 | Dept 96 Courtroom | NA | NA | NA | NA | 115 | 9 AMPS | Electrical | 1 | NA | NA | \Classifications\Building System Class\D10-Conveyance Systems\D1010 - Elevator\Wheelchair Lift - WCL | EQ-1005256
34-C2 | 34-C2 Juvenile Courthouse | 34-C2-D3050-250-ACU04 | Split System Condenser | Carrier | 1404E15561 | 38TRA042340 | OM00003217 | CU-5 |  | NA | NA | R-22 | NA | 208/230 | 26-40 | Electrical | 1 Ph, 60 Hz | NA | NA | \Classifications\Building System Class\D30-HVAC Systems\D3050 - Package SYS\Air Conditioning,Split System - ACU | EQ-1005257
34-C2 | 34-C2 Juvenile Courthouse | 34-C2-D4094-450-SFM01 | Intergen Fire Suppression System | Intergen | Namplate is covered | Auto Pulse Z-10 | OM00003693 |  | MIS Server Room | NA | NA | NA | NA |  |  |  |  | NA | NA | \Classifications\Building System Class\D40-Fire Protection SYS\D4090 - Other Fire Protection Systems\Fire Suppression, Gaseous - SFM | EQ-1005258
34-C2 | 34-C2 Juvenile Courthouse | 34-C2-B2010-100-BLD01 | Building Structure | NA | NA | NA | OM00027625 | OM00004486 | NA | NA | NA | NA | NA | NA | NA | NA | NA | NA | NA | \Classifications\Building System Class\B20-General Building Exterior\B2010 - Exterior Walls\Building - BLD | EQ-1007315
34-C2 | 34-C2 Juvenile Courthouse | 34-C2-B3010-100-RUF01 | Roofing Systems | DNA | DNA | DNA | OM00027626 | OM00004487 | ROOF | NA | NA | NA | NA | NA | NA | NA | NA | NA | NA | \Classifications\Building System Class\B30-Roofing\B3010 - Roof Types\Roof - RUF | EQ-1007492
34-C2 | 34-C2 Juvenile Courthouse | 34-C2-D1010-100-ELE01 | Elevator, Hydraulic ELE01 Conveyance # 136996 | Thyssen Krupp | 136996 | ER5328 | OM00004059 | State ID# 136996 | P1 - LHS | NA | NA | NA | NA | 460 | DNA | Electric | DNA | NA | NA | \Classifications\Building System Class\D10-Conveyance Systems\D1010 - Elevator\Elevator,Hydraulic,Pass/Freight - ELE | 1009945
34-C2 | 34-C2 Juvenile Courthouse | 34-C2-D1010-100-ELE02 | Elevator, Hydraulic ELE02 Conveyance # 136997 | Thyssen Krupp | 136997 | ER5525 | OM00004060 | State ID# 136997 | P2 - Mid | NA | NA | NA | NA | 460 | DNA | Electric | DNA | NA | NA | \Classifications\Building System Class\D10-Conveyance Systems\D1010 - Elevator\Elevator,Hydraulic,Pass/Freight - ELE | 1009947
34-C2 | 34-C2 Juvenile Courthouse | 34-C2-D1010-100-ELE03 | Elevator, Hydraulic ELE03 Conveyance # 136998 | Thyssen Krupp | 136998 | ER537 | OM00004061 | State ID# 136998¦ P3-RHS | First floor lobby P3 - RHS | NA | NA | NA | NA | 460 | DNA | Electric | DNA | NA | NA | \Classifications\Building System Class\D10-Conveyance Systems\D1010 - Elevator\Elevator,Electric,Pass/Freight - ELE | 1009948
34-C2 | 34-C2 Juvenile Courthouse | 34-C2-D1010-100-ELE04 | Elevator, Hydraulic ELE04 Conveyance # 136999 | Thyssen Krupp | 136999 | ER5324 | OM00004057 | State ID# 136999 | Floor 1, Security Hallway | NA | NA | NA | NA | 460 | DNA | Electric | DNA | NA | NA | \Classifications\Building System Class\D10-Conveyance Systems\D1010 - Elevator\Elevator,Electric,Pass/Freight - ELE | 1009949
34-C2 | 34-C2 Juvenile Courthouse | 34-C2-D1010-100-ELE05 | Elevator, Hydraulic ELE05 Conveyance # 136700 | Thyssen Krupp | 136700 | ER5326 | OM00004058 | State ID# 137000¦ Pass | Floor 1, Security hallway | NA | NA | NA | NA | 460 | DNA | Electric | DNA | NA | NA | \Classifications\Building System Class\D10-Conveyance Systems\D1010 - Elevator\Elevator,Electric,Pass/Freight - ELE | 1009951
34-C2 | 34-C2 Juvenile Courthouse | 34-C2-D2023-100-BFP01 | BFP01 - Fire, 8 " | Watts | 04743 | 909 8 inch Type: RPDA | OM00027617 | Facility ID#: FA0023831 Device ID#: BD11014433 | South side of facility on Kiefer Blvd -BFP01 - Fire | NA | NA | NA | NA | NA | NA | NA | NA | NA | NA | \Classifications\Building System Class\D20-Plumbing\D2020 - Domestic Water\Backflow Preventer - BFP | 1010104
34-C2 | 34-C2 Juvenile Courthouse | 34-C2-D2023-100-BFP03 | BFP02 - Fire | Watts | 549401 | 909 2" | OM00027640 | Facility ID#: FA0023831 Device ID#: BD110144320 | Bypass on 04743 | NA | NA | NA | NA | NA | NA | NA | NA | NA | NA | \Classifications\Building System Class\D20-Plumbing\D2020 - Domestic Water\Backflow Preventer - BFP | 1010105
34-C2 | 34-C2 Juvenile Courthouse | 34-C2-D2023-100-BFP04 | BFP04 - Domestic | Wilkins | 1944536 | 909 1 1/2" | OM00027639 | Facility ID#: FA0023831 Device ID#: BD11014431 | Bypass on 202601 | NA | NA | NA | NA | NA | NA | NA | NA | NA | NA | \Classifications\Building System Class\D20-Plumbing\D2020 - Domestic Water\Backflow Preventer - BFP | 1010106
34-C2 | 34-C2 Juvenile Courthouse | 34-C2-D2023-100-BFP06 | BFP05 - Landscape | Watts | 205052 | 909 4" | OM00004187 | Facility ID#: FA0023831 Device ID#: BD11014430 | SOUTH SIDE OF BUILDING ,KIEFER BLVD. BFP05 - Landscape | NA | NA | NA | NA | NA | NA | NA | NA | NA | NA | \Classifications\Building System Class\D20-Plumbing\D2020 - Domestic Water\Backflow Preventer - BFP | 1010107
34-C2 | 34-C2 Juvenile Courthouse | 34-C2-D3031-100-PCH06 | Cooling Tower Water Pump PCH06 | Armstrong | 491668 | 4x3x8 4030 | OM00004063 |  | Cooling Tower Enclosure | NA | NA | NA | 15 | 480v | 18.7 amps | Electrical | 3 phase 60 hertz | NA | NA | \Classifications\Building System Class\D30-HVAC Systems\D3030 - Cooling SYS\Chilled Water Pump - PCH | 1010361
34-C2 | 34-C2 Juvenile Courthouse | 34-C2-D5010-200-ESD01 | Main Switch SBR01 | Siemens | 901005222 | 19-18518-A00010-02 | OM00003227 | service disconnect | 1st Floor Main Electrical Rm |  |  |  |  | 600 | 3200 |  | 3 phase 60 hertz |  |  | \Classifications\Building System Class\D50-Electrical SYS\D5010 - Elec Service & Dist\Electical Service and Distribution - ESD | 1010362
34-C2 | 34-C2 Juvenile Courthouse | 34-C2-D3044-125-PHW04 | Heating Hot Water Pump # 4 PHW04 | Armstrong | 491714 | 3x2x10 4030 | OM00029425 |  | Boiler Mechanical Room | NA | NA | NA | 7.5 | 460 | 9.4 | Electrical | 3 phase 60 hertz | NA | NA | \Classifications\Building System Class\D30-HVAC Systems\D3040 - Distribution SYS\Hot Water Pump - PHW | 1010363
34-C2 | 34-C2 Juvenile Courthouse | 34-C2-D3044-125-PHW03 | Heating Hot Water Pump # 3 PHW03 | Armstrong | 491713 | 3x2x10 4030 | OM00029424 |  | Boiler Mechanical Room | NA | NA | NA | 7.5 | 460 | 9.4 | Electrical | 3 phase 60 hertz | NA | NA | \Classifications\Building System Class\D30-HVAC Systems\D3040 - Distribution SYS\Hot Water Pump - PHW | 1010364
34-C2 | 34-C2 Juvenile Courthouse | 34-C2-D3031-100-PCH01 | Chilled Water Pump # 1 PCH01 | Armstrong | 491709 | 3x2x8 4030 | OM00029420 |  | Boiler Mechanical Room | NA | NA | NA | 5 | 460 | 3.9 | Electrical | 3 phase 60 hertz | NA | NA | \Classifications\Building System Class\D30-HVAC Systems\D3030 - Cooling SYS\Chilled Water Pump - PCH | 1010365
34-C2 | 34-C2 Juvenile Courthouse | 34-C2-D3031-100-PCH02 | Chilled Water Pump # 2 PCH02 | Armstrong | 491710 | 3x2x8 4030 | OM00029421 |  | Boiler Mechanical Room | NA | NA | NA | 5 | 460 | 3.9 | electric | 3 phase 60 hertz | NA | NA | \Classifications\Building System Class\D30-HVAC Systems\D3030 - Cooling SYS\Chilled Water Pump - PCH | 1010366
34-C2 | 34-C2 Juvenile Courthouse | 34-C2-D3031-100-PCH03 | Chilled Water Pump # 3 PCH03 | Armstrong | 491711 | 3x2x8 4030 | OM00029422 |  | Boiler Mechanical Room | NA | NA | NA | 5 | 460 | 3.9 | Electrical | 3 phase 60 hertz | NA | NA | \Classifications\Building System Class\D30-HVAC Systems\D3030 - Cooling SYS\Chilled Water Pump - PCH | 1010367
34-C2 | 34-C2 Juvenile Courthouse | 34-C2-D3031-100-PCH04 | Chilled Water Pump # 4 PCH04 | Armstrong | 491712 | 3x2x8 4030 | OM00029423 |  | Boiler Mechanical Room | NA | NA | NA | 5 | 460 | 3.9 | electric | 3 phase 60 hertz | NA | NA | \Classifications\Building System Class\D30-HVAC Systems\D3030 - Cooling SYS\Chilled Water Pump - PCH | 1010368
34-C2 | 34-C2 Juvenile Courthouse | 34-C2-D3044-125-PHW02 | Boiler Hot Water Recirculation Pump # 2 PHW02 | Armstrong | 491064 | 2x2x8 | OM00029426 |  | Boiler Room | NA | NA | NA | 2 | 460 | 3.2 | Electrical | 3 phase 60 hertz | NA | NA | \Classifications\Building System Class\D30-HVAC Systems\D3040 - Distribution SYS\Hot Water Pump - PHW | 1010369
34-C2 | 34-C2 Juvenile Courthouse | 34-C2-G2023-150-PEG01 | Sally Port Hydraulic Gate PEG01 | Electric Power Door | H576 | DNA | OM00029417 |  | Inside Sally Port Garage |  |  |  |  | 460 | 5 | Electrical | 3 phase 60 hertz |  |  | \Classifications\Building System Class\G20-Other Systems\G2020 - Parking Lots\Secured Parking Gate - PEG | 1010370
34-C2 | 34-C2 Juvenile Courthouse | 34-C2-C1020-110-FRD25 | Loading Dock Fire Curtain | Cornell | DNA | M100 | OM00029419 |  | Loading Dock |  |  |  | NA | NA | NA | NA | NA |  |  | \Classifications\Building System Class\C10-General Building Interior\C1020 - Fire Doors\Fire Doors - FRD | 1010371
34-C2 | 34-C2 Juvenile Courthouse | 34-C2-G2023-150-PEG03 | Loading Dock Electric Gate PEG03 | Lift Master/Chamberlin | 514-A4-19446 | H5011L2R | OM00029418 |  | Loading Dock |  |  |  | 0.5 | 115 | 5 |  | 1 phase 60 hertz |  |  | \Classifications\Building System Class\G20-Other Systems\G2020 - Parking Lots\Secured Parking Gate - PEG | 1010372
34-C2 | 34-C2 Juvenile Courthouse | 34-C2-D3040-120-FCU16 | Fan Coil Unit 16 - FCU16 | Carrier | Namplate is covered | 42BHC08BG4L60618 | OM00003716 |  | Sheriff's Control Room | (1) A25 | 18x21x2 (2) | NA | 0.5 | 460 | 1.1 | Electrical | 3 phase 60 hertz | NA | NA | \Classifications\Building System Class\D30-HVAC Systems\D3040 - Distribution SYS\Fan Coil Unit - FCU | 1010373
34-C2 | 34-C2 Juvenile Courthouse | 34-C2-D3040-120-FCU15 | Fan Coil Unit 15 - FCU15 | Carrier | Namplate is covered | 42BH30GG4L62412E | OM00003718 |  | Generator Room | (1) A34 | 29x22x2 (2) | NA | 1 | 460 | 1.9 | Electrical | 3 phase 60 hertz | NA | NA | \Classifications\Building System Class\D30-HVAC Systems\D3040 - Distribution SYS\Fan Coil Unit - FCU | 1010374
34-C2 | 34-C2 Juvenile Courthouse | 34-C2-D3040-120-FCU14 | Fan Coil Unit 14 - FCU14 | Carrier | Namplate is covered | 42BHC16BG4L61410 | OM00003691 |  | 3rd Floor Electrical Rm | (1) A25 | 18x21x2 (2) | NA | 0.5 | 460 | 1.1 | Electrical | 3 phase 60 hertz | NA | NA | \Classifications\Building System Class\D30-HVAC Systems\D3040 - Distribution SYS\Fan Coil Unit - FCU | 1010375
34-C2 | 34-C2 Juvenile Courthouse | 34-C2-D3040-120-FCU13 | Fan Coil Unit 13 - FCU13 | Carrier | Namplate is covered | 42BHC20BG4R61811 | OM00003720 |  | 2nd Floor Electrical Rm | (1) A28 | 18x21x2 (2) | NA | 0.75 | 460 | 1.5 | Electrical | 3 phase 60 hertz | NA | NA | \Classifications\Building System Class\D30-HVAC Systems\D3040 - Distribution SYS\Fan Coil Unit - FCU | 1010376
34-C2 | 34-C2 Juvenile Courthouse | 34-C2-D3040-120-FCU12 | Fan Coil Unit 12 - FCU12 | Carrier | Namplate is covered | 42BHC20BG4R61811 | OM00003711 |  | 1st Floor Electrical Rm | (1) A28 | 20x22x2 (2) | NA | 0.75 | 460 | 1.5 | Electrical | 3 phase 60 hertz | NA | NA | \Classifications\Building System Class\D30-HVAC Systems\D3040 - Distribution SYS\Fan Coil Unit - FCU | 1010377
34-C2 | 34-C2 Juvenile Courthouse | 34-C2-D3040-120-FCU11 | Fan Coil Unit 11 - FCU11 | Carrier | Namplate is covered | 42BHC16BG4L61613 | OM00003690 |  | 3rd Floor Comm. Room | (1) A26 | 18x21x2 (2) | NA | 0.75 | 460 | 1.5 | Electrical | 3 phase 60 hertz | NA | NA | \Classifications\Building System Class\D30-HVAC Systems\D3040 - Distribution SYS\Fan Coil Unit - FCU | 1010378
34-C2 | 34-C2 Juvenile Courthouse | 34-C2-D3040-120-FCU10 | Fan Coil Unit 10 - FCU10 | Carrier | Namplate is covered | 42BHC16BG4L61613 | OM00003692 |  | 3rd Floor Public Hallway Server Room | (1) A34 | 18x21x2 (2) | NA | 0.75 | 460 | 1.5 | Electrical | 3 phase 60 hertz | NA | NA | \Classifications\Building System Class\D30-HVAC Systems\D3040 - Distribution SYS\Fan Coil Unit - FCU | 1010379
34-C2 | 34-C2 Juvenile Courthouse | 34-C2-D3040-120-FCU09 | Fan Coil Unit 09 - FCU09 | Carrier | Namplate is covered | 42BHC12BG4L61012 | OM00003719 |  | 2nd Floor Comm Room | (1) A23 | 18x33x2 (1) | NA | 0.75 | 460 | 1.5 | Electrical | 3 phase 60 hertz | NA | NA | \Classifications\Building System Class\D30-HVAC Systems\D3040 - Distribution SYS\Fan Coil Unit - FCU | 1010380
34-C2 | 34-C2 Juvenile Courthouse | 34-C2-D3040-120-FCU08 | Fan Coil Unit 08 - FCU08 | Carrier | Namplate is covered | 42BHC12BG4L61012 | OM00003689 |  | 2nd Floor Public Hallway Server Room | (1) A26 | 18x33x2 (1) | NA | 0.75 | 460 | 1.5 | Electrical | 3 phase 60 hertz | NA | NA | \Classifications\Building System Class\D30-HVAC Systems\D3040 - Distribution SYS\Fan Coil Unit - FCU | 1010381
34-C2 | 34-C2 Juvenile Courthouse | 34-C2-D3040-120-FCU07 | Fan Coil Unit 07 - FCU07 | Carrier | Namplate is covered | 42BHC16BG4R1620 | OM00003712 |  | Employee Break Room | (1) A26 | 18x21x2 (2) | NA | 0.75 | 460 | 1.5 | Electrical | 3 phase 60 hertz | NA | NA | \Classifications\Building System Class\D30-HVAC Systems\D3040 - Distribution SYS\Fan Coil Unit - FCU | 1010382
34-C2 | 34-C2 Juvenile Courthouse | 34-C2-D3040-120-FCU06 | Fan Coil Unit 06 - FCU06 | Carrier | Namplate is covered | 42BHC16BG4R1620 | OM00003714 |  | MIS Server Room | (1) A26 | 18x21x2 (2) | NA | 0.75 | 460 | 1.5 | Electrical | 3 phase 60 hertz | NA | NA | \Classifications\Building System Class\D30-HVAC Systems\D3040 - Distribution SYS\Fan Coil Unit - FCU | 1010383
34-C2 | 34-C2 Juvenile Courthouse | 34-C2-D3040-120-FCU05 | Fan Coil Unit 05 - FCU05 | Carrier | Namplate is covered | 42BHC16BG4R1620 | OM00003713 |  | Communications Room | (1) A26 | 18x21x2 (2) | NA | 0.75 | 460 | 1.5 | Electric | 3 phase 60 hertz | NA | NA | \Classifications\Building System Class\D30-HVAC Systems\D3040 - Distribution SYS\Fan Coil Unit - FCU | 1010384
34-C2 | 34-C2 Juvenile Courthouse | 34-C2-D3040-120-FCU04 | Fan Coil Unit 04 - FCU04 | Carrier | Namplate is covered | 42BHC16BG4L61712 | OM00003715 |  | Hallway by Room 124 | (1) A26 | 18x21x2 (2) | NA | 0.75 | 460 | 1.5 | Electrical | 3 phase 60 hertz | NA | NA | \Classifications\Building System Class\D30-HVAC Systems\D3040 - Distribution SYS\Fan Coil Unit - FCU | 1010385
34-C2 | 34-C2 Juvenile Courthouse | 34-C2-D3040-120-FCU03 | Fan Coil Unit 03 - FCU03 | Carrier | Namplate is covered | 42BHC08BG4L60911 | OM00003710 |  | Janitor's Closet | (1) A21 | 16x24x2 (1) | NA | 0.5 | 460 | 1.1 | Electrical | 3 phase 60 hertz | NA | NA | \Classifications\Building System Class\D30-HVAC Systems\D3040 - Distribution SYS\Fan Coil Unit - FCU | 1010386
34-C2 | 34-C2 Juvenile Courthouse | 34-C2-D3040-120-FCU02 | Fan Coil Unit 02 - FCU02 | Carrier | Namplate is covered | 42BHC12BG4R1420 | OM00003717 |  | Sheriff's Comm Room | (1) A26 | 18x33x2 (1) | NA | 1 | 460 | 1.9 | Electric | 3 phase 60 hertz | NA | NA | \Classifications\Building System Class\D30-HVAC Systems\D3040 - Distribution SYS\Fan Coil Unit - FCU | 1010387
34-C2 | 34-C2 Juvenile Courthouse | 34-C2-D3040-120-FCU01 | Fan Coil Unit 01 - FCU01 | Carrier | 2437025 | 42BHC20BG4R62213 | OM00039065 |  | Chiller Room | A29 | 24x24x2 (2) | DNA | 3/4 hp | 460 | 1.5 | Electric | 3 phase 60 hertz | NA | NA | \Classifications\Building System Class\D30-HVAC Systems\D3040 - Distribution SYS\Fan Coil Unit - FCU | 1010388
34-C2 | 34-C2 Juvenile Courthouse | 34-C2-D3068-100-BAS01 | Building Automation System Computer and Monitor BAS01 | Siemens | 8QD89P1 | Apogee | OM00029428 |  | Building Engineers Office | NA | NA | NA | DNA | 110 | 2.5 | NA | 1 | DNA | DNA | \Classifications\Building System Class\D30-HVAC Systems\D3060 - Control & Inst Air\Building Automation System - BAS | 1010558
34-C2 | 34-C2 Juvenile Courthouse | 34-C2-D3044-125-PHW05 | Boiler Hot Water Recirculation Pump # 1 PHW01 | Armstrong | 491063 | 2x2x8 4380 | OM00004184 |  | boiler room | NA | NA | NA | 2 | 460 | DNA | Electrical | 3 | NA | NA | \Classifications\Building System Class\D30-HVAC Systems\D3040 - Distribution SYS\Hot Water Pump - PHW | 1012389
34-C2 | 34-C2 Juvenile Courthouse | 34-C2-G2050-200-LSC01 | LANDSCAPE | NA | NA | NA | OM00027623 |  | Exterior Landscape | NA | NA | NA | NA | NA | NA | NA | NA | NA | NA | \Classifications\Building System Class\G20-Other Systems\G2050 - Landscaping\Landscaping - LSC | 1012391
34-C2 | 34-C2 Juvenile Courthouse | 34-C2-D5092-250-ELT106 | Exterior Lighting | MULTIPLE | MULTIPLE | MULTIPLE | OM00027622 |  | EXTERIOR | NA | NA | NA | NA | 277 | DNA | Electrical | 1 | NA | NA | \Classifications\Building System Class\D50-Electrical SYS\D5090 - Elec SYS\Exterior Lighting - ELT | 1012392
34-C2 | 34-C2 Juvenile Courthouse | 34-C2-G2049-300-HSC01 | Hardscape | NA | NA | NA | OM00027624 |  | DNA | NA | NA | NA | NA | NA | NA | NA | NA | NA | NA | \Classifications\Building System Class\G20-Other Systems\G2040 - Site Development\Hardscape - HSC | 1012393
34-C2 | 34-C2 Juvenile Courthouse | 34-C2-D2023-100-BFP05 | Backflow - BFP08 - Boiler | WATTS | 403895 | 909 1 1/2" | OM00027620 | Facility ID#: FA0023831 Device ID# BD0014155 | 151 Boiler room BFP08 - Boiler | [10 empty] | \Classifications\Building System Class\D20-Plumbing\D2020 - Domestic Water\Backflow Preventer - BFP | 1013506
34-C2 | 34-C2 Juvenile Courthouse | 34-C2-D2023-100-BFP07 | BFP06 - Cooling Tower | Watts | 403426 | 909M1TRP 2" | OM00027618 | Facility ID#: FA0023831 Device ID#: BD0014156 | Exterior Cooling Tower Area | NA | NA | NA | NA | NA | NA | NA | NA | NA | NA | \Classifications\Building System Class\D20-Plumbing\D2020 - Domestic Water\Backflow Preventer - BFP | 1014864
34-C2 | 34-C2 Juvenile Courthouse | 34-C2-D2023-100-BFP08 | BFP07 - Chiller | Watts | 103893 | 909M10TRP 1 1/2" | OM00027619 | Facility ID#: FA0023831 Device ID#: BD11014157 | BFP07 - Chiller | NA | NA | NA | NA | NA | NA | NA | NA | NA | NA | \Classifications\Building System Class\D20-Plumbing\D2020 - Domestic Water\Backflow Preventer - BFP | 1014865
34-C2 | 34-C2 Juvenile Courthouse | 34-C2-D3060-100-RDS01 | Refrigerate Leak Detection System | Bracharach | AB04AF0074 | HEM300/RDM-800 | OM00027628 |  | Chiller Room | NA | NA | NA | NA | NA | DNA | NA | DNA | NA | NA | \Classifications\Building System Class\D30-HVAC Systems\D3060 - Control & Inst Air\Refrigerant Leak Detection System - RDS | 1014866
34-C2 | 34-C2 Juvenile Courthouse | 34-C2-D3050-250-ACU05 | Split System FCU-6.5 ACU05 | Carrier | 4409E01335 | 24ABB342A0060010 | OM00027649 |  | ROOF | NA | NA | R-410A | 460 | Other | 8.1 | Electric | 3 | NA | NA | \Classifications\Building System Class\D30-HVAC Systems\D3050 - Package SYS\Air Conditioning,Split System - ACU | 1015255
34-C2 | 34-C2 Juvenile Courthouse | 34-C2-C1020-110-FRD01 | Fire Door ELE06 1st Flr. | Warnock Hersey | DNA | DNA | OM00027638 |  | Fire Door ELE06 1st Flr. | NA | NA |  | Na | NA | DNA | NA | DNA | NA | NA | \Classifications\Building System Class\C10-General Building Interior\C1020 - Fire Doors\Fire Doors - FRD | 1015256
34-C2 | 34-C2 Juvenile Courthouse | 34-C2-C1020-110-FRD02 | Fire Door ELE01 2nd Flr. | Warnock Hersey | DNA | DNA | OM00027633 |  | Fire Door ELE01 2nd Flr. | NA | NA |  | NA | NA | DNA | NA | DNA | NA | NA | \Classifications\Building System Class\C10-General Building Interior\C1020 - Fire Doors\Fire Doors - FRD | 1015257
34-C2 | 34-C2 Juvenile Courthouse | 34-C2-C1020-110-FRD03 | Fire Door ELE02 2nd Flr. | Warnock Hersey | DNA | DNA | OM00027632 |  | Fire Door ELE02 2nd Flr. | NA | NA |  | NA | DNA | DNA | NA | DNA | NA | NA | \Classifications\Building System Class\C10-General Building Interior\C1020 - Fire Doors\Fire Doors - FRD | 1015258
34-C2 | 34-C2 Juvenile Courthouse | 34-C2-C1020-110-FRD04 | Fire Door ELE03 2nd Flr. | Warnock Hersey | DNA | DNA | OM00027631 |  | Fire Door ELE03 2nd Flr. | NA | NA |  | NA | NA | DNA | NA | DNA | NA | NA | \Classifications\Building System Class\C10-General Building Interior\C1020 - Fire Doors\Fire Doors - FRD | 1015259
34-C2 | 34-C2 Juvenile Courthouse | 34-C2-C1020-110-FRD05 | Fire Door ELE01 3rd Flr. | Warnock Hersey | DNA | DNA | OM00027630 |  | Fire Door ELE01 3rd Flr. | NA | NA |  | NA | NA | DNA | NA | DNA | NA | NA | \Classifications\Building System Class\C10-General Building Interior\C1020 - Fire Doors\Fire Doors - FRD | 1015260
34-C2 | 34-C2 Juvenile Courthouse | 34-C2-C1020-110-FRD06 | Fire Door ELE02 3rd Flr. | Warnock Hersey | DNA | DNA | OM00027629 |  | Fire Door ELE02 3rd Flr. | NA | NA |  | NA | NA | DNA | NA | DNA | NA | NA | \Classifications\Building System Class\C10-General Building Interior\C1020 - Fire Doors\Fire Doors - FRD | 1015261
34-C2 | 34-C2 Juvenile Courthouse | 34-C2-C1020-110-FRD07 | Fire Door ELE03 3rd Flr. | Warnock Hersey | DNA | DNA | OM00027652 |  | Fire Door ELE03 3rd Flr. | NA | NA |  | NA | NA | DNA | NA | DNA | NA | NA | \Classifications\Building System Class\C10-General Building Interior\C1020 - Fire Doors\Fire Doors - FRD | 1015262
34-C2 | 34-C2 Juvenile Courthouse | 34-C2-C1020-110-FRD08 | Fire Door ELE06 3rd Flr. | Warnock Hersey | DNA | DNA | OM00027648 |  | Fire Door ELE06 3rd Flr. | NA | NA |  | NA | NA | DNA | NA | DNA | NA | NA | \Classifications\Building System Class\C10-General Building Interior\C1020 - Fire Doors\Fire Doors - FRD | 1015263
34-C2 | 34-C2 Juvenile Courthouse | 34-C2-C1020-110-FRD09 | Fire Door ELE06 2nd Flr. | Warnock Hersey | DNA | DNA | OM00027647 |  | Fire Door ELE06 2nd Flr. | NA | NA |  | NA | NA | DNA | NA | DNA | NA | NA | \Classifications\Building System Class\C10-General Building Interior\C1020 - Fire Doors\Fire Doors - FRD | 1015264
34-C2 | 34-C2 Juvenile Courthouse | 34-C2-C1020-110-FRD10 | Fire Door ELE05 1st Flr. | Warnock Hersey | DNA | DNA | OM00027645 |  | Fire Door ELE05 1st Flr. | NA | NA |  | NA | NA | DNA | NA | DNA | NA | NA | \Classifications\Building System Class\C10-General Building Interior\C1020 - Fire Doors\Fire Doors - FRD | 1015265
34-C2 | 34-C2 Juvenile Courthouse | 34-C2-C1020-110-FRD11 | Fire Door ELE05 2nd Flr. | Warnock Hersey | DNA | DNA | OM00027644 |  | Fire Door ELE05 2nd Flr. | NA | NA |  | NA | NA | DNA | NA | DNA | NA | NA | \Classifications\Building System Class\C10-General Building Interior\C1020 - Fire Doors\Fire Doors - FRD | 1015266
34-C2 | 34-C2 Juvenile Courthouse | 34-C2-C1020-110-FRD12 | Fire Door ELE04 1st Flr. | Warnock Hersey | DNA | DNA | OM00027643 |  | Fire Door ELE04 1st Flr. | NA | NA | NA | NA | NA | DNA | NA | DNA | NA | NA | \Classifications\Building System Class\C10-General Building Interior\C1020 - Fire Doors\Fire Doors - FRD | 1015267
34-C2 | 34-C2 Juvenile Courthouse | 34-C2-C1020-110-FRD13 | Fire Door ELE04 2nd Flr. | Warnock Hersey | DNA | DNA | OM00027642 |  | Fire Door ELE04 2nd Flr. | NA | NA |  | NA | NA | DNA | NA | DNA | NA | NA | \Classifications\Building System Class\C10-General Building Interior\C1020 - Fire Doors\Fire Doors - FRD | 1015268
34-C2 | 34-C2 Juvenile Courthouse | 34-C2-C1020-110-FRD14 | Fire Door ELE04 3rd Flr. | Warnock Hersey | DNA | DNA | OM00027641 |  | Fire Door ELE04 3rd Flr. | NA | NA | NA | NA | NA | DNA | NA | DNA | NA | NA | \Classifications\Building System Class\C10-General Building Interior\C1020 - Fire Doors\Fire Doors - FRD | 1015269
34-C2 | 34-C2 Juvenile Courthouse | 34-C2-C1020-110-FRD15 | Fire Door RM. 302 Public Defenders Window | Warnock Hersey | NA | NA | OM00027653 |  | Fire Door RM. 302 Public Defenders Window | NA | NA |  | NA | NA | DNA | NA | DNA | NA | NA | \Classifications\Building System Class\C10-General Building Interior\C1020 - Fire Doors\Fire Doors - FRD | 1015270
34-C2 | 34-C2 Juvenile Courthouse | 34-C2-C1020-110-FRD16 | Fire Door RM. 302 Public Defenders Window | Warnock Hersey | NA | NA | OM00027654 |  | Fire Door RM. 302 Public Defenders Window | NA | NA |  | NA | NA | DNA | NA | DNA | NA | NA | \Classifications\Building System Class\C10-General Building Interior\C1020 - Fire Doors\Fire Doors - FRD | 1015271
34-C2 | 34-C2 Juvenile Courthouse | 34-C2-C1020-110-FRD17 | Fire Door ELE05 3rd Flr. | Warnock Hersey | DNA | DNA | OM00027655 |  | Fire Door ELE05 3rd Flr. | NA | NA | NA | NA | NA | DNA | NA | DNA | NA | NA | \Classifications\Building System Class\C10-General Building Interior\C1020 - Fire Doors\Fire Doors - FRD | 1015272
34-C2 | 34-C2 Juvenile Courthouse | 34-C2-C1020-110-FRD18 | Fire Door Department 96, 359 Clerks Office | Warnock Hersey | DNA | DNA | OM00027656 |  | Fire Door Department 96, 359 Clerks Office | NA | NA | NA | NA | NA | DNA | NA | DNA | NA | NA | \Classifications\Building System Class\C10-General Building Interior\C1020 - Fire Doors\Fire Doors - FRD | 1015273
34-C2 | 34-C2 Juvenile Courthouse | 34-C2-C1020-110-FRD19 | Fire Door Department 97, 359 Clerks Office | Warnock Hersey | DNA | DNA | OM00027657 |  | Fire Door Department 97, 359 Clerks Office | NA | NA | NA | NA | NA | DNA | NA | DNA | NA | NA | \Classifications\Building System Class\C10-General Building Interior\C1020 - Fire Doors\Fire Doors - FRD | 1015274
34-C2 | 34-C2 Juvenile Courthouse | 34-C2-C1020-110-FRD20 | Fire Door Department 92, 259 Clerks Office | Warnock Hersey | DNA | DNA | OM00027658 |  | Fire Door Department 92, 259 Clerks Office | NA | NA | NA | NA | NA | DNA | NA | DNA | NA | NA | \Classifications\Building System Class\C10-General Building Interior\C1020 - Fire Doors\Fire Doors - FRD | 1015275
34-C2 | 34-C2 Juvenile Courthouse | 34-C2-C1020-110-FRD21 | Fire Door Department 93, 259 Clerks Office | Warnock Hersey | DNA | DNA | OM00027659 |  | Fire Door Department 93, 259 Clerks Office | NA | NA | NA | NA | NA | DNA | NA | DNA | NA | NA | \Classifications\Building System Class\C10-General Building Interior\C1020 - Fire Doors\Fire Doors - FRD | 1015276
34-C2 | 34-C2 Juvenile Courthouse | 34-C2-C1020-110-FRD22 | Fire Door Department 91, 275 Clerks Office | Warnock Hersey | DNA | DNA | OM00027660 |  | Fire Door Department 91, 275 Clerks Office | NA | NA | NA | NA | NA | DNA | NA | DNA | NA | NA | \Classifications\Building System Class\C10-General Building Interior\C1020 - Fire Doors\Fire Doors - FRD | 1015277
34-C2 | 34-C2 Juvenile Courthouse | 34-C2-C1020-110-FRD23 | Fire Door Department 90, 275 Clerks Office | Warnock Hersey | DNA | DNA | OM00027661 |  | Fire Door Department 90, 275 Clerks Office | NA | NA | NA | NA | NA | DNA | NA | DNA | NA | NA | \Classifications\Building System Class\C10-General Building Interior\C1020 - Fire Doors\Fire Doors - FRD | 1015278
34-C2 | 34-C2 Juvenile Courthouse | 34-C2-C1020-110-FRD24 | Fire Door Department 90, 280 Clerks Office | Warnock Hersey | DNA | DNA | OM00027662 |  | Fire Door Department 90, 280 Clerks Office | NA | NA | NA | NA | NA | DNA | NA | DNA | NA | NA | \Classifications\Building System Class\C10-General Building Interior\C1020 - Fire Doors\Fire Doors - FRD | 1015279
34-C2 | 34-C2 Juvenile Courthouse | 34-C2-D5092-100-UPS03 | Uninterruptible Power System #3 | Mitsubishi | No Nameplate on the unit | 7011A | OM00003686 |  | Sheriff Ready Room | NA | NA | NA | NA | 240 | DNA | Electric and lead-sulfuric acid | DNA | NA | NA | \Classifications\Building System Class\D50-Electrical SYS\D5090 - Elec SYS\Uninterruptible Power System - UPS | 1015280
34-C2 | 34-C2 Juvenile Courthouse | 34-C2-C1020-110-FRD26 | Fire Curtain at Medical Records Window | DNA |  | B2 | OM00037407 |  | Medical Records | NA | NA | NA | NA | NA | NA | NA |  | NA | NA | \Classifications\Building System Class\C10-General Building Interior\C1020 - Fire Doors\Fire Doors - FRD | 1015351
34-C2 | 34-C2 Juvenile Courthouse | 34-C2-D5092-100-UPS02 | Uninterruptible Power System #2 | Mitsubishi | DNA | 7011A | OM00003688 |  | Central Comm Room | NA | NA | NA | NA | NA | NA | Electric and lead-sulfuric acid | NA | NA | NA | \Classifications\Building System Class\D50-Electrical SYS\D5090 - Elec SYS\Uninterruptible Power System - UPS | 1015376
34-C2 | 34-C2 Juvenile Courthouse | 34-C2-D2023-310-WBS03 | (2) Water Booster Pump System | Siemens | XARD22-000993 | Micro Master 420 | OM00037406 |  | Grounds | NA | NA | NA | 7.5 |  | NA | Electric |  | NA | NA | \Classifications\Building System Class\D20-Plumbing\D2020 - Domestic Water\Domestic Water Booster System - WBS | 1015377
34-C2 | 34-C2 Juvenile Courthouse | 34-C2-D2017-100-SHW01 | Eye Wash Station | Bradley | NA | NA | OM00037405 |  | Grounds - Cooling Tower Enclosure | [10 empty] | \Classifications\Building System Class\D20-Plumbing\D2010 - Plumb Fix\Showers - SHW | 1015378
34-C2 | 34-C2 Juvenile Courthouse | 34-C2-C1020-110-FRD28 | Fire Door on 1st. Flr. for RM 145 | NA | NA | Warnock Hersey | OM00039062 |  | 1st Flr for RM. 145 | NA | NA | NA | NA | NA | NA | NA | NA | NA | NA | \Classifications\Building System Class\C10-General Building Interior\C1020 - Fire Doors\Fire Doors - FRD | 1018740
34-C2 | 34-C2 Juvenile Courthouse | 34-C2-C1020-110-FRD29 | Fire Door on 1st. Flr. Near RM 139 | NA | NA | Warnock Hersey | OM00039061 |  | 1st Flr. Hallway near RM. 139 | NA | NA | NA | NA | NA | NA | NA | NA | NA | NA | \Classifications\Building System Class\C10-General Building Interior\C1020 - Fire Doors\Fire Doors - FRD | 1018741
34-C2 | 34-C2 Juvenile Courthouse | 34-C2-C1020-110-FRD27 | Fire Door on 1st. Flr. Near RM 134 | NA | NA | Warnock Hersey | OM00039063 |  | 1st Flr. Hallway near RM. 134 | NA | NA | NA | NA | NA | NA | NA | NA | NA | NA | \Classifications\Building System Class\C10-General Building Interior\C1020 - Fire Doors\Fire Doors - FRD | 1018739
34-C2 | 34-C2 Juvenile Courthouse | 34-C2-C1020-110-FRD31 | Fire Door on 3rd. Flr. for RM 350 | NA | NA | Warnock Hersey | OM00039465 |  | 3rd. Flr. for RM. 350 | NA | NA | NA | NA | NA | NA | NA | NA | NA | NA | \Classifications\Building System Class\C10-General Building Interior\C1020 - Fire Doors\Fire Doors - FRD | 1018743
34-C2 | 34-C2 Juvenile Courthouse | 34-C2-C1020-110-FRD30 | Fire Door on 1st. Flr. for RM 145 | Egger Industries | NA | Warnock Hersey | OM00039064 |  | 1st Flr for RM. 145 | NA | NA | NA | NA | NA | NA | NA | NA | NA | NA | \Classifications\Building System Class\C10-General Building Interior\C1020 - Fire Doors\Fire Doors - FRD | 1018742
34-C2 | 34-C2 Juvenile Courthouse | 34-C2-C1020-110-FRD32 | Fire Door on 2nd. Flr. for RM 250 | NA | NA | Warnock Hersey | OM00039067 |  | 2nd. Flr. for RM. 250 | NA | NA | NA | NA | NA | NA | NA | NA | NA | NA | \Classifications\Building System Class\C10-General Building Interior\C1020 - Fire Doors\Fire Doors - FRD | 1018744
34-C2 | 34-C2 Juvenile Courthouse | 34-C2-C1020-110-FRD33 | Fire Door on 2nd. Flr. for RM 269 | NA | NA | Warnock Hersey | OM00039068 |  | 2nd. Flr. for RM. 269 | NA | NA | NA | NA | NA | NA | NA |  | NA | NA | \Classifications\Building System Class\C10-General Building Interior\C1020 - Fire Doors\Fire Doors - FRD | 1018745
34-C2 | 34-C2 Juvenile Courthouse | 34-C2-D2090-230-WIP01 | (3) Water Treatment Chemical Pump System | Pulsatron | 47588 | K4VVC9 | OM00031913 |  | Exterior Cooling Tower Yard | NA | NA | NA | NA | 115 | DNA | Electric | 1 | NA | NA | \Classifications\Building System Class\D20-Plumbing\D2090 - Other Plumbing SYS\Water Treatment Inhibitor Pump - WIP | 1019334
34-C2 | 34-C2 Juvenile Courthouse | 34-C2-C1020-110-FRD34 | Fire Door on 1st. Flr. for RM 118 | NA | NA | NA | OM00039309 |  | Floor 1 Mail Rm. 118 | NA | NA | NA | NA | NA | NA | NA | NA | NA | NA | \Classifications\Building System Class\C10-General Building Interior\C1020 - Fire Doors\Fire Doors - FRD | 1020391
34-C2 | 34-C2 Juvenile Courthouse | 34-C2-C1020-110-FRD35 | Fire Door on 1st. Flr. for RM 105 | NA | NA | NA | OM00039310 |  | 1st Flr. Receptionist/Check in Counter 105 | NA | NA | NA | NA | NA | NA | NA | NA | NA | NA | \Classifications\Building System Class\C10-General Building Interior\C1020 - Fire Doors\Fire Doors - FRD | 1020392
34-C2 | 34-C2 Juvenile Courthouse | 34-C2-C1020-110-FRD36 | Fire Door on 1st. Flr. for RM 105 | NA | NA | NA | OM00039311 |  | 1st Flr. Receptionist/Check in Counter 105 | NA | NA | NA | NA | NA | NA | NA | NA | NA | NA | \Classifications\Building System Class\C10-General Building Interior\C1020 - Fire Doors\Fire Doors - FRD | 1020393
34-C2 | 34-C2 Juvenile Courthouse | 34-C2-D3050-250-ACU07 | Computer Room Split System #2 | Liebert | C16FT20070 | DS0310A16 | OM00031923 |  | CDR is on Roof and CRAC is on 1st. Flr. In Rm. 148 | NA | (1) 25x16x4 (2) 25x20x4 | R-407C | NA | 460 | DNA | Electric | 3 | DNA | NA | \Classifications\Building System Class\D30-HVAC Systems\D3050 - Package SYS\Air Conditioning,Split System - ACU | 1021669
34-C2 | 34-C2 Juvenile Courthouse | 34-C2-D3050-250-ACU06 | Computer Room Split System #1 | Liebert | C16FT20069 | DS0310A16 | OM00031924 |  | CDR is on Roof and CRAC is on 1st. Flr. In Rm. 148 | NA | (1) 25x16x4 (2) 25x20x4 | R-407C | NA | 460 | NA | Electric | 3 | DNA | NA | \Classifications\Building System Class\D30-HVAC Systems\D3050 - Package SYS\Air Conditioning,Split System - ACU | 1021668
34-D1 | 34-D1 Carol Miller Justice Center Court Facility | 34-D1-D3041-110-AHU01 | AIR HANDLER AHU01 | TEMTROL | 4427-8 | DH-117PG | OM00003181 | AH-1 | 4th Flr. Penthouse East Room | (5) 5VX1120 | (4) 24x12x4 ,(25) 24x24x4, (4) 24x12x12, (25) 24x24x12 | NA | 100 | 460 | 116 | Electric | 3 pH, 60hz | NA | NA | \Classifications\Building System Class\D30-HVAC Systems\D3040 - Distribution SYS\Air Handling Unit - AHU | EQ-1004147
34-D1 | 34-D1 Carol Miller Justice Center Court Facility | 34-D1-D3041-110-AHU02 | AIR HANDLER AHU02 | TEMTROL | 44279 | DH-51PG | OM00003180 | NA | 4th Flr. Penthouse East Room | (4) BX120 | (3) 24x12x12 ,(12) 24x24x12, (3) 24x12x4, (12) 24x24x4 | NA | 40 | 460 | 48 | Electrical | 3pH, 60hz | NA | NA | \Classifications\Building System Class\D30-HVAC Systems\D3040 - Distribution SYS\Air Handling Unit - AHU | EQ-1004148
34-D1 | 34-D1 Carol Miller Justice Center Court Facility | 34-D1-D3031-140-CLR01 | CHILLER #1 | TRANE | U90M03387 | RTHA150FLMOLCVL 4LF2LFNN00GQ | OM00003175 |  | 4th Flr. Chiller Room | NA | NA | R-22 | NA | 466 | 1.52 | Electrical | 3 | NA | NA | \Classifications\Building System Class\D30-HVAC Systems\D3030 - Cooling SYS\Chiller, Air Cooled - CLR | EQ-1004151
34-D1 | 34-D1 Carol Miller Justice Center Court Facility | 34-D1-D3031-140-CLR02 | CHILLER #2 | TRANE | U90M03386 | RTHA150FCMOLCVL 4LF2LFNN00GQ | OM00003176 |  | 4th Flr. Chiller Room | NA | NA | R-22 | NA | 460 | 190-300 | NA | 3 Ph, 60Hz | NA | NA | \Classifications\Building System Class\D30-HVAC Systems\D3030 - Cooling SYS\Chiller, Air Cooled - CLR | EQ-1004152
34-D1 | 34-D1 Carol Miller Justice Center Court Facility | 34-D1-D3030-110-CTW01 | CHILLER TOWER CTW01 | EVAPCO | 988612W | AT859B | OM00003172 |  | 3RD FLOOR ROOF | 3B148 | NA | NA | 10 | 460 | 14.5 | NA | 3 Ph 60Hz | NA | NA | \Classifications\Building System Class\D30-HVAC Systems\D3030 - Cooling SYS\Cooling Tower - CTW | EQ-1004153
34-D1 | 34-D1 Carol Miller Justice Center Court Facility | 34-D1-D3050-250-ACU01 | Split System #1 | Mitsubishi Electric | 4YV00731A | PU18EK1 | OM00003173 |  | SE ROOF | NA | NA | R-22 | NA | 208/230 | 22 | Electrical | 1 Ph 60 Hz | NA | NA | \Classifications\Building System Class\D30-HVAC Systems\D3050 - Package SYS\Air Conditioning,Split System - ACU | EQ-1004154
34-D1 | 34-D1 Carol Miller Justice Center Court Facility | 34-D1-D3050-250-ACU02 | Split System #2 | Mitsubishi Electric | 05000 | PU-36G6.US | OM00003170 |  | NW ROOF | NA | NA | R-22 | NA | 208/230 | 22-30 | NA | 1 Ph, 60Hz | NA | NA | \Classifications\Building System Class\D30-HVAC Systems\D3050 - Package SYS\Air Conditioning,Split System - ACU | EQ-1004155
34-D1 | 34-D1 Carol Miller Justice Center Court Facility | 34-D1-D3050-250-ACU03 | Split System #3 | Mitsubishi Electric | 650-0-02834 | PU-36G6.US | OM00003171 |  | NW ROOF | NA | NA | R-22 | NA | 208/230 | 22-30 | NA | 1 Ph, 60Hz | NA | NA | \Classifications\Building System Class\D30-HVAC Systems\D3050 - Package SYS\Air Conditioning,Split System - ACU | EQ-1004156
34-D1 | 34-D1 Carol Miller Justice Center Court Facility | 34-D1-D3050-250-ACU04 | Split System #4 | Mitsubishi Electric | 05000535A | PU-36G6.US | OM00003169 |  | Floor 3 Room 310 South | NA | NA | R-22 | NA | 208/230 | 22-30 | NA | 1Ph, 60Hz | NA | NA | \Classifications\Building System Class\D30-HVAC Systems\D3050 - Package SYS\Air Conditioning,Split System - ACU | EQ-1004157
34-D1 | 34-D1 Carol Miller Justice Center Court Facility | 34-D1-D3050-250-ACU05 | Split System #5 | Mitsubishi Electric | DNA | PUL24EK | OM00003182 |  | N ROOF | NA | NA | R-22 | NA | 208/230 | 16-20 | NA | 1 Ph, 60Hz | NA | NA | \Classifications\Building System Class\D30-HVAC Systems\D3050 - Package SYS\Air Conditioning,Split System - ACU | EQ-1004158
34-D1 | 34-D1 Carol Miller Justice Center Court Facility | 34-D1-D3050-250-ACU06 | Split System #6 | Mitsubishi Electric | 05000284D | PUL-18G6.US | OM00003184 |  | N Side of Roof | NA | NA | R-22 | DNA | 208/230 | 16-20 | NA | 1Ph, 60Hz | NA | NA | \Classifications\Building System Class\D30-HVAC Systems\D3050 - Package SYS\Air Conditioning,Split System - ACU | EQ-1004159
34-D1 | 34-D1 Carol Miller Justice Center Court Facility | 34-D1-D5092-210-GEN01 | GENERATOR | KOHLER | 2209798 | 100RE0ZJD | OM00003185 | #22038 | Exterior SE CORNER | GM52514 | Fuel #1 - GM5006 Fuel #2 - GM50074 Oil - GM32809 | NA | 158 | various | Various | Diesel | 3 Ph, 60Hz | NA | NA | \Classifications\Building System Class\D50-Electrical SYS\D5090 - Elec SYS\Emergency Generator - GEN | EQ-1004160
34-D1 | 34-D1 Carol Miller Justice Center Court Facility | 34-D1-D3041-210-SFN08 | SUPPLY FAN SFN08 | GREENHECK | 91C00481 | TAUB-HT-60-75 | OM00003174 |  | ROOF | AX112 | NA | NA | 7.5 | 208 | 5.3 | Electrical | 3 pH, 60 Hz | NA | NA | \Classifications\Building System Class\D30-HVAC Systems\D3040 - Distribution SYS\Supply/Exhaust/Return fans- FAN | EQ-1004161
34-D1 | 34-D1 Carol Miller Justice Center Court Facility | 34-D1-D2022-100-HWE01 | WATER HEATER HWG01 | AOSMITH | MF95-0030133-S06 | ELSF-20100 | OM00003183 |  | 1st Floor -JANITORIAL CLOSET | NA | NA | NA | NA | DNA | DNA | Electrical | DNA | NA | NA | \Classifications\Building System Class\D20-Plumbing\D2020 - Domestic Water\Domestic Water Heater, Electric - HWE | EQ-1004162
34-D1 | 34-D1 Carol Miller Justice Center Court Facility | 34-D1-D4031-100-FEX51 | Portable, Hand Held, Fire Extinguisher FEX51 | Various | NA | Various | OM00029412 | OM00004074 | NA | NA | NA | NA | NA | NA | NA | NA | NA | NA | NA | \Classifications\Building System Class\D40-Fire Protection SYS\D4030 - FIRE SPEC\Fire Extinguisher - FEX | EQ-1004585
34-D1 | 34-D1 Carol Miller Justice Center Court Facility | 34-D1-D5092-250-EML76 | LIGHT, EMERGENCY, HARDWIRED SYSTEM | Lithonia | NA | Various | OM00029413 | OM00029409 | exit coridors | NA | NA | NA | NA | 277 | 0.15 | Electrical | 3 pH, 60hZ | NA | NA | \Classifications\Building System Class\D50-Electrical SYS\D5090 - Elec SYS\Emergency And Exit Lighting - EML | EQ-1004587
34-D1 | 34-D1 Carol Miller Justice Center Court Facility | 34-D1-D1010-100-ELE01 | ELEVATOR, HYDRAULIC, PASSENGER/FREIGHT ELH01 | Dover | D18146 | DMC-1 | OM00004071 | State ID# 096833 | 1st Flr. Elevator Equipment Room | NA | NA | NA | NA | 460 | 90 | Electric | 3 Ph | NA | NA | \Classifications\Building System Class\D10-Conveyance Systems\D1010 - Elevator\Elevator,Hydraulic,Pass/Freight - ELE | EQ-1004636
34-D1 | 34-D1 Carol Miller Justice Center Court Facility | 34-D1-D3044-125-PHW01 | Heating Hot Water Pump # 1 | Baldor | F490 | JMM-232-18T | OM00004069 | NA | Floor 4 Boiler Room | NA | NA | NA | 5.00 HP | 208 | 14.8 | Electrical | 3 Ph, 60 Hz | NA | NA | \Classifications\Building System Class\D30-HVAC Systems\D3040 - Distribution SYS\Hot Water Pump - PHW | EQ-1005259
34-D1 | 34-D1 Carol Miller Justice Center Court Facility | 34-D1-D3044-125-PHW02 | Heating Hot Water Pump # 2 | Baldor | F1101133041 | JMM-232-18T | OM00004070 | NA | Floor 4 Boiler Room | NA | NA | NA | 5.00 HP | 208 | 14.8 | Electrical | 3 pH, 60hZ | NA | NA | \Classifications\Building System Class\D30-HVAC Systems\D3040 - Distribution SYS\Hot Water Pump - PHW | EQ-1005260
34-D1 | 34-D1 Carol Miller Justice Center Court Facility | 34-D1-D3041-210-SFN01 | Building Purge Fan - Supply | Snyder General | 4WB00286 | 979898-010 | OM00029405 | OM00004076 | Roof / 4th Floor | (1) B75 | NA | NA | 15 | 208 | 10 | Electrical | 3 Ph, 60Hz | NA | NA | \Classifications\Building System Class\D30-HVAC Systems\D3040 - Distribution SYS\Supply/Exhaust/Return fans- FAN | EQ-1005261
34-D1 | 34-D1 Carol Miller Justice Center Court Facility | 34-D1-B2010-100-BLD01 | Building Structure | NA | NA | NA | OM00029410 | NA | NA | NA | NA | NA | NA | NA | NA | NA | NA | NA | NA | \Classifications\Building System Class\B20-General Building Exterior\B2010 - Exterior Walls\Building - BLD | EQ-1007316
34-D1 | 34-D1 Carol Miller Justice Center Court Facility | 34-D1-D2023-100-BFP03 | BFP 03 - Domestic/Fire Bypass - Next to Sallyport in cage | FEB | BD2616 | 825YD 2" RP | OM00004078 | OW0043344 Facility ID#: FA0020764 Device ID# BD0000679 | Grounds Main Parking Lot next to Sallyport in cage - Domestic/Fire notice NSO Bldg. @ Street | NA | NA | NA | NA | NA | NA | NA | NA | NA | NA | \Classifications\Building System Class\D20-Plumbing\D2020 - Domestic Water\Backflow Preventer - BFP | 1009229
34-D1 | 34-D1 Carol Miller Justice Center Court Facility | 34-D1-D2023-100-BFP01 | BFP01 - Irrigation -Front entrance | WIL | Z29196 | 575 2" RP | OM00004080 | OW0043344 Facility ID#: FA0020764 Device ID# BD0000678 | Grounds West Side of building at front entrance - Irrigation Notice describes E Parking Lot Entrance | NA | NA | NA | NA | NA | NA | NA | NA | NA | NA | \Classifications\Building System Class\D20-Plumbing\D2020 - Domestic Water\Backflow Preventer - BFP | 1009231
34-D1 | 34-D1 Carol Miller Justice Center Court Facility | 34-D1-D4010-150-FMS01 | System Extinguishing,Wet Pipe - SEW | NA | NA | NA | OM00004381 |  | DNA | NA | NA | NA | NA | NA | NA | NA | NA | NA | NA | \Classifications\Building System Class\D40-Fire Protection SYS\D4010 - Sprinkler SYS\Fire Systems, stand pipes - FMS | 1009394
34-D1 | 34-D1 Carol Miller Justice Center Court Facility | 34-D1-D5037-710-FAP01 | Fire Alarm Panel - FAP | Silent Knight | NA | 5204PL | OM00029403 |  | Floor 1, Security Control Room | NA | NA | NA | NA | 120 | DNA | Electric | 1 | NA | NA | \Classifications\Building System Class\D50-Electrical SYS\D5030 - Comm & Security\Fire Alarm Panel - FAP | 1009837
34-D1 | 34-D1 Carol Miller Justice Center Court Facility | 34-D1-D2023-310-HWP02 | Domestic Water Pump # 2 HWP02 | Brook | NA | 184JP | OM00029402 | NA | Next to Sallyport | NA | NA | NA | 5 | 460 | 7 | Electrical | 3 phase 60 hertz | NA | NA | \Classifications\Building System Class\D20-Plumbing\D2020 - Domestic Water\Domestic Hot Water Circulating Pump - HWP | 1010397
34-D1 | 34-D1 Carol Miller Justice Center Court Facility | 34-D1-D3031-100-PCH04 | Condensing Pump # 1 - PCH04 | Bell & Gossett | 981974 | 1531 ABC 81/8BF | OM00004384 | P3 | Floor 4 Chiller Room | NA | NA | NA | 10 | 460 | 16.7 | Electrical | 3 phase 60 hertz | NA | NA | \Classifications\Building System Class\D30-HVAC Systems\D3030 - Cooling SYS\Chilled Water Pump - PCH | 1010398
34-D1 | 34-D1 Carol Miller Justice Center Court Facility | 34-D1-D3031-100-PCH05 | Condensing Pump # 2 - PCH05 | Bell & Gossett | 981973 | 1531 ABC 81/8BF | OM00004383 | P4 | Floor 4 Chiller Room | NA | NA | NA | 10 | 460 | 16.7 |  | 3 phase 60 hertz | NA | NA | \Classifications\Building System Class\D30-HVAC Systems\D3030 - Cooling SYS\Chilled Water Pump - PCH | 1010399
34-D1 | 34-D1 Carol Miller Justice Center Court Facility | 34-D1-D3031-100-PCH03 | Chilled Water Pump # 3 - PCH03 | Peerless | 9048081 | 1030 | OM00004385 | P5 | Floor 4 Chiller Room | NA | NA | NA | 15 | 460 | 9.5 | electric | 3 phase 60 hertz | NA | NA | \Classifications\Building System Class\D30-HVAC Systems\D3030 - Cooling SYS\Chilled Water Pump - PCH | 1010400
34-D1 | 34-D1 Carol Miller Justice Center Court Facility | 34-D1-D3031-100-PCH01 | Chilled Water Pump # 1 - PCH01 | Peerless | 9048031 | 1030 | OM00004386 | P6 | Floor 4 Chiller Room | NA | NA | NA | 15 | 460 | 9.5 | electric | 3 phase 60 hertz | NA | NA | \Classifications\Building System Class\D30-HVAC Systems\D3030 - Cooling SYS\Chilled Water Pump - PCH | 1010401
34-D1 | 34-D1 Carol Miller Justice Center Court Facility | 34-D1-D3031-100-PCH02 | Chilled Water Pump # 2 - PCH02 | Peerless | 9048080 | 1030 | OM00004387 | P7 | Floor 4 Chiller Room | NA | NA | NA | 7.5 | 460 | 11.4 | electric | 3 phase 60 hertz | NA | NA | \Classifications\Building System Class\D30-HVAC Systems\D3030 - Cooling SYS\Chilled Water Pump - PCH | 1010402
34-D1 | 34-D1 Carol Miller Justice Center Court Facility | 34-D1-D3042-220-EFN03 | Exhaust Fan # 1 - EFN03 | Marathon | Data Not on the unit | WVM56T17D5309A | OM00004391 | NA | 4th. Floor Air Handler Room | (1) A53 | NA | NA | 1.5 | 460 | 2.1 | Electric | 3 phase 60 hertz | NA | NA | \Classifications\Building System Class\D30-HVAC Systems\D3040 - Distribution SYS\Supply/Exhaust/Return fans- FAN | 1010403
34-D1 | 34-D1 Carol Miller Justice Center Court Facility | 34-D1-D3042-220-EFN04 | Exhaust Fan # 2 - EFN04 | Greenheck | 91000484 | LB-10-4 | OM00029407 | NA | Roof | (1) 3L340 | NA | NA | 0.25 | 115 | 5 | Electric | 1 phase 60 hertz | NA | NA | \Classifications\Building System Class\D30-HVAC Systems\D3040 - Distribution SYS\Supply/Exhaust/Return fans- FAN | 1010404
34-D1 | 34-D1 Carol Miller Justice Center Court Facility | 34-D1-D3041-210-SFN03 | Exhaust Purge Fan # 2 | Greenheck | 91C00486 | RPS-30L-10 | OM00029406 | NA | Roof | (1) A35 | NA | NA | 1 | 460 | 1.9 | Electric | 3 phase 60 hertz | NA | NA | \Classifications\Building System Class\D30-HVAC Systems\D3040 - Distribution SYS\Supply/Exhaust/Return fans- FAN | 1010406
34-D1 | 34-D1 Carol Miller Justice Center Court Facility | 34-D1-D3041-210-SFN05 | Relief Fan # 1 - SFN05 | Baldor | Data Not on the unit | M3161T | OM00004388 |  | Floor 4 Air Handler Room | (2) A46 | NA | NA | 3 | 460 | 8 | Electric | 3 phase 60 hertz | NA | NA | \Classifications\Building System Class\D30-HVAC Systems\D3040 - Distribution SYS\Supply/Exhaust/Return fans- FAN | 1010407
34-D1 | 34-D1 Carol Miller Justice Center Court Facility | 34-D1-D3041-210-SFN06 | Relief Fan # 2 - SFN06 | Baldor | Data Not on the unit | M3161T | OM00004389 |  | Floor 4 Air Handler Room | (2) A46 | NA | NA | 3 | 460 | 8 | Electric | 3 phase 60 hertz | NA | NA | \Classifications\Building System Class\D30-HVAC Systems\D3040 - Distribution SYS\Supply/Exhaust/Return fans- FAN | 1010408
34-D1 | 34-D1 Carol Miller Justice Center Court Facility | 34-D1-D3041-210-SFN07 | Relief Fan # 3 - SFN07 | Baldor | Data Not on the unit | M3161T | OM00004390 |  | Floor 4 Air Handler Room | (2) A46 | NA | NA | 3 | 460 | 8 | Electric | 3 phase 60 hertz | NA | NA | \Classifications\Building System Class\D30-HVAC Systems\D3040 - Distribution SYS\Supply/Exhaust/Return fans- FAN | 1010409
34-D1 | 34-D1 Carol Miller Justice Center Court Facility | 34-D1-D2017-100-SHW01 | Eyewash Station # 1 - SHW01 | Haws | DNA | SP93 | OM00029398 |  | Penthouse | NA | NA | NA | NA | NA | NA | NA | NA | NA | NA | \Classifications\Building System Class\D20-Plumbing\D2010 - Plumb Fix\Showers - SHW | 1010411
34-D1 | 34-D1 Carol Miller Justice Center Court Facility | 34-D1-D2023-100-BFP05 | Hose Bibb Backflow Preventer BFP05 | Watts | 158965 | 800 | OM00029400 | OW0043344 Facility ID#: FA0020764 Device ID# BD0000678 | By SallyPort -BFP05 - Hose Bibb - In Sallyport | NA | NA | NA | NA | NA | NA | NA | NA | NA | NA | \Classifications\Building System Class\D20-Plumbing\D2020 - Domestic Water\Backflow Preventer - BFP | 1010412
34-D1 | 34-D1 Carol Miller Justice Center Court Facility | 34-D1-D1010-100-ELE02 | Elevator passernger/freight hydraulic - ELE02 | Dover | 400078 | 590AJ3 | OM00004072 | State ID# 096834¦ Pass #2 | 1st Flr. Elevator Equipment Room | NA | NA | NA | NA | 460 | 47 | Electrical | 3 Phase 60 Hertz | NA | NA | \Classifications\Building System Class\D10-Conveyance Systems\D1010 - Elevator\Elevator,Hydraulic,Pass/Freight - ELE | 1010414
34-D1 | 34-D1 Carol Miller Justice Center Court Facility | 34-D1-D1010-100-ELE03 | Elevator passernger/freight hydraulic - ELE03 | Dover | 30B651 | 590AH3 | OM00004073 | State ID# 096835¦ Pass #3 | 1st Flr. Elevator Equipment Room | NA | NA | NA | 30 | 460 | 34 | Electrical | 3 Phase 60 Hertz | NA | NA | \Classifications\Building System Class\D10-Conveyance Systems\D1010 - Elevator\Elevator,Hydraulic,Pass/Freight - ELE | 1010415
34-D1 | 34-D1 Carol Miller Justice Center Court Facility | 34-D1-E1091-100-PCE01 | Portable Air Conditioner #1 | Move-N-Cool | 2898-0011 | 155FU-1 | OM00003680 |  | Floor 3 Server Room | NA | Washable | R-22 | NA | 120 | NA | Electrical | 1 | NA | NA | \Classifications\Building System Class\E10-Equipment\E1090 - Other Equipment\Portable, Move and Cool - PCE | 1011511
34-D1 | 34-D1 Carol Miller Justice Center Court Facility | 34-D1-E1091-100-PCE02 | Portable Air Conditioner #2 | Move-N-Cool | 4995-0036 | 155FU-1 | OM00003681 |  | Floor 1 Server Room | NA | Washable | R-22 | NA | DNA | DNA | Electric | DNA | NA | NA | \Classifications\Building System Class\E10-Equipment\E1090 - Other Equipment\Portable, Move and Cool - PCE | 1011512
34-D1 | 34-D1 Carol Miller Justice Center Court Facility | 34-D1-D3050-250-ACU07 | Split System 1st floor Fines Rm #2 | Liebert | S1026N199883 | MC065ALYH7 | OM00039959 |  | Server Room |  |  | R-407C |  | 277 |  | Electrical |  | na | na | \Classifications\Building System Class\D30-HVAC Systems\D3050 - Package SYS\Air Conditioning,Split System - ACU | 1011514
34-D1 | 34-D1 Carol Miller Justice Center Court Facility | 34-D1-D2022-260-HWG03 | Domestic Gas Hot Water Heater #2 | A.O. Smith | 1119M002077 | BT.80.300 | OM00029408 | OM00003179 | Penthouse | NA | NA | NA | NA | NA | NA | Gas | NA | 75100 | 1019/HR | \Classifications\Building System Class\D20-Plumbing\D2020 - Domestic Water\Domestic Water Heater, Gas - HWG | 1012394
34-D1 | 34-D1 Carol Miller Justice Center Court Facility | 34-D1-D3041-150-VFP01 | vav1-225 | Enviro-tech | na | vvfwc11 | OM00034943 |  | west | NA | 14x24x1 | NA | DNA | 120 | 1.85 | Electrical | 1 | NA | NA | \Classifications\Building System Class\D30-HVAC Systems\D3040 - Distribution SYS\VAV, Fan Powered - VFP | 1012395
34-D1 | 34-D1 Carol Miller Justice Center Court Facility | 34-D1-D3041-150-VFP02 | vav 1-110 | Enviro-Tech | DNA | vvfwc11 | OM00034917 |  | west | NA | 24x14x1 | NA | 1/8 | DNA | 1.15 | Electrical | 1 | NA | NA | \Classifications\Building System Class\D30-HVAC Systems\D3040 - Distribution SYS\VAV, Fan Powered - VFP | 1012396
34-D1 | 34-D1 Carol Miller Justice Center Court Facility | 34-D1-D3041-150-VFP03 | VAV 1-111 | Enviro-Tech | DNA | vvfwc11 | OM00034918 |  | west | NA | 14x24x1 | NA | 1.85 | 120 | DNA | Electrical | 1 | NA | NA | \Classifications\Building System Class\D30-HVAC Systems\D3040 - Distribution SYS\VAV, Fan Powered - VFP | 1012397
34-D1 | 34-D1 Carol Miller Justice Center Court Facility | 34-D1-D3041-150-VFP04 | vav1-101 | ENVIRO-TECH | DNA | VVFWC11 | OM00034909 |  | west | NA | 24x14x1 | NA | 1/8 | 120 | 1.15 | NA | 1 | NA | NA | \Classifications\Building System Class\D30-HVAC Systems\D3040 - Distribution SYS\VAV, Fan Powered - VFP | 1012398
34-D1 | 34-D1 Carol Miller Justice Center Court Facility | 34-D1-D3041-150-VFP05 | vav1-102 | Enviro-Tech | DNA | vvfwc11 | OM00034910 |  | west | NA | 24x14x1 | NA | 1/8 | 120 | 1.15 | No Fuel | 1 | NA | NA | \Classifications\Building System Class\D30-HVAC Systems\D3040 - Distribution SYS\VAV, Fan Powered - VFP | 1012399
34-D1 | 34-D1 Carol Miller Justice Center Court Facility | 34-D1-D3041-150-VFP06 | vav1-103 | Enviro-Tech | DNA | vvfwcll | OM00034911 |  | 100 | NA | 24x14x1 | NA | 1/8 | 120 | 1.15 | NA | 1 | NA | NA | \Classifications\Building System Class\D30-HVAC Systems\D3040 - Distribution SYS\VAV, Fan Powered - VFP | 1012400
34-D1 | 34-D1 Carol Miller Justice Center Court Facility | 34-D1-D3041-150-VFP07 | vav1-105 | Enviro-Tech | DNA | vvfwc11 | OM00034913 |  | west | NA | 24x14x1 | NA | DNA | 120 | DNA | Electrical | 1 | NA | NA | \Classifications\Building System Class\D30-HVAC Systems\D3040 - Distribution SYS\VAV, Fan Powered - VFP | 1012401
34-D1 | 34-D1 Carol Miller Justice Center Court Facility | 34-D1-D3041-150-VFP08 | vav1-106 | Enviro-Tech | DNA | vvfwc11 | OM00034914 |  | west | NA | NA | NA | DNA | 120 | DNA | Electrical | 1 | NA | NA | \Classifications\Building System Class\D30-HVAC Systems\D3040 - Distribution SYS\VAV, Fan Powered - VFP | 1012402
34-D1 | 34-D1 Carol Miller Justice Center Court Facility | 34-D1-D3041-150-VFP09 | vav1-107 | Enviro-Tech | DNA | vvfwc11 | OM00034915 |  | west | NA | 14x24x1 | NA | DNA | 120 | DNA | Electrical | 1 | NA | NA | \Classifications\Building System Class\D30-HVAC Systems\D3040 - Distribution SYS\VAV, Fan Powered - VFP | 1012403
34-D1 | 34-D1 Carol Miller Justice Center Court Facility | 34-D1-D3041-150-VFP10 | vav1-108 | Eviro-Tech | DNA | NA | OM00034916 |  | west | NA | 14x24x1 | NA | DNA | 129 | DNA | Electrical | 1 | NA | NA | \Classifications\Building System Class\D30-HVAC Systems\D3040 - Distribution SYS\VAV, Fan Powered - VFP | 1012404
34-D1 | 34-D1 Carol Miller Justice Center Court Facility | 34-D1-D3041-150-VFP11 | vav1-120 | Enviro-Tech | na | vvfwc11 | OM00034920 |  | west | NA | 14x24x1 | NA | 1.85 | 120 | DNA | Electrical | 1 | NA | NA | \Classifications\Building System Class\D30-HVAC Systems\D3040 - Distribution SYS\VAV, Fan Powered - VFP | 1012405
34-D1 | 34-D1 Carol Miller Justice Center Court Facility | 34-D1-D3041-150-VFP12 | vav1-121 | Enviro-Tech | na | vvfc11 | OM00034933 |  | south | NA | 14x24x1 | NA | 1.85 | 120 | na | Electrical | 1 | NA | NA | \Classifications\Building System Class\D30-HVAC Systems\D3040 - Distribution SYS\VAV, Fan Powered - VFP | 1012406
34-D1 | 34-D1 Carol Miller Justice Center Court Facility | 34-D1-D3041-150-VFP13 | vav1-122 | Enviro-Tech | na | vvfwc11 | OM00034921 |  | 120 | NA | 14x24x1 | NA | DNA | 120 | 1.85 | Electrical | 1 | NA | NA | \Classifications\Building System Class\D30-HVAC Systems\D3040 - Distribution SYS\VAV, Fan Powered - VFP | 1012407
34-D1 | 34-D1 Carol Miller Justice Center Court Facility | 34-D1-D3041-150-VFP14 | vav1-123 | Enviro-Tech | na | vvfw11 | OM00034922 |  | south | NA | 14x24x1 | NA | 1.85 | 120 | 1.85 | Electrical | 1 | NA | NA | \Classifications\Building System Class\D30-HVAC Systems\D3040 - Distribution SYS\VAV, Fan Powered - VFP | 1012408
34-D1 | 34-D1 Carol Miller Justice Center Court Facility | 34-D1-D3041-150-VFP15 | vav1-129 | Enviro-Tech | na | vvfwc11 | OM00034923 |  | south | NA | 14x24x1 | NA | DNA | 120 | 1.85 | Electrical | 1 | NA | NA | \Classifications\Building System Class\D30-HVAC Systems\D3040 - Distribution SYS\VAV, Fan Powered - VFP | 1012409
34-D1 | 34-D1 Carol Miller Justice Center Court Facility | 34-D1-D3041-150-VFP16 | vav1-133 | Enviro-tech | na | vvfwc11 | OM00034924 |  | south | NA | 14x24x1 | NA | DNA | 120 | 1.85 | Electrical | 1 | NA | NA | \Classifications\Building System Class\D30-HVAC Systems\D3040 - Distribution SYS\VAV, Fan Powered - VFP | 1012410
34-D1 | 34-D1 Carol Miller Justice Center Court Facility | 34-D1-D3041-150-VFP17 | vav1-134 | Enviro-Tech | na | vvfwc11 | OM00034925 |  | south | NA | 14x24x1 | NA | DNA | 120 | 1.85 | Electrical | 1 | NA | NA | \Classifications\Building System Class\D30-HVAC Systems\D3040 - Distribution SYS\VAV, Fan Powered - VFP | 1012411
34-D1 | 34-D1 Carol Miller Justice Center Court Facility | 34-D1-D3041-150-VFP18 | vav1-135 | Enviro-Tech | na | vvfwc11 | OM00034926 |  | south | NA | 14x24x1 | NA | DNA | 120 | 1.85 | Electrical | 1 | NA | NA | \Classifications\Building System Class\D30-HVAC Systems\D3040 - Distribution SYS\VAV, Fan Powered - VFP | 1012412
34-D1 | 34-D1 Carol Miller Justice Center Court Facility | 34-D1-D3041-150-VFP19 | vav1-136 | Enviro-Tech | na | vvfwc11 | OM00034927 |  | south | NA | 14x24x1 | NA | DNA | 120 | 1.85 | Electrical | 1 | NA | NA | \Classifications\Building System Class\D30-HVAC Systems\D3040 - Distribution SYS\VAV, Fan Powered - VFP | 1012413
34-D1 | 34-D1 Carol Miller Justice Center Court Facility | 34-D1-D3041-150-VFP20 | vav1-137 | Enviro-Tech | na | vvfwc11 | OM00034928 |  | south | NA | 14x24x1 | NA | DNA | 120 | 1.85 | Electrical | 1 | NA | NA | \Classifications\Building System Class\D30-HVAC Systems\D3040 - Distribution SYS\VAV, Fan Powered - VFP | 1012414
34-D1 | 34-D1 Carol Miller Justice Center Court Facility | 34-D1-D3041-150-VFP21 | vav1-138 | Enviro-tech | na | vvfwc11 | OM00034929 |  | south | NA | 14x24x1 | NA | DNA | 120 | 1.85 | Electrical | 1 | NA | NA | \Classifications\Building System Class\D30-HVAC Systems\D3040 - Distribution SYS\VAV, Fan Powered - VFP | 1012415
34-D1 | 34-D1 Carol Miller Justice Center Court Facility | 34-D1-D3041-150-VFP22 | vav1-201 | Enviro-tech | na | vvfwc11 | OM00034930 |  | west | NA | 14x24x1 | NA | DNA | 120 | na | Electrical | 1 | NA | NA | \Classifications\Building System Class\D30-HVAC Systems\D3040 - Distribution SYS\VAV, Fan Powered - VFP | 1012416
34-D1 | 34-D1 Carol Miller Justice Center Court Facility | 34-D1-D3041-150-VFP23 | VAV1-202 | Enviro-tech | na | vvfwc11 | OM00034931 |  | west | NA | 14x24x1 | NA | DNA | 120 | 1.85 | Electrical | 1 | NA | NA | \Classifications\Building System Class\D30-HVAC Systems\D3040 - Distribution SYS\VAV, Fan Powered - VFP | 1012417
34-D1 | 34-D1 Carol Miller Justice Center Court Facility | 34-D1-D3041-150-VFP24 | vav1-203 | Enviro-tech | na | vvfwc11 | OM00034932 |  | west | NA | 14x24x1 | NA | DNA | 120 | 1.85 | Electrical | 1 | NA | NA | \Classifications\Building System Class\D30-HVAC Systems\D3040 - Distribution SYS\VAV, Fan Powered - VFP | 1012418
34-D1 | 34-D1 Carol Miller Justice Center Court Facility | 34-D1-D3041-150-VFP25 | vav1-204 | Enviro-tech | na | vvfwc11 | OM00034934 |  | west | NA | 14x24x1 | NA | DNA | 120 | 1.85 | Electrical | 1 | NA | NA | \Classifications\Building System Class\D30-HVAC Systems\D3040 - Distribution SYS\VAV, Fan Powered - VFP | 1012419
34-D1 | 34-D1 Carol Miller Justice Center Court Facility | 34-D1-D3041-150-VFP26 | vav1-209 | Enviro-tech | na | vvfwc11 | OM00034936 |  | west | NA | 14x24x1 | NA | DNA | 120 | 1.85 | Electrical | 1 | NA | NA | \Classifications\Building System Class\D30-HVAC Systems\D3040 - Distribution SYS\VAV, Fan Powered - VFP | 1012420
34-D1 | 34-D1 Carol Miller Justice Center Court Facility | 34-D1-D3041-150-VFP27 | vav1-210 | Enviro-tech | na | vvfwc11 | OM00034937 |  | west | NA | 14x24x1 | NA | DNA | 120 | 1.85 | Electrical | 1 | NA | NA | \Classifications\Building System Class\D30-HVAC Systems\D3040 - Distribution SYS\VAV, Fan Powered - VFP | 1012421
34-D1 | 34-D1 Carol Miller Justice Center Court Facility | 34-D1-D3041-150-VFP28 | vav1-211 | EDnviro-tech | na | vvfwc11 | OM00034938 |  | west | NA | 14x24x1 | NA | DNA | 120 | 1.85 | Propane | 1 | NA | NA | \Classifications\Building System Class\D30-HVAC Systems\D3040 - Distribution SYS\VAV, Fan Powered - VFP | 1012422
34-D1 | 34-D1 Carol Miller Justice Center Court Facility | 34-D1-D3041-150-VFP29 | vav1-213 | Enviro-tech | na | vvfwc11 | OM00031933 |  | west | NA | (1) 14x24x1 | NA | DNA | 120 | 1.85 | Electrical | 1 | NA | NA | \Classifications\Building System Class\D30-HVAC Systems\D3040 - Distribution SYS\VAV, Fan Powered - VFP | 1012423
34-D1 | 34-D1 Carol Miller Justice Center Court Facility | 34-D1-D3041-150-VFP30 | vav1-217 | Enviro-tech | na | vvfwc11 | OM00034939 |  | west | NA | 14x24x1 | NA | DNA | 120 | 1.85 | Electrical | 1 | NA | NA | \Classifications\Building System Class\D30-HVAC Systems\D3040 - Distribution SYS\VAV, Fan Powered - VFP | 1012424
34-D1 | 34-D1 Carol Miller Justice Center Court Facility | 34-D1-D3041-150-VFP31 | vav1-218 | Enviro-tech | na | vvfwc11 | OM00034940 |  | west | NA | 14x24x1 | NA | DNA | 120 | 1.85 | Electrical | 1 | NA | NA | \Classifications\Building System Class\D30-HVAC Systems\D3040 - Distribution SYS\VAV, Fan Powered - VFP | 1012425
34-D1 | 34-D1 Carol Miller Justice Center Court Facility | 34-D1-D3041-150-VFP32 | vav1-222 | Enviro-tech | na | vvfwc11 | OM00034941 |  | west | NA | 14x24x1 | NA | DNA | 120 | 1.85 | Electrical | 1 | NA | NA | \Classifications\Building System Class\D30-HVAC Systems\D3040 - Distribution SYS\VAV, Fan Powered - VFP | 1012426
34-D1 | 34-D1 Carol Miller Justice Center Court Facility | 34-D1-D3041-150-VFP33 | vav1-224 | Enviro-tech | na | vvfwc11 | OM00031934 |  | west | NA | (1) 14x24x1 | NA | DNA | 120 | 1.85 | Electrical | 1 | NA | NA | \Classifications\Building System Class\D30-HVAC Systems\D3040 - Distribution SYS\VAV, Fan Powered - VFP | 1012427
34-D1 | 34-D1 Carol Miller Justice Center Court Facility | 34-D1-D3041-150-VFP34 | vav1-226 | Enviro-tech | na | vvfwc11 | OM00034944 |  | south | NA | 14x24x1 | NA | DNA | 120 | na | Electrical | 1 | NA | NA | \Classifications\Building System Class\D30-HVAC Systems\D3040 - Distribution SYS\VAV, Fan Powered - VFP | 1012428
34-D1 | 34-D1 Carol Miller Justice Center Court Facility | 34-D1-D3041-150-VFP35 | vav1-228 | Enviro-tech | na | vvfwc11 | OM00034862 |  | south | NA | 14x24x1 | NA | DNA | 120 | 1.85 | Electrical | 1 | NA | NA | \Classifications\Building System Class\D30-HVAC Systems\D3040 - Distribution SYS\VAV, Fan Powered - VFP | 1012429
34-D1 | 34-D1 Carol Miller Justice Center Court Facility | 34-D1-D3041-150-VFP36 | vav1-302 | Enviro-tech | na | vvfwc11 | OM00034864 |  | north | NA | 14x24x1 | NA | DNA | 120 | 11.85 | Electrical | 1 | NA | NA | \Classifications\Building System Class\D30-HVAC Systems\D3040 - Distribution SYS\VAV, Fan Powered - VFP | 1012430
34-D1 | 34-D1 Carol Miller Justice Center Court Facility | 34-D1-D3041-150-VFP37 | vav1-303 | Enviro-tech | na | vvfwc11 | OM00034865 |  | north | NA | 14x24x1 | NA | DNA | 120 | DNA | Electrical | 1 | NA | NA | \Classifications\Building System Class\D30-HVAC Systems\D3040 - Distribution SYS\VAV, Fan Powered - VFP | 1012431
34-D1 | 34-D1 Carol Miller Justice Center Court Facility | 34-D1-D3041-150-VFP38 | vav1-304 | Enviro-tech | na | vvfwc11 | OM00034866 |  | north | NA | 14x24x1 | NA | DNA | 120 | DNA | Electrical | 1 | NA | NA | \Classifications\Building System Class\D30-HVAC Systems\D3040 - Distribution SYS\VAV, Fan Powered - VFP | 1012432
34-D1 | 34-D1 Carol Miller Justice Center Court Facility | 34-D1-D3041-150-VFP39 | vav1-305 | Enviro-tech | na | vvfwc11 | OM00034867 |  | north | NA | 14x24x1 | NA | DNA | 120 | DNA | Electrical | 1 | NA | NA | \Classifications\Building System Class\D30-HVAC Systems\D3040 - Distribution SYS\VAV, Fan Powered - VFP | 1012433
34-D1 | 34-D1 Carol Miller Justice Center Court Facility | 34-D1-D3041-150-VFP40 | vav1-310 | Enviro-tech | na | vvfwc11 | OM00034868 |  | north | NA | 14x24x1 | NA | DNA | 120 | 1.85 | Electrical | 1 | NA | NA | \Classifications\Building System Class\D30-HVAC Systems\D3040 - Distribution SYS\VAV, Fan Powered - VFP | 1012434
34-D1 | 34-D1 Carol Miller Justice Center Court Facility | 34-D1-D3041-150-VFP41 | vav1-311 | enviro-tech | na | vvfwc11 | OM00034869 |  | norht | NA | 14x24x1 | NA | DNA | 120 | 1.85 | Electrical | 1 | NA | NA | \Classifications\Building System Class\D30-HVAC Systems\D3040 - Distribution SYS\VAV, Fan Powered - VFP | 1012435
34-D1 | 34-D1 Carol Miller Justice Center Court Facility | 34-D1-D3041-150-VFP42 | vav1-314 | enviro-tech | na | vvfwc11 | OM00034870 |  | south | NA | 14x24x1 | NA | DNA | 120 | 1.85 | Electrical | 1 | NA | NA | \Classifications\Building System Class\D30-HVAC Systems\D3040 - Distribution SYS\VAV, Fan Powered - VFP | 1012436
34-D1 | 34-D1 Carol Miller Justice Center Court Facility | 34-D1-D3041-150-VFP43 | vav1-317 | enviro-tech | na | vvfwc11 | OM00034871 |  | south | NA | 14x24x1 | NA | DNA | 120 | 1.85 | Electrical | 1 | NA | NA | \Classifications\Building System Class\D30-HVAC Systems\D3040 - Distribution SYS\VAV, Fan Powered - VFP | 1012437
34-D1 | 34-D1 Carol Miller Justice Center Court Facility | 34-D1-D3041-150-VFP44 | vav1-318 | enviro-tech | na | vvfwc11 | OM00034872 |  | south | NA | 14x24x1 | na | DNA | 120 | 1.85 | Electrical | 1 | NA | NA | \Classifications\Building System Class\D30-HVAC Systems\D3040 - Distribution SYS\VAV, Fan Powered - VFP | 1012438
34-D1 | 34-D1 Carol Miller Justice Center Court Facility | 34-D1-D3041-150-VFP45 | vav1-319 | enviro-tech | na | vvfwc11 | OM00029409 |  | south | NA | 14x24x1 | NA | DNA | 120 | 1.85 | Electrical | 1 | NA | NA | \Classifications\Building System Class\D30-HVAC Systems\D3040 - Distribution SYS\VAV, Fan Powered - VFP | 1012439
34-D1 | 34-D1 Carol Miller Justice Center Court Facility | 34-D1-D3041-150-VFP46 | vav1-104 | Enviro-Tech | DNA | vvfwc11 | OM00034912 | court | west | NA | 14x24x1 | NA | 1.8 | 120 | DNA | NA | 1 | NA | NA | \Classifications\Building System Class\D30-HVAC Systems\D3040 - Distribution SYS\VAV, Fan Powered - VFP | 1012440
34-D1 | 34-D1 Carol Miller Justice Center Court Facility | 34-D1-D3041-150-VFP47 | vav-208 | Enviro-tech | na | vvfwc11 | OM00034935 |  | west | NA | 14x24x1 | NA | DNA | 120 | 1.85 | Electrical | 1 | NA | NA | \Classifications\Building System Class\D30-HVAC Systems\D3040 - Distribution SYS\VAV, Fan Powered - VFP | 1012441
34-D1 | 34-D1 Carol Miller Justice Center Court Facility | 34-D1-D3068-100-BAS01 | Building Automation System | Dell | DNA | R5400 | OM00027713 |  | Maintenance Office | NA | NA | NA | DNA | DNA | DNA | Electrical | DNA | NA | NA | \Classifications\Building System Class\D30-HVAC Systems\D3060 - Control & Inst Air\Building Automation System - BAS | 1012442
34-D1 | 34-D1 Carol Miller Justice Center Court Facility | 34-D1-D3068-100-BAS02 | BAS - 02 / Dell Precision R5400 - Rack Mounted (Lower Unit) TAC Server | Dell | 30BQ1P1 | R5400 | OM00027714 |  | Server Room - Accross from Elevator | NA | NA | NA | DNA | 120 VAC - w/2-battery backup APC Units & Dell Monitor | DNA | Electrical | DNA | NA | NA | \Classifications\Building System Class\D30-HVAC Systems\D3060 - Control & Inst Air\Building Automation System - BAS | 1012443
34-D1 | 34-D1 Carol Miller Justice Center Court Facility | 34-D1-D3068-100-BAS03 | Rack Mounted BAS -03 Unit - Delta Server (Upper) | DNA | 16T-00AW-A00 | DNA | OM00027715 |  | Server Room | NA | NA | NA | DNA | 120 VAC w/APC Battery Back Up 12 VDC Batteries | DNA | Electrical | DNA | NA | NA | \Classifications\Building System Class\D30-HVAC Systems\D3060 - Control & Inst Air\Building Automation System - BAS | 1012444
34-D1 | 34-D1 Carol Miller Justice Center Court Facility | 34-D1-E1092-100-TCP01 | Trash Compactor | Marathon | 33161 | Ram Jet RS-88SC | OM00029404 |  | rear of building | NA | NA | NA | 5 | 460 | 5.7 | Electrical | 3 | NA | NA | \Classifications\Building System Class\E10-Equipment\E1090 - Other Equipment\Trash Compactor - TCP | 1012446
34-D1 | 34-D1 Carol Miller Justice Center Court Facility | 34-D1-G2050-200-LSC01 | Exterior Landscape | na | na | na | OM00029415 |  | Exterior Landscape | NA | NA | NA | NA | NA | NA | NA | NA | NA | NA | \Classifications\Building System Class\G20-Other Systems\G2050 - Landscaping\Landscaping - LSC | 1012447
34-D1 | 34-D1 Carol Miller Justice Center Court Facility | 34-D1-D5092-250-ELT93 | lighting exterior | MULTIPLE | MULTIPLE | MULTIPLE | OM00029414 |  | na | NA | NA | NA | NA | 277 | DNA | Electrical | 1 | NA | NA | \Classifications\Building System Class\D50-Electrical SYS\D5090 - Elec SYS\Exterior Lighting - ELT | 1012448
34-D1 | 34-D1 Carol Miller Justice Center Court Facility | 34-D1-G2049-300-HSC01 | Exterior Hardscape | na | na | na | OM00029416 |  | na | NA | NA | NA | NA | NA | NA | NA | NA | NA | NA | \Classifications\Building System Class\G20-Other Systems\G2040 - Site Development\Hardscape - HSC | 1012449
34-D1 | 34-D1 Carol Miller Justice Center Court Facility | 34-D1-D2023-100-BFP08 | BFP02 -Domestic/Fire - Next to Sallyport in cage | AME | LH0767 | C400 4 inch RP | OM00034904 | OW0043344 Facility ID#: FA0020764 Device ID# BD0000680 | Notice - NSO BLDG (C Miller Ct) BFP02 -Domestic/Fire - Next to Sallyport in cage | [10 empty] | \Classifications\Building System Class\D20-Plumbing\D2020 - Domestic Water\Backflow Preventer - BFP | 1013543
34-D1 | 34-D1 Carol Miller Justice Center Court Facility | 34-D1-B2034-400-DOH01 | Roll up door adjacent to generator and trash compactor | DOERR | 2012968L901 | DNA | OM00039951 |  | 1st. Floor Roll up door at loading dock | NA | NA | NA | NA | DNA | 3 | Electric | 3 | NA | NA | \Classifications\Building System Class\B20-General Building Exterior\B2030 - Exterior Doors\Door,Overhead-Shutter,Manual,Elec,Roll-up - DOH | 1014867
34-D1 | 34-D1 Carol Miller Justice Center Court Facility | 34-D1-D3041-150-VFP48 | vav1-112 | Enviro-tech | 9902251337 | vvfwc11 | OM00034919 |  | DNA | NA | DNA | DNA | NA | DNA | DNA | DNA | DNA | NA | NA | \Classifications\Building System Class\D30-HVAC Systems\D3040 - Distribution SYS\VAV, Fan Powered - VFP | 1014868
34-D1 | 34-D1 Carol Miller Justice Center Court Facility | 34-D1-D3041-150-VFP49 | vav1-223 | Enviro-tech | NA | vvfwc11 | OM00034942 |  | DNA | NA | DNA | DNA | NA | DNA | DNA | DNA | DNA | NA | NA | \Classifications\Building System Class\D30-HVAC Systems\D3040 - Distribution SYS\VAV, Fan Powered - VFP | 1014869
34-D1 | 34-D1 Carol Miller Justice Center Court Facility | 34-D1-D3041-150-VFP50 | vav1-227 | Enviro-tech | NA | vvfwc11 | OM00034861 | OM00034961 | DNA | NA | DNA | DNA | NA | DNA | DNA | DNA | DNA | NA | NA | \Classifications\Building System Class\D30-HVAC Systems\D3040 - Distribution SYS\VAV, Fan Powered - VFP | 1014870
34-D1 | 34-D1 Carol Miller Justice Center Court Facility | 34-D1-D3041-150-VFP51 | vav1-301 | Enviro-tech | NA | vvfwc11 | OM00034863 |  | DNA | NA | DNA | DNA | NA | DNA | DNA | DNA | DNA | NA | NA | \Classifications\Building System Class\D30-HVAC Systems\D3040 - Distribution SYS\VAV, Fan Powered - VFP | 1014871
34-D1 | 34-D1 Carol Miller Justice Center Court Facility | 34-D1-G2023-150-PEG01 | Security Parking Gate - PEG | Elite | 2211N2146 | NA | OM00027678 |  | Parking | NA | NA | NA | 1/2 | 110 | 3 | Electric | 1 | NA | NA | \Classifications\Building System Class\G20-Other Systems\G2020 - Parking Lots\Secured Parking Gate - PEG | 1014872
34-D1 | 34-D1 Carol Miller Justice Center Court Facility | 34-D1-G2023-150-PEG02 | Security Parking Gate - PEG | Elite | 2211N2207 | NA | OM00027679 |  | Parking | NA | NA | NA | 1/2 | 110 | 3 | Electric | 1 | NA | NA | \Classifications\Building System Class\G20-Other Systems\G2020 - Parking Lots\Secured Parking Gate - PEG | 1014873
34-D1 | 34-D1 Carol Miller Justice Center Court Facility | 34-D1-D5010-200-ESD01 | Main Switch Board | Siemens | 0542255 | M-55400 | OM00037211 | NA | Electrical Room | NA | NA | NA | NA | 480 | 2000 | Electric | 3 | NA | NA | \Classifications\Building System Class\D50-Electrical SYS\D5010 - Elec Service & Dist\Electical Service and Distribution - ESD | 1015947
34-D1 | 34-D1 Carol Miller Justice Center Court Facility | 34-D1-D5010-234-ATS01 | Automatic Transfer Switch | Kohler | K35310 | K-166541-104 | OM00037210 |  | Electrical Room | NA | NA | NA | NA | 480 | 104 | Electric | 3 | NA | NA | \Classifications\Building System Class\D50-Electrical SYS\D5010 - Elec Service & Dist\Automatic Transfer Switch - ATS | 1015948
34-D1 | 34-D1 Carol Miller Justice Center Court Facility | 34-D1-D3031-100-PCH06 | Chilled WateR PUMP 6 | Baldor | F490 | JMM3154T | OM00037208 | NA | Air Handler Room | NA | NA | NA | NA | 480 | 14.8 | Electric | 3 | NA | NA | \Classifications\Building System Class\D30-HVAC Systems\D3030 - Cooling SYS\Chilled Water Pump - PCH | 1016291
34-D1 | 34-D1 Carol Miller Justice Center Court Facility | 34-D1-D3031-100-PCH07 | Chilled Water PUMP 7 | Baldor | F889 | JMM3154T | OM00037209 | NA | Air Handler Room | NA | NA | NA | NA | 480 | 14.8 | Electric | 3 | NA | NA | \Classifications\Building System Class\D30-HVAC Systems\D3030 - Cooling SYS\Chilled Water Pump - PCH | 1016292
34-D1 | 34-D1 Carol Miller Justice Center Court Facility | 34-D1-D2023-100-BFP09 | BPF04 - Irrigation across the street | Flowmatic | J5204 | RPZE | OM00027685 | OW0043344 Facility ID#: FA0020764 Device ID# BD0000677 | West Parking Lot Etrance | NA | NA | NA | NA | NA | NA | NA |  | NA | NA | \Classifications\Building System Class\D20-Plumbing\D2020 - Domestic Water\Backflow Preventer - BFP | 1016295
34-D1 | 34-D1 Carol Miller Justice Center Court Facility | 34-D1-D2023-310-HWP03 | Domestic Water Pump # 1 HWP01 | Echtop | 140315398 | GA3-AL-TF-182JP-4-B-D-3 | OM00039957 | NA | Gas Shut Off Area | NA | NA | NA | NA | 480 | 10.2 |  |  |  |  | \Classifications\Building System Class\D20-Plumbing\D2020 - Domestic Water\Domestic Hot Water Circulating Pump - HWP | 1016296
34-D1 | 34-D1 Carol Miller Justice Center Court Facility | 34-D1-D3021-130-BLR03 | BOILER BLR01 | Cleaver Brooks | 16010100110206 | Clean Fire-C | OM00031909 | #24135 | Boiler Room | NA | Washable K+N | NA | NA | 115 | 5.5 | Natural gas | 1 | 970,000 | 970,000 | \Classifications\Building System Class\D30-HVAC Systems\D3020 - Heat SYS\Boiler,Hot Water,Oil/Gas/Comb. - BLR | 1018028
34-D1 | 34-D1 Carol Miller Justice Center Court Facility | 34-D1-D3021-130-BLR04 | BOILER BLR02 | Cleaver Brooks | 16010100110205 | Clean Fire-C | OM00031910 | #24410 | Boiler Room | NA | Washable K+N | NA | NA | 115 | 5.5 | Gas | 1 | 970,000 | 970,000 | \Classifications\Building System Class\D30-HVAC Systems\D3020 - Heat SYS\Boiler,Hot Water,Oil/Gas/Comb. - BLR | 1018029
34-D1 | 34-D1 Carol Miller Justice Center Court Facility | 34-D1-D2023-100-BFP10 | BFP06 - Boiler | Watts | 01223 | BFP909MIQT | OM00027691 |  | 4th Floor Boiler Room | NA | NA | NA | NA | NA | NA | NA |  | NA | NA | \Classifications\Building System Class\D20-Plumbing\D2020 - Domestic Water\Backflow Preventer - BFP | 1018824
34-D1 | 34-D1 Carol Miller Justice Center Court Facility | 34-D1-B2033-120-DOR01 | Interior Electric Sliding Entrance Door | Horton Automatic | NA | 4310 | OM00027689 |  | Front Entrance | NA | NA | NA | NA | 120 | 15 | Electric | 1 | NA | NA | \Classifications\Building System Class\B20-General Building Exterior\B2030 - Exterior Doors\Door,Automatic-Sliding,Revolving - DOR | 1018925
34-D1 | 34-D1 Carol Miller Justice Center Court Facility | 34-D1-B2033-120-DOR02 | Exterior Electric Sliding Entrance Door | Horton Automatic | NA | 4310 | OM00027690 |  | Front Entrance | NA | NA | NA | NA | 120 | 15 | Electric | 1 | NA | NA | \Classifications\Building System Class\B20-General Building Exterior\B2030 - Exterior Doors\Door,Automatic-Sliding,Revolving - DOR | 1018926
34-D1 | 34-D1 Carol Miller Justice Center Court Facility | 34-D1-B3010-100-RUF02 | Roof | NA | NA | 80mil TPO | OM00039301 | OM00029411 | Roof | NA | NA | NA | NA | NA | NA | NA | NA | NA | NA | \Classifications\Building System Class\B30-Roofing\B3010 - Roof Types\Roof - RUF | 1020381
34-D1 | 34-D1 Carol Miller Justice Center Court Facility | 34-D1-C1020-110-FRD01 | Double Fire Doors in Hallway to Childresn's Waiting Room/Cafeteria | Stiles | NA | WHI-052480 | OM00039948 |  | Floor 1 Hallway | NA | NA | NA | NA | NA | NA | NA | NA | NA | NA | \Classifications\Building System Class\C10-General Building Interior\C1020 - Fire Doors\Fire Doors - FRD | 1020382
34-D1 | 34-D1 Carol Miller Justice Center Court Facility | 34-D1-C1020-110-FRD02 | Double Fire Doosr to Cafeteria Entrance | Stiles | NA | WHI-052480 | OM00039949 |  | Floor 1 Cafeteria | NA | NA | NA | NA | NA | NA | NA | NA | NA | NA | \Classifications\Building System Class\C10-General Building Interior\C1020 - Fire Doors\Fire Doors - FRD | 1020383
34-D1 | 34-D1 Carol Miller Justice Center Court Facility | 34-D1-C1020-110-FRD03 | Double Fire Doors to Cafeteria Exit | Stiles | NA | WHI-052480 | OM00039950 |  | Floor 1 Cafeteria | NA | NA | NA | NA | NA | NA | NA | NA | NA | NA | \Classifications\Building System Class\C10-General Building Interior\C1020 - Fire Doors\Fire Doors - FRD | 1020384
34-D1 | 34-D1 Carol Miller Justice Center Court Facility | 34-D1-C1020-110-FRD04 | Double Fire Doors to RM100 Entrance Door | Stiles | NA | WHI-052480 | OM00039946 |  | Floor 1 Room 100 | NA | NA | NA | NA | NA | NA | NA | NA | NA | NA | \Classifications\Building System Class\C10-General Building Interior\C1020 - Fire Doors\Fire Doors - FRD | 1020385
34-D1 | 34-D1 Carol Miller Justice Center Court Facility | 34-D1-C1020-110-FRD05 | Double Fire Doors to RM100 Exit Door | Stiles | NA | WHI-052480 | OM00039947 |  | Floor 1 Room 100 | NA | NA | NA | NA | NA | NA | NA | NA | NA | NA | \Classifications\Building System Class\C10-General Building Interior\C1020 - Fire Doors\Fire Doors - FRD | 1020386
34-D1 | 34-D1 Carol Miller Justice Center Court Facility | 34-D1-C1020-110-FRD06 | Double Fire Doors to RM200 Entrance | Stiles | NA | WHI-052480 | OM00039297 |  | Floor 2 Room 200 | NA | NA | NA | NA | NA | NA | NA | NA | NA | NA | \Classifications\Building System Class\C10-General Building Interior\C1020 - Fire Doors\Fire Doors - FRD | 1020387
34-D1 | 34-D1 Carol Miller Justice Center Court Facility | 34-D1-C1020-110-FRD07 | Double Fire Doors to RM200 Exit | Stiles | NA | WHI-052480 | OM00039298 |  | Floor 2 Room 200 | NA | NA | NA | NA | NA | NA | NA | NA | NA | NA | \Classifications\Building System Class\C10-General Building Interior\C1020 - Fire Doors\Fire Doors - FRD | 1020388
34-D1 | 34-D1 Carol Miller Justice Center Court Facility | 34-D1-G2023-160-PEB01 | Staff Parking Entrance Barrier | Amano Cincinnati Inc. | 694009570 | AGP-1710 | OM00039299 |  | Staff Parking lot across the street | NA | NA | NA | NA | 120 | 6.22 | Electric | 1 | NA | NA | \Classifications\Building System Class\G20-Other Systems\G2020 - Parking Lots\Security Parking Electric Barrier - PEB | 1020389
34-D1 | 34-D1 Carol Miller Justice Center Court Facility | 34-D1-G2023-160-PEB02 | Staff Parking Exit Barrier | Amano Cincinnati Inc. | 694009378 | AGP-1710 | OM00039300 |  | Staff Parking lot across the street | NA | NA | NA | NA | 120 | 6.22 | Electric | 1 | NA | NA | \Classifications\Building System Class\G20-Other Systems\G2020 - Parking Lots\Security Parking Electric Barrier - PEB | 1020390
34-D1 | 34-D1 Carol Miller Justice Center Court Facility | 34-D1-D1013-310-WCL01 | Wheel Chair Lift Non operational to be landed & power disconnected | GT Manucaturing | D078371 | The Equalizer | OM00027677 | State ID#: 160745 | Dept 87 Courtroom | NA | NA | NA | NA | 120 | 9 | Electric | DNA | NA | NA | \Classifications\Building System Class\D10-Conveyance Systems\D1010 - Elevator\Wheelchair Lift - WCL | 1022652
34-H1 | 34-H1 Galt Court | 34-H1-B2010-100-BLD01 | Building Structure | NA | NA | NA | DNA |  | NA | NA | NA | NA | NA | NA | NA | NA | NA | NA | NA | \Classifications\Building System Class\B20-General Building Exterior\B2010 - Exterior Walls\Building - BLD | EQ-1007318
34-H1 | 34-H1 Galt Court | 34-H1-B3010-100-RUF01 | Roofing Systems | NA | NA | NA | DNA |  | NA | NA | NA | NA | NA | NA | NA | NA | NA | NA | NA | \Classifications\Building System Class\B30-Roofing\B3010 - Roof Types\Roof - RUF | EQ-1007495
35-C1 | 35-C1 New Hollister Courthouse | 35-C1-D3031-100-PCH01 | Chilled water pump #1 | Bell & Gossett | #PH012455-B | 1510 2.5BB 8.25BF | OM00032835 | DNA | Equipment yard | NA | NA | NA | 7.5 | 460 | 9.4 | Electric | 3 | NA | NA | \Classifications\Building System Class\D30-HVAC Systems\D3030 - Cooling SYS\Chilled Water Pump - PCH | 1016433
35-C1 | 35-C1 New Hollister Courthouse | 35-C1-D3031-100-PCH02 | Chilled water pump #2 | Bell & Gossett | #PH012455-A | 1510 2.5BB 8.25BF | OM00032834 | DNA | Equipment yard | NA | NA | NA | AAA | 460 | 9.4 | Electric | 3 | NA | NA | \Classifications\Building System Class\D30-HVAC Systems\D3030 - Cooling SYS\Chilled Water Pump - PCH | 1016434
35-C1 | 35-C1 New Hollister Courthouse | 35-C1-D3050-250-ACU01 | A/C 2A/2B indoor/outdoor unit | Liebert | Y13C303466, Y13CG18715 | DME020E-PC75878, PFH020ACPL7 | OM00032846 | DNA | Elevator room 1 and Roof | NA | NA | R-407C | 1/4 | 208/230 | 1.4 and 12.1 | Electric | 1 | NA | NA | \Classifications\Building System Class\D30-HVAC Systems\D3050 - Package SYS\Air Conditioning,Split System - ACU | 1016435
35-C1 | 35-C1 New Hollister Courthouse | 35-C1-D3050-250-ACU02 | A/C 3A/3B indoor/outdoor unit | Liebert | Y13C303476, Y13CG18719 | DME037E-PC7, PFH037ACPL7 | OM00032847 | DNA | Roof | NA | NA | R-407C | 1/6, 1/9 and 1/4 | 208/230 | 2.2 and 19.3 | Electric | 1 | NA | NA | \Classifications\Building System Class\D30-HVAC Systems\D3050 - Package SYS\Air Conditioning,Split System - ACU | 1016436
35-C1 | 35-C1 New Hollister Courthouse | 35-C1-D3050-250-ACU03 | A/C 4A/4B indoor/outdoor unit | Liebert | Y13CBI4618, Y13CB18725 | MMD60E7CH0L0, PFH067ACYL7 | OM00032848 | DNA | Tech office and Roof | NA | 20x20x2= 4 | R-407C | 1.5 and 1/2 | 208/230 | 15.4 and 24/1 | Electric | 3 | NA | NA | \Classifications\Building System Class\D30-HVAC Systems\D3050 - Package SYS\Air Conditioning,Split System - ACU | 1016437
35-C1 | 35-C1 New Hollister Courthouse | 35-C1-D3050-250-ACU04 | A/C 5A/5B indoor/outdoor unit | Liebert | Y13CB14677, Y13CB18716 | PFH027ACPL7 | OM00032849 | DNA | Roof | NA | 20x20x2= 4 | R-407c | 1.5 and 1/4 | 208/230 | 5.2 and 13.4 | Electric | 3 and 1 | NA | NA | \Classifications\Building System Class\D30-HVAC Systems\D3050 - Package SYS\Air Conditioning,Split System - ACU | 1016438
35-C1 | 35-C1 New Hollister Courthouse | 35-C1-D3050-250-ACU05 | A/C 1A/1B Split system indoor unit | Liebert | Y13C303469, 413CG18721 | DNE037E-PC7, PFH037ACPL7 | OM00032845 | DNA | Elevator equipment room and Roof | NA | NA | R-407C | 1/6, 1/9 and 1/5 | 208/230 | 2.2 and 19.3 | Electric | 1 | NA | NA | \Classifications\Building System Class\D30-HVAC Systems\D3050 - Package SYS\Air Conditioning,Split System - ACU | 1016439
35-C1 | 35-C1 New Hollister Courthouse | 35-C1-D3041-110-AHU01 | Air handler East | Climate Craft | 23952 | CAH78X114E | OM00032851 | DNA | Roof | NA | 16= 24x20x2 , 16= 20x20x12 bag | NA | 5 | 460 | NA | Electric | 3 | NA | NA | \Classifications\Building System Class\D30-HVAC Systems\D3040 - Distribution SYS\Air Handling Unit - AHU | 1016440
35-C1 | 35-C1 New Hollister Courthouse | 35-C1-D3041-110-AHU02 | Air handler West | Climate Craft | 23951 | CAH84x120E | OM00032850 | DNA | Roof | NA | 16= 24x20x2 , 16= 20x20x12 bag | NA | 5, 7.5, 10 | 460 | NA | Electric | 3 | NA | NA | \Classifications\Building System Class\D30-HVAC Systems\D3040 - Distribution SYS\Air Handling Unit - AHU | 1016441
35-C1 | 35-C1 New Hollister Courthouse | 35-C1-D3031-240-CDR01 | Evaporative condensing chiller | AAON | 201302-BAAJ00030 | LL-105-0-DB0N-00 | OM00032833 | DNA | Service Yard | NA | NA | R-410A | NA | 460 | 225 | NA | 3 | NA | NA | \Classifications\Building System Class\D30-HVAC Systems\D3030 - Cooling SYS\Condensing Unit, Water Cooled - CDR | 1016442
35-C1 | 35-C1 New Hollister Courthouse | 35-C1-D3021-130-BLR01 | Hot water boiler #1 | Unical | 606-09-0735 | MLX606 H Modulex 160 | OM00032836 | DNA | Boiler equipment room | NA | NA | NA | NA | 120 | 12 | Natural gas | 1 | 606000 | 557520 | \Classifications\Building System Class\D30-HVAC Systems\D3020 - Heat SYS\Boiler,Hot Water,Oil/Gas/Comb. - BLR | 1016443
35-C1 | 35-C1 New Hollister Courthouse | 35-C1-D3021-130-BLR02 | Hot water boiler #2 | Unical | 606-09-0730 | MLX606 H Modulex 160 | OM00032837 | DNA | Boiler equipment room | NA | NA | NA | NA | 120 | 12 | Natural gas | 1 | 606000 | 5575120 | \Classifications\Building System Class\D30-HVAC Systems\D3020 - Heat SYS\Boiler,Hot Water,Oil/Gas/Comb. - BLR | 1016444
35-C1 | 35-C1 New Hollister Courthouse | 35-C1-D2022-260-HWG01 | Hot water heater | State | 1318M001312 | SHE50100NE124 | OM00032842 | DNA | Boiler equipment room | NA | NA | NA | NA | 120 | 5 | Gas | 1 | 10000 | NA | \Classifications\Building System Class\D20-Plumbing\D2020 - Domestic Water\Domestic Water Heater, Gas - HWG | 1016445
35-C1 | 35-C1 New Hollister Courthouse | 35-C1-D3044-125-PHW01 | Hot water pump #1 | Bell & Gossett | PH012454-B | 1510 1.25BC 7.875BF | OM00032843 | DNA | Boiler equipment room | NA | NA | NA | 3 | 460 | 4.2 | Electric | 3 | NA | NA | \Classifications\Building System Class\D30-HVAC Systems\D3040 - Distribution SYS\Hot Water Pump - PHW | 1016446
35-C1 | 35-C1 New Hollister Courthouse | 35-C1-D3044-125-PHW02 | Hot water pump #2 | Bell & Gossett | PH012454-A | 1510 1.25BC 7.875BF | OM00032844 | DNA | Boiler equipment room | NA | NA | NA | 3 | 460 | 4.2 | Electric | 3 | NA | NA | \Classifications\Building System Class\D30-HVAC Systems\D3040 - Distribution SYS\Hot Water Pump - PHW | 1016447
35-C1 | 35-C1 New Hollister Courthouse | 35-C1-G2023-150-PEG01 | Judges secure parking access gate | TYMETAL | 101200124 | 111278 | OM00032841 | DNA | Judges secure parking yard | NA | NA | NA | 1 | 208 | 7 | Electric | 3 | NA | NA | \Classifications\Building System Class\G20-Other Systems\G2020 - Parking Lots\Secured Parking Gate - PEG | 1016448
35-C1 | 35-C1 New Hollister Courthouse | 35-C1-G2023-150-PEG02 | Sally port exit gate #2 | TYMETAL | 21300107 | 111278 | OM00032839 | DNA | Judges secure parking yard | NA | NA | NA | 1 | 208 | 7 | Electric | 3 | NA | NA | \Classifications\Building System Class\G20-Other Systems\G2020 - Parking Lots\Secured Parking Gate - PEG | 1016449
35-C1 | 35-C1 New Hollister Courthouse | 35-C1-G2023-150-PEG03 | Sally port entry gate | TYMETAL | 21300108 | 111278 | OM00032840 | DNA | Judges secure parking yard | NA | NA | NA | 1 | 208 | 7 | Electric | 3 | NA | NA | \Classifications\Building System Class\G20-Other Systems\G2020 - Parking Lots\Secured Parking Gate - PEG | 1016450
35-C1 | 35-C1 New Hollister Courthouse | 35-C1-G2023-150-PEG04 | Service yard access gate | TYMETAL | DNA | 111278 | OM00032838 | DNA | Judges secure parking yard | NA | NA | NA | NA | NA | NA | NA | NA | NA | NA | \Classifications\Building System Class\G20-Other Systems\G2020 - Parking Lots\Secured Parking Gate - PEG | 1016451
35-C1 | 35-C1 New Hollister Courthouse | 35-C1-B2010-100-BLD01 | Building Assets New Courthouse | NA | NA | NA | OM00032855 | NA | [11 empty] | \Classifications\Building System Class\B20-General Building Exterior\B2010 - Exterior Walls\Building - BLD | 1016526
35-C1 | 35-C1 New Hollister Courthouse | 35-C1-D5011-240-TRN01 | Transformer | Square D | 6500093420 | Cat no# hm225t208ncu | OM00032864 |  | Floor 1 Electrical room |  |  |  |  | 480 - 208 x 177 | 270.6 |  |  |  |  | \Classifications\Building System Class\D50-Electrical SYS\D5010 - Elec Service & Dist\Transformer - TRN | 1016662
35-C1 | 35-C1 New Hollister Courthouse | 35-C1-D4031-100-FEX26 | Fire extinguishers | JL industries | NA | B456 | OM00032852 | [12 empty] | \Classifications\Building System Class\D40-Fire Protection SYS\D4030 - FIRE SPEC\Fire Extinguisher - FEX | 1016663
35-C1 | 35-C1 New Hollister Courthouse | 35-C1-D2023-100-BFP01 | Backflow Preventer - BFP01 | Watts | 4330 | LF009M2QT | OM00032866 |  | Chiller equipment yard | [10 empty] | \Classifications\Building System Class\D20-Plumbing\D2020 - Domestic Water\Backflow Preventer - BFP | 1016664
35-C1 | 35-C1 New Hollister Courthouse | 35-C1-D3068-100-BAS01 | BAS system | Honeywell |  | WEB-700 | OM00032878 |  | BAS room |  |  |  |  | 120 |  |  | 1 |  |  | \Classifications\Building System Class\D30-HVAC Systems\D3060 - Control & Inst Air\Building Automation System - BAS | 1016665
35-C1 | 35-C1 New Hollister Courthouse | 35-C1-D2017-100-SHW01 | Eye wash | Haws |  | TWBS.EW.H | OM00032876 |  | Floor 1 Chiller | [10 empty] | \Classifications\Building System Class\D20-Plumbing\D2010 - Plumb Fix\Showers - SHW | 1016666
35-C1 | 35-C1 New Hollister Courthouse | 35-C1-D2022-100-HWE01 | Hot Water heater | Chronomite | 876555 | 5R-30L/120-P | OM00032883 |  | Floor 2 Bathroom |  |  |  |  | 208 | 40 |  | 1 |  |  | \Classifications\Building System Class\D20-Plumbing\D2020 - Domestic Water\Domestic Water Heater, Electric - HWE | 1016667
35-C1 | 35-C1 New Hollister Courthouse | 35-C1-D2022-100-HWE02 | Hot Water heater | Chronomite | 871208 | 5R-40/208 | OM00032882 |  | counter |  |  |  |  | 208 | 40 |  | 1 |  |  | \Classifications\Building System Class\D20-Plumbing\D2020 - Domestic Water\Domestic Water Heater, Electric - HWE | 1016668
35-C1 | 35-C1 New Hollister Courthouse | 35-C1-D2022-100-HWE06 | Hot Water heater | Chronomite | 667817 | 5R-40/208 | OM00032884 |  | Floor 2 Janitor's closet |  |  |  |  | 208 | 40 |  | 1 |  |  | \Classifications\Building System Class\D20-Plumbing\D2020 - Domestic Water\Domestic Water Heater, Electric - HWE | 1016672
35-C1 | 35-C1 New Hollister Courthouse | 35-C1-D2022-100-HWE03 | Hot Water heater | Chronomite | 874029 | 5R-30l/120p | OM00032880 |  | Floor 2 Bathroom sink |  |  |  |  | 120 | 30 |  | 1 |  |  | \Classifications\Building System Class\D20-Plumbing\D2020 - Domestic Water\Domestic Water Heater, Electric - HWE | 1016669
35-C1 | 35-C1 New Hollister Courthouse | 35-C1-D2022-100-HWE04 | Hot Water heater | Chronomite | 874031 | 5R-30l/120p | OM00032879 |  | Floor 2 Bathroom sink |  |  |  |  | 120 | 30 |  | 1 |  |  | \Classifications\Building System Class\D20-Plumbing\D2020 - Domestic Water\Domestic Water Heater, Electric - HWE | 1016670
35-C1 | 35-C1 New Hollister Courthouse | 35-C1-D2022-100-HWE05 | Hot Water heater | Chronomite | 876556 | 5R-30l/120 | OM00032881 |  | Floor 2 Counter |  |  |  |  | 120 | 30 |  | 1 |  |  | \Classifications\Building System Class\D20-Plumbing\D2020 - Domestic Water\Domestic Water Heater, Electric - HWE | 1016671
35-C1 | 35-C1 New Hollister Courthouse | 35-C1-D2023-100-BFP02 | Backflow Preventer 4" - BFP02 | Wilkins | X24261 | 375A 4" | OM00032861 | Acct#: 317-0798-00 | Landscape | [10 empty] | \Classifications\Building System Class\D20-Plumbing\D2020 - Domestic Water\Backflow Preventer - BFP | 1016673
35-C1 | 35-C1 New Hollister Courthouse | 35-C1-D2023-100-BFP03 | Backflow Preventer 2" - BFP03 | Wilkins | 3607926 | 975XL 2" | OM00032862 | Acct#: 317-0798-00 | Floor 1 Outside boiler room | [10 empty] | \Classifications\Building System Class\D20-Plumbing\D2020 - Domestic Water\Backflow Preventer - BFP | 1016674
35-C1 | 35-C1 New Hollister Courthouse | 35-C1-D5037-710-FAP01 | Fire panel Main | Notifier | SN-ISA28515 | NSF2640 | OM00032874 |  | Floor 1 Electrical room |  |  |  |  | 120 | [5 empty] | \Classifications\Building System Class\D50-Electrical SYS\D5030 - Comm & Security\Fire Alarm Panel - FAP | 1016675
35-C1 | 35-C1 New Hollister Courthouse | 35-C1-G2049-300-HSC01 | Hardscape |  | NA |  | OM00032854 |  | Exterior | [10 empty] | \Classifications\Building System Class\G20-Other Systems\G2040 - Site Development\Hardscape - HSC | 1016676
35-C1 | 35-C1 New Hollister Courthouse | 35-C1-D5092-250-EML166 | Lighting, Emergency,& Exit | Various | NA |  | OM00032856 | [12 empty] | \Classifications\Building System Class\D50-Electrical SYS\D5090 - Elec SYS\Emergency And Exit Lighting - EML | 1016679
35-C1 | 35-C1 New Hollister Courthouse | 35-C1-G2050-200-LSC01 | Landscaping | Various | NA |  | OM00032857 |  | Exterior | [10 empty] | \Classifications\Building System Class\G20-Other Systems\G2050 - Landscaping\Landscaping - LSC | 1016677
35-C1 | 35-C1 New Hollister Courthouse | 35-C1-D5092-250-ELT01 | Lighting Exterior | Various | NA |  | OM00032853 |  | Exterior | [10 empty] | \Classifications\Building System Class\D50-Electrical SYS\D5090 - Elec SYS\Exterior Lighting - ELT | 1016678
35-C1 | 35-C1 New Hollister Courthouse | 35-C1-D5092-100-UPS01 | LUPS Emergency lighting LUPS | DNA | WR1362 | WR020H09LHT3-VA | OM00032875 |  | Floor 1 Room 190 | [6 empty] | Electric and lead-sulfuric acid |  |  |  | \Classifications\Building System Class\D50-Electrical SYS\D5090 - Elec SYS\Uninterruptible Power System - UPS | 1016680
35-C1 | 35-C1 New Hollister Courthouse | 35-C1-G2023-150-PEG05 | Parking gate (Employee entrance) | DKS doorking inc. | 9175 | 1601-080 | OM00032867 |  | Secure parking lot |  |  |  | 41276 | 115 | 5.4 |  | 1 |  |  | \Classifications\Building System Class\G20-Other Systems\G2020 - Parking Lots\Secured Parking Gate - PEG | 1016682
35-C1 | 35-C1 New Hollister Courthouse | 35-C1-D5010-200-ESD01 | Main Switch | Masterpact | 85202254901 | NW12N Catno#wl1ccv44a9sxxxxxxa | OM00032863 |  | Electrical Room |  |  |  |  | 480 | 1200 |  | 3 |  |  | \Classifications\Building System Class\D50-Electrical SYS\D5010 - Elec Service & Dist\Electical Service and Distribution - ESD | 1016681
35-C1 | 35-C1 New Hollister Courthouse | 35-C1-G2023-150-PEG06 | Parking gate (Employee exit) | DKS doorking inc. | 9174 | 1601-080 | OM00032868 |  | Secure parking lot |  |  |  | 41276 | 115 | 5.4 |  | 1 |  |  | \Classifications\Building System Class\G20-Other Systems\G2020 - Parking Lots\Secured Parking Gate - PEG | 1016683
35-C1 | 35-C1 New Hollister Courthouse | 35-C1-G2023-150-PEG07 | Parking gate - Public | Tymetal |  | TYM-2000 | OM00032869 |  | public parking lot |  |  |  | 1 | 208/230 | 4.8 |  | 1 |  |  | \Classifications\Building System Class\G20-Other Systems\G2020 - Parking Lots\Secured Parking Gate - PEG | 1016684
35-C1 | 35-C1 New Hollister Courthouse | 35-C1-B3010-100-RUF01 | Roof | Kitchel Construction | NA | Roof - Comp | OM00032858 |  | Roof | [10 empty] | \Classifications\Building System Class\B30-Roofing\B3010 - Roof Types\Roof - RUF | 1016685
35-C1 | 35-C1 New Hollister Courthouse | 35-C1-D2023-100-BFP04 | Backflow Preventer 6" - BFP04 | Wilkins | Y08373 | 375ADA 6" | OM00032860 | Acct#: 317-0798-00 | Outside Boiler Room | NA | NA | NA | NA | NA | NA |  |  |  |  | \Classifications\Building System Class\D20-Plumbing\D2020 - Domestic Water\Backflow Preventer - BFP | 1018008
35-C1 | 35-C1 New Hollister Courthouse | 35-C1-D2023-100-BFP05 | Backflow Preventer 3/4" - BFP05 | Wilkins | 3627363 | 975XL2 3/4" | OM00032887 | Acct#: 317-0798-00 | Outside Boiler Room | NA | NA | NA | NA | NA | [5 empty] | \Classifications\Building System Class\D20-Plumbing\D2020 - Domestic Water\Backflow Preventer - BFP | 1018009
35-C1 | 35-C1 New Hollister Courthouse | 35-C1-D2023-100-BFP06 | Backflow Preventer - BFP06 | Watts | 9739 | LF009M2QT | OM00032859 |  | Floor 1 Boiler Equipment Room | NA | NA | NA | NA | NA | [5 empty] | \Classifications\Building System Class\D20-Plumbing\D2020 - Domestic Water\Backflow Preventer - BFP | 1018010
35-C1 | 35-C1 New Hollister Courthouse | 35-C1-D2023-100-BFP07 | Backflow Preventer - BFP07 | Wilkins | 8116 | LF009QT | OM00032888 |  | Floor 1 Room 142 MDF | NA | NA | NA | NA | NA | [5 empty] | \Classifications\Building System Class\D20-Plumbing\D2020 - Domestic Water\Backflow Preventer - BFP | 1018011
35-C1 | 35-C1 New Hollister Courthouse | 35-C1-D2023-100-BFP08 | Backflow Preventer - BFP08 | Wilkins | 8116 | LF009QT | OM00032889 |  | 2nd Floor Room 223 IDF | NA | NA | NA | NA | NA | [5 empty] | \Classifications\Building System Class\D20-Plumbing\D2020 - Domestic Water\Backflow Preventer - BFP | 1018012
35-C1 | 35-C1 New Hollister Courthouse | 35-C1-D1010-100-ELE01 | Elevator,Hydraulic,Pass/Freight - ELE01 | Mitsubishi | 3319288 | 2013076338 | OM00032871 | State ID# 167551 | Elevator mechanical room |  |  |  | 30 | 480 | 44 | Electric | 3 |  |  | \Classifications\Building System Class\D10-Conveyance Systems\D1010 - Elevator\Elevator,Electric,Pass/Freight - ELE | 1018700
35-C1 | 35-C1 New Hollister Courthouse | 35-C1-D1010-100-ELE02 | Elevator,Hydraulic,Pass/Freight - ELE02 |  |  | 2013076338 | OM00032873 | State ID# 167552 | Elevator mechanical room |  |  |  | 30 | 480 | 44 | Electric | 3 |  |  | \Classifications\Building System Class\D10-Conveyance Systems\D1010 - Elevator\Elevator,Electric,Pass/Freight - ELE | 1018701
35-C1 | 35-C1 New Hollister Courthouse | 35-C1-D1010-100-ELE04 | Elevator,Hydraulic,Pass/Freight - ELE04 | Mitsubishi |  | 2013076338 | OM00032872 | State ID# 167554 | Elevator mechanical room |  |  |  | 50 | 480 | 66 | Electric | 3 |  |  | \Classifications\Building System Class\D10-Conveyance Systems\D1010 - Elevator\Elevator,Electric,Pass/Freight - ELE | 1018702
35-C1 | 35-C1 New Hollister Courthouse | 35-C1-D1010-100-ELE03 | Elevator,Hydraulic,Pass/Freight - ELE04 | Mitsubishi |  | 2013076338 | OM00032870 | State ID# 167553 | Elevator mechanical room | NA | NA | NA | 50 | 480 | 66 | Electric | 3 | NA | NA | \Classifications\Building System Class\D10-Conveyance Systems\D1010 - Elevator\Elevator,Electric,Pass/Freight - ELE | 1018703
35-C1 | 35-C1 New Hollister Courthouse | 35-C1-D4010-150-FMS01 | Fire Systems, stand pipes - FMS | NA | NA | NA | OM00032890 |  | Room 192 | NA | NA | NA | NA | NA | NA | NA | NA | NA | NA | \Classifications\Building System Class\D40-Fire Protection SYS\D4010 - Sprinkler SYS\Fire Systems, stand pipes - FMS | 1020338
36-A1 | 36-A1 San Bernardino Courthouse | 36-A1-D1010-100-ELE01 | Elevator 1 | Fujitec | NA | MCOP-A10 | OM00030056 | State ID# 015487 | Near Holding | NA | NA | NA | 20 | 480 | 23 | Electric | 3 | DNA | DNA | \Classifications\Building System Class\D10-Conveyance Systems\D1010 - Elevator\Elevator,Electric,Pass/Freight - ELE | EQ-1004660
36-A1 | 36-A1 San Bernardino Courthouse | 36-A1-D1010-100-ELE02 | Elevator 2 | Fujitec | NA | MCOP-A10 | OM00030057 | State ID# 015488 | INNER HOLDING AREA | NA | NA | NA | 20 | 480 | 23 | Electric | 3 | DNA | DNA | \Classifications\Building System Class\D10-Conveyance Systems\D1010 - Elevator\Elevator,Electric,Pass/Freight - ELE | EQ-1004924
36-A1 | 36-A1 San Bernardino Courthouse | 36-A1-D3041-110-AHU01 | AHU #1 | TEMROL | T000507-00100 | WF-DHRE25 | OM00026541 |  | Mechanical Room | B-78 | 12x24x4/24x24x4 | NA | 7.5/14.5 | 240 | 23.5/7.3 | Electric | 3 | NA | NA | \Classifications\Building System Class\D30-HVAC Systems\D3040 - Distribution SYS\Air Handling Unit - AHU | EQ-1004925
36-A1 | 36-A1 San Bernardino Courthouse | 36-A1-D3041-110-AHU02 | AHU #2 | Temtrol | T000507-002-00 | WFDHRE25 | OM00026540 |  | Mechanical Room | (3) B78 | (4)24X24X4 / (4)12x24x4 | NA | 47/14.5 | 230 | 23.5/7.3 | Electric | 3 | NA | NA | \Classifications\Building System Class\D30-HVAC Systems\D3040 - Distribution SYS\Air Handling Unit - AHU | EQ-1004926
36-A1 | 36-A1 San Bernardino Courthouse | 36-A1-D3041-110-AHU03 | AHU #3 | TEMTROL | T000507-00300 | WF-DHRE25 | OM00026538 |  | Mechanical Room | (3) B80 | (4)24X24X4/ (4)12x24x4 | NA | 20/5 | 460 | 23.5/7.3 | Electric | 3 | NA | NA | \Classifications\Building System Class\D30-HVAC Systems\D3040 - Distribution SYS\Air Handling Unit - AHU | EQ-1004927
36-A1 | 36-A1 San Bernardino Courthouse | 36-A1-D3041-110-AHU04 | AHU #4 | Temtrol | T000507-004-00 | WF-DHRE25 | OM00026539 |  | Suite 200 | B80 | 24X24X12 | NA | 20 | 460 | 23.5 | Electric | 3 | NA | NA | \Classifications\Building System Class\D30-HVAC Systems\D3040 - Distribution SYS\Air Handling Unit - AHU | EQ-1004928
36-A1 | 36-A1 San Bernardino Courthouse | 36-A1-D3041-110-AHU05 | AHU #5 | TEMTROL | T000507005-00 | WF-RDHRE33 | OM00026542 |  | Roof | B93-B97 | 24X24X4 | NA | 20 | 240 | 23.5 | Electric | 3 | NA | NA | \Classifications\Building System Class\D30-HVAC Systems\D3040 - Distribution SYS\Air Handling Unit - AHU | EQ-1004929
36-A1 | 36-A1 San Bernardino Courthouse | 36-A1-D3041-110-AHU06 | AHU #6 | TEMTROL | T000507-006-00 | WR-RDHRE38 | OM00026515 |  | Roof | B75 | 12X24X4 / 24X24X4 | NA | 7.5 | 460 | 23.5 | Electric | 3 | NA | NA | \Classifications\Building System Class\D30-HVAC Systems\D3040 - Distribution SYS\Air Handling Unit - AHU | EQ-1004930
36-A1 | 36-A1 San Bernardino Courthouse | 36-A1-D3042-210-FAN02 | Exhaust Fan #02 | Fasco | NA | 0000810T030 | OM00002623 |  | Roof | NA | NA | NA | 1/16 | 120 | 1.8 | NA | NA | DNA | DNA | \Classifications\Building System Class\D30-HVAC Systems\D3040 - Distribution SYS\Fan,Axial - FAN | EQ-1004932
36-A1 | 36-A1 San Bernardino Courthouse | 36-A1-D3042-210-FAN03 | Exhaust Fan #03 | Danfoss | NA | 3C4C1-A | OM00001539 |  | Roof | NA | NA | NA | 1/10 | 120 | 1.4 | NA | NA | DNA | DNA | \Classifications\Building System Class\D30-HVAC Systems\D3040 - Distribution SYS\Fan,Axial - FAN | EQ-1004933
36-A1 | 36-A1 San Bernardino Courthouse | 36-A1-D3042-210-FAN04 | EF-4 | Dayton | E10C-1 | XXMTFW4306 | OM00002619 |  | Sheriff's Work Out Gym | NA | NA | NA | 1/20 | 115 | 1.0 | NA | NA | DNA | DNA | \Classifications\Building System Class\D30-HVAC Systems\D3040 - Distribution SYS\Fan,Axial - FAN | EQ-1004934
36-A1 | 36-A1 San Bernardino Courthouse | 36-A1-D3050-210-PKU05 | Package Unit #1 (NW Roof) | YORK | N0G9014622 | ZJ060N08N2AAA1C | OM00001509 | NA | ROOF NW CORNER | A36 (1) | 20x30x2 (1); 12x25x1 (2) | R-22 | DNA | 240 | 29.5 | Electric and natural gas | 3 | DNA | DNA | \Classifications\Building System Class\D30-HVAC Systems\D3050 - Package SYS\Package Unit - PKU | EQ-1004935
36-A1 | 36-A1 San Bernardino Courthouse | 36-A1-D3050-210-PKU06 | Package Unit #2 | Arcoaire | L960828775 | PGMF60H115A | OM00001510 |  | Roof | DNA | 20x30x2 (2) | R-22 | DNA | 208-230 | 24.9 | Electric and natural gas | 3 | 103.5 | DNA | \Classifications\Building System Class\D30-HVAC Systems\D3050 - Package SYS\Package Unit - PKU | EQ-1004936
36-A1 | 36-A1 San Bernardino Courthouse | 36-A1-D3050-210-PKU07 | Package Unit #3 (Roof) | Arcoaire | L953762336 | PGMF48H135A | OM00001511 |  | Roof | NA | 20x30x2 (2) | R-22 | NA | NA | NA | Electric and natural gas | NA | DNA | DNA | \Classifications\Building System Class\D30-HVAC Systems\D3050 - Package SYS\Package Unit - PKU | EQ-1004937
36-A1 | 36-A1 San Bernardino Courthouse | 36-A1-D3050-310-HPU01 | HEAT PUMP #1 (HPU01) | YORK | N1D1927126 | B2HZ048A25A | OM00001512 | NA | CENTRAL ROOF | DIRECT DRIVE | WASHABLE | R-22 | DNA | 208/230 | DNA | Electric | 1 | NA | NA | \Classifications\Building System Class\D30-HVAC Systems\D3050 - Package SYS\Heat Pump,Air Cooled - HPU | EQ-1004938
36-A1 | 36-A1 San Bernardino Courthouse | 36-A1-D3050-210-PKU10 | Package Unit #7 (Roof) | Carrier | 1693G60608 | 50NR060520 | OM00001514 | NA | Roof | DNA | 20x20x1 (1) | R-22 | DNA | 230 | 9.6 | Electric | 1 | DNA | DNA | \Classifications\Building System Class\D30-HVAC Systems\D3050 - Package SYS\Package Unit - PKU | EQ-1004940
36-A1 | 36-A1 San Bernardino Courthouse | 36-A1-D4031-100-FEX41 | Fire extinguisher 41 | NA | NA | NA | OM00030064 |  | All | NA | NA | NA | NA | NA | NA | Electric | NA | NA | NA | \Classifications\Building System Class\D40-Fire Protection SYS\D4030 - FIRE SPEC\Fire Extinguisher - FEX | EQ-1004941
36-A1 | 36-A1 San Bernardino Courthouse | 36-A1-B2010-100-BLD01 | Building Structure | NA | NA | NA | OM00030062 |  | All | NA | NA | NA | NA | NA | NA | NA | NA | NA | NA | \Classifications\Building System Class\B20-General Building Exterior\B2010 - Exterior Walls\Building - BLD | EQ-1007319
36-A1 | 36-A1 San Bernardino Courthouse | 36-A1-B3010-100-RUF01 | Roofing Systems | NA | NA | NA | OM00030063 |  | NA | NA | NA | NA | NA | NA | NA | NA | NA | NA | NA | \Classifications\Building System Class\B30-Roofing\B3010 - Roof Types\Roof - RUF | EQ-1007496
36-A1 | 36-A1 San Bernardino Courthouse | 36-A1-D2023-100-BFP05 | Backflow Prevention Device - BFP05 | WILKINS ZURN | XL16692 | 375A | OM00030032 | Meter B09059967 ID#352 | Corner 3rd Street and Arrowhead | NA | NA | NA | NA | NA | NA | NA | NA | NA | NA | \Classifications\Building System Class\D20-Plumbing\D2020 - Domestic Water\Backflow Preventer - BFP | 1010806
36-A1 | 36-A1 San Bernardino Courthouse | 36-A1-D2023-100-BFP01 | Backflow Prevention Device - BFP01 | Febco | N091013032 | 825YD 3" | OM00030042 | Meter#: B09059967 ID#: 351-N041013032 | Front of building | NA | NA | NA | NA | NA | NA | NA | NA | NA | NA | \Classifications\Building System Class\D20-Plumbing\D2020 - Domestic Water\Backflow Preventer - BFP | 1010807
36-A1 | 36-A1 San Bernardino Courthouse | 36-A1-D2023-100-CTY04 | Backflow Prevention Device - BFP04 | Wilkins | L58738 | 375XL 3" | DNA | Meter# HN130233 ID#350 | T wing in front of bldg | [10 empty] | \Classifications\Building System Class\D20-Plumbing\D2020 - Domestic Water\Backflow Preventer - BFP | 1010808
36-A1 | 36-A1 San Bernardino Courthouse | 36-A1-D1010-100-ELE03 | LIFT, ELEVATOR #3 (HOLDING ELEVATOR) (ELE03) | OTIS | 153733 | Q6888 | OM00030055 | State ID# 015486 | ELEVATOR ROOM ON ROOF | NA | NA | NA | 8.5 | 240 | 28 | Electric | 3 | NA | NA | \Classifications\Building System Class\D10-Conveyance Systems\D1010 - Elevator\Elevator,Electric,Pass/Freight - ELE | 1011637
36-A1 | 36-A1 San Bernardino Courthouse | 36-A1-D2023-100-BFP03 | BACKFLOW PREVENTER #3 | Febco | N0704090115 | 876V | OM00026513 | Meter#: NT139968 ID#:2002472 | Corner 3rd Street and Arrowhead | NA | NA | NA | NA | NA | NA | NA | NA | NA | NA | \Classifications\Building System Class\D20-Plumbing\D2020 - Domestic Water\Backflow Preventer - BFP | 1011649
36-A1 | 36-A1 San Bernardino Courthouse | 36-A1-D4010-150-FMS01 | FIRE SYSTEM, AUTOMATIC SPRINKLER SYSTEM (FMS01) | POTTER | 354L | VSR | OM00030058 | NA | ELECTRICAL ROOM | NA | NA | NA | NA | NA | NA | NA |  | NA | NA | \Classifications\Building System Class\D40-Fire Protection SYS\D4010 - Sprinkler SYS\Fire Systems, stand pipes - FMS | 1015813
36-A1 | 36-A1 San Bernardino Courthouse | 36-A1-D5037-710-FAP01 | FIRE ALARM PANEL (FAP01) | GENERAL ELECTRIC | NA | EST3 | OM00030061 |  | ELECTRICAL ROOM, ENTRAL HALLWAY WEST SIDE OF BUILDING | NA | NA | NA | NA | DNA | DNA | Electric | 1 | NA | NA | \Classifications\Building System Class\D50-Electrical SYS\D5030 - Comm & Security\Fire Alarm Panel - FAP | 1015814
36-A1 | 36-A1 San Bernardino Courthouse | 36-A1-G2050-200-LSC01 | LANDSCAPING (LSC01) | NA | NA | NA | OM00030065 |  | LANDSCAPING | NA | NA | NA | NA | NA | NA | NA | NA | NA | NA | \Classifications\Building System Class\G20-Other Systems\G2050 - Landscaping\Landscaping - LSC | 1015839
36-A1 | 36-A1 San Bernardino Courthouse | 36-A1-D5092-250-ELT08 | LIGHTING, EXTERIOR (8) ELT08 | NA | NA | NA | OM00030067 |  | EXTERIOR OF BUILDING | NA | NA | NA | NA | DNA | DNA | Electric |  | NA | NA | \Classifications\Building System Class\D50-Electrical SYS\D5090 - Elec SYS\Exterior Lighting - ELT | 1015840
36-A1 | 36-A1 San Bernardino Courthouse | 36-A1-D5092-250-EML01 | LIGHTING, EMERGENCY & EXIT (EML01) | NA | NA | NA | OM00030066 |  | THROUGHOUT BUILDING | NA | NA | NA | NA | DNA | DNA | Electric | DNA | NA | NA | \Classifications\Building System Class\D50-Electrical SYS\D5090 - Elec SYS\Emergency And Exit Lighting - EML | 1015841
36-A1 | 36-A1 San Bernardino Courthouse | 36-A1-D4024-100-FHS01 | FIRE, FIRE HOSES (FHS01) | NA | NA | NA | OM00030069 |  | MAINTANENCE OFFICE | NA | NA | NA | NA | NA | NA | NA |  | NA | NA | \Classifications\Building System Class\D40-Fire Protection SYS\D4020 - Stand Pipe\Other Stand Pipe Hose Systems - FHS | 1015842
36-A1 | 36-A1 San Bernardino Courthouse | 36-A1-G2049-300-HSC01 | HARDSCAPE | NA | NA | NA | OM00036590 |  | GROUNDS | NA | NA | NA | NA | NA | NA | NA |  | NA | NA | \Classifications\Building System Class\G20-Other Systems\G2040 - Site Development\Hardscape - HSC | 1015844
36-A1 | 36-A1 San Bernardino Courthouse | 36-A1-D3050-250-ACU03 | AIR CONDITIONING, SPLIT SYSTEM #3 (ACU03) | Fujitsu | DCN104965 | AOU18CL | OM00016492 |  | WEST SIDE OF ROOF | DNA | WASHABLE | R-410A | DNA | 208/230 | 7.7 | Electric | 1 | NA | NA | \Classifications\Building System Class\D30-HVAC Systems\D3050 - Package SYS\Air Conditioning,Split System - ACU | 1015847
36-A1 | 36-A1 San Bernardino Courthouse | 36-A1-D3050-250-ACU04 | Air Conditioning, Split System #1 (ACU01) | Goodman | 1309112388 | GSC130181GA | OM00037919 |  | On Grounds in Front of Building | NA | Washable | R-22 | DNA | 208/230 | 9.2 | ELECTRIC | 1 | NA | NA | \Classifications\Building System Class\D30-HVAC Systems\D3050 - Package SYS\Air Conditioning,Split System - ACU | 1017489
36-A1 | 36-A1 San Bernardino Courthouse | 36-A1-D3050-250-ACU05 | Air Conditioning, Split System #2 (ACU02) | Goodman | I309112386 | GSC130181GA | OM00037920 |  | On Grounds in Front of Building | NA | Washable | R-22 | DNA | 208/230 | 9.2 | ELECTRIC | 1 | NA | NA | \Classifications\Building System Class\D30-HVAC Systems\D3050 - Package SYS\Air Conditioning,Split System - ACU | 1017490
36-A1 | 36-A1 San Bernardino Courthouse | 36-A1-D3050-210-PKU11 | Package Unit #11 (Roof) | Arcoaire | L950270037 | PGMF48H135A | OM00001541 | NA | Roof | NA | 25x30x2 | R-22 | DNA | 208/230 | 20.7 | Electric and natural gas |  | NA | NA | \Classifications\Building System Class\D30-HVAC Systems\D3050 - Package SYS\Package Unit - PKU | 1018469
36-A1 | 36-A1 San Bernardino Courthouse | 36-A1-D3042-220-EFN01 | Exhaust Fan (Roof)DFN01 | Cincinnati Fan & Ventilation Co | 805155 | 93-830 | OM00001540 |  | Roof | NA | NA | NA | 3/4 | 115-208/230 | 10.6/5.3 | Electric | 1 | NA | NA | \Classifications\Building System Class\D30-HVAC Systems\D3040 - Distribution SYS\Supply/Exhaust/Return fans- FAN | 1019150
36-A1 | 36-A1 San Bernardino Courthouse | 36-A1-D2022-100-HWE01 | Hot Water Heater, Electric (Gym) | AO Smith | GH941971263S06 | EES40913 | OM00002473 |  | Sheriff's Area Lockup | NA | NA | NA | NA | 220/240 | DNA | Electric | DNA | NA | NA | \Classifications\Building System Class\D20-Plumbing\D2020 - Domestic Water\Domestic Water Heater, Electric - HWE | 1019151
36-A1 | 36-A1 San Bernardino Courthouse | 36-A1-D5010-200-ESD01 | Main Electrical Panel MCE01 | Siemens | NA | NA | OM00026517 |  | Main Electrical Room | NA | NA | NA | NA | DNA | DNA | Electric | Electric | NA | NA | \Classifications\Building System Class\D50-Electrical SYS\D5010 - Elec Service & Dist\Electical Service and Distribution - ESD | 1019152
36-A1 | 36-A1 San Bernardino Courthouse | 36-A1-D5010-200-ESD02 | Electrical Switchboard, under 560 Volts SBR01 | Siemens | NA | P4D90M1800FTS | OM00002442 |  | Electrical Room | NA | NA | NA | NA | 240 | 800 | Electric | 3 | NA | NA | \Classifications\Building System Class\D50-Electrical SYS\D5010 - Elec Service & Dist\Electical Service and Distribution - ESD | 1019153
36-A1 | 36-A1 San Bernardino Courthouse | 36-A1-D2023-100-BFP06 | Backflow Preventer, Fire Main 3/4" | Febco | H01759 | 805Y, 3/4" | OM00002624 | Meter#: NT139968 ID#: 2002473 | Corner 3rd Street and Arrowhead | NA | NA | NA | NA | NA | NA | NA | NA | NA | NA | \Classifications\Building System Class\D20-Plumbing\D2020 - Domestic Water\Backflow Preventer - BFP | 1019860
36-A2 | 36-A2 San Bernardino Courthouse - Annex | 36-A2-D3041-110-AHU01 | AIR HANDLER UNIT #1 (AHU01) | NA | NA | NA | OM00001528 |  | Penthouse Machinery Room | SUPPLY (3) 5UX112, (3) 5UX112 | (54) 20X20X2 | CHILLED WATER | 30 | 480 | 35 | Electric | 3 | na | na | \Classifications\Building System Class\D30-HVAC Systems\D3040 - Distribution SYS\Air Handling Unit - AHU | EQ-1002478
36-A2 | 36-A2 San Bernardino Courthouse - Annex | 36-A2-D3050-250-ACU04 | Air Conditioning Split System #4 | Arcoaire | L002856339 | HACO18AKA1 | OM00001532 |  | Judges Parking Lot | DNA | WASHABLE | R-22 | DNA | 208-230 | 20 | Electric | 1 | na | na | \Classifications\Building System Class\D30-HVAC Systems\D3050 - Package SYS\Air Conditioning,Split System - ACU | EQ-1002481
36-A2 | 36-A2 San Bernardino Courthouse - Annex | 36-A2-D3042-220-EFN05 | Exhaust Fan #5 | DAYTON | NA | M3203 | OM00030041 |  | On top of Penthouse Machinery Room | 4L-330 | NA | NA | NA | 460 | 1.2 | Electric | 3 | NA | NA | \Classifications\Building System Class\D30-HVAC Systems\D3040 - Distribution SYS\Supply/Exhaust/Return fans- FAN | EQ-1002482
36-A2 | 36-A2 San Bernardino Courthouse - Annex | 36-A2-D3042-220-EFN06 | Exhaust Fan #6 | LOREN COOK | 138SC96008-00/000701 | 225 CPR | OM00030030 |  | Outside of Penthouse Machinery Room | A52 (1) | NA | NA | 3 | 460 | 8.71/3.94 | Electric | 3 | NA | NA | \Classifications\Building System Class\D30-HVAC Systems\D3040 - Distribution SYS\Supply/Exhaust/Return fans- FAN | EQ-1002483
36-A2 | 36-A2 San Bernardino Courthouse - Annex | 36-A2-D1010-100-ELE01 | Elevator #1 | Montgomery Elevator Company | CT55771 | SSC-6010 | OM00001544 | State ID# 033019 | WEST SIDE ROOF | na | na | na | na | 240 | 4.66-2.33 | Electric | 1 | na | na | \Classifications\Building System Class\D10-Conveyance Systems\D1010 - Elevator\Elevator,Electric,Pass/Freight - ELE | EQ-1002485
36-A2 | 36-A2 San Bernardino Courthouse - Annex | 36-A2-D1010-100-ELE02 | Elevator #2 | Montgomery Elevator Company | 65772 | SSC-6010 | OM00001545 | State ID# 033020 | WEST ROOF | na | na | na | 25 | 240 | 4.66-2.33 | Electric | Single | na | na | \Classifications\Building System Class\D10-Conveyance Systems\D1010 - Elevator\Elevator,Electric,Pass/Freight - ELE | EQ-1002486
36-A2 | 36-A2 San Bernardino Courthouse - Annex | 36-A2-D5010-200-ESD01 | Main Electrical Panel | na | na | na | OM00001552 | na | Electrical room | na | na | na | na | na | na | na | na | na | na | \Classifications\Building System Class\D50-Electrical SYS\D5010 - Elec Service & Dist\Electical Service and Distribution - ESD | EQ-1002487
36-A2 | 36-A2 San Bernardino Courthouse - Annex | 36-A2-D2023-100-BFP01 | Backflow devices, 6" | Zurn-Wilkin | L22744 | 375 6" | OM00036441 | Meter#: HN130233 ID#: 350 | EAST SIDE PARKING LOT, Mountain View | NA | NA | NA | NA | NA | NA | NA | NA | NA | NA | \Classifications\Building System Class\D20-Plumbing\D2020 - Domestic Water\Backflow Preventer - BFP | EQ-1002489
36-A2 | 36-A2 San Bernardino Courthouse - Annex | 36-A2-D2023-100-CTY03 | Backflow devices # 3 | Zurn-Wilkin | 58738 | 375 | OM00030042 |  | outside | na | na | na | na | na | na | na | na | na | na | \Classifications\Building System Class\D20-Plumbing\D2020 - Domestic Water\Backflow Preventer - BFP | EQ-1002491
36-A2 | 36-A2 San Bernardino Courthouse - Annex | 36-A2-B2010-100-BLD01 | Building Structure | NA | NA | NA | OM00030048 |  | All | NA | NA | NA | NA | NA | NA | NA | NA | NA | NA | \Classifications\Building System Class\B20-General Building Exterior\B2010 - Exterior Walls\Building - BLD | EQ-1007320
36-A2 | 36-A2 San Bernardino Courthouse - Annex | 36-A2-B3010-100-RUF01 | Roofing Systems | NA | NA | NA | OM00030049 |  | NA | NA | NA | NA | NA | NA | NA | NA | NA | NA | NA | \Classifications\Building System Class\B30-Roofing\B3010 - Roof Types\Roof - RUF | EQ-1007497
36-A2 | 36-A2 San Bernardino Courthouse - Annex | 36-A2-D4031-100-FEX31 | HAND HELD FIRE EXTINGUSHERS | NA | NA | NA | OM00030036 |  | MAINTENANCE OFFICE | NA | NA | NA | NA | NA | NA | NA | NA | NA | NA | \Classifications\Building System Class\D40-Fire Protection SYS\D4030 - FIRE SPEC\Fire Extinguisher - FEX | 1010111
36-A2 | 36-A2 San Bernardino Courthouse - Annex | 36-A2-D2023-100-BFP02 | Backflow Prevention Device - BFP06 | Wilkins | 3290834 | 975XL 2 inch | OM00040747 | Meter#: HN130233 ID#2001235 | T Wing in front of Building | NA | NA | NA | NA | NA | NA | NA | NA | NA | NA | \Classifications\Building System Class\D20-Plumbing\D2020 - Domestic Water\Backflow Preventer - BFP | 1010805
36-A2 | 36-A2 San Bernardino Courthouse - Annex | 36-A2-G2050-200-LSC01 | LANDSCAPING | NA | NA | NA | OM00030050 |  | GROUNDS | NA | NA | NA | NA | NA | NA | NA | NA | NA | NA | \Classifications\Building System Class\G20-Other Systems\G2050 - Landscaping\Landscaping - LSC | 1015685
36-A2 | 36-A2 San Bernardino Courthouse - Annex | 36-A2-D4010-150-FMS01 | FIRE SYSTEMS, DRY STAND PIPE #1 (JURY EAST SIDE) | ELK HART | NA | NA | OM00026519 |  | OUTSIDE JURY ENTRANCE EAST SIDE, Verified 19 Sept 2014 | NA | NA | NA | NA | NA | NA | NA | NA | NA | NA | \Classifications\Building System Class\D40-Fire Protection SYS\D4010 - Sprinkler SYS\Fire Systems, stand pipes - FMS | 1015805
36-A2 | 36-A2 San Bernardino Courthouse - Annex | 36-A2-D4010-150-FMS02 | FIRE SYSTEMS, DRY STAND PIPE #2 (JURY WEST SIDE) | ELK HART | NA | NA | OM00026518 |  | OUTSIDE JURY ENTRANCE WEST SIDE, By Lower Level Entrance | NA | NA | NA | NA | NA | NA | NA | NA | NA | NA | \Classifications\Building System Class\D40-Fire Protection SYS\D4010 - Sprinkler SYS\Fire Systems, stand pipes - FMS | 1015806
36-A2 | 36-A2 San Bernardino Courthouse - Annex | 36-A2-D5092-250-EML39 | LIGHTING, EMERGENCY & EXIT (EML39) | NA | NA | NA | OM00030051 |  | THROUGHOUT BUILDING | NA | NA | NA | NA | 110 | DNA | Electric | 1 | NA | NA | \Classifications\Building System Class\D50-Electrical SYS\D5090 - Elec SYS\Emergency And Exit Lighting - EML | 1015830
36-A2 | 36-A2 San Bernardino Courthouse - Annex | 36-A2-D5092-250-ELT04 | LIGHTING, EXTERIOR (ELT04) | NA | NA | NA | OM00030052 |  | BUILDING'S EXTERIOR | NA | NA | NA | NA | DNA | DNA | Electric | 1 | NA | NA | \Classifications\Building System Class\D50-Electrical SYS\D5090 - Elec SYS\Exterior Lighting - ELT | 1015831
36-A2 | 36-A2 San Bernardino Courthouse - Annex | 36-A2-D4024-100-FHS20 | FIRE, FIRE HOSES (FHS20) | NA | NA | NA | OM00030054 |  | MAINTENANCE ROOM | NA | NA | NA | NA | NA | NA | NA |  | NA | NA | \Classifications\Building System Class\D40-Fire Protection SYS\D4020 - Stand Pipe\Other Stand Pipe Hose Systems - FHS | 1015832
36-A2 | 36-A2 San Bernardino Courthouse - Annex | 36-A2-D3050-310-HPU01 | PACKAGE HEAT PUMP (HPU01) | Armstrong Air Company | PHP10B30DA-4A | PHP10B30DA | OM00016491 |  | EXTERIOR ONTOP OF SECURITY ENTRANCE | NA | 24x24x1 (1) | R-22 | 5/8 | 240 | 20.6 | Electric | 1 | NA | NA | \Classifications\Building System Class\D30-HVAC Systems\D3050 - Package SYS\Heat Pump,Air Cooled - HPU | 1015833
36-A2 | 36-A2 San Bernardino Courthouse - Annex | 36-A2-D3041-230-RFN01 | FAN, RETURN (RFN01) | Temtrol | T00050700700 | WFRDHRE140 | OM00026537 |  | CENTRAL ROOF | BX120 (3) | 24X24X2 (32), 12X24X2 (8) | NA | 15 | 480 | 17.7 | Electric | 3 | NA | NA | \Classifications\Building System Class\D30-HVAC Systems\D3040 - Distribution SYS\Supply/Exhaust/Return fans- FAN | 1015834
36-A2 | 36-A2 San Bernardino Courthouse - Annex | 36-A2-D5011-240-TRN01 | ELECTRICAL, TRANSFORMER #1 (TRN01) | MGM TRANSFORMER CO | 82-17733 | 5T1441 | OM00030045 |  | ELECTRICAL ROOM NEAR SNACK BAR | NA | NA | NA | NA | Other | 300 | Electric | 3 | na | na | \Classifications\Building System Class\D50-Electrical SYS\D5010 - Elec Service & Dist\Transformer - TRN | 1015835
36-A2 | 36-A2 San Bernardino Courthouse - Annex | 36-A2-D5011-240-TRN02 | ELECTRICAL, TRANSFORMER #2 (TRN02) | OLSUN ELECTRIC CORP | 32870-134906 | NA | OM00030034 |  | ELECTRICAL ROOM NEAR SNACK BAR | NA | NA | NA | NA | Other | 902.1 | Electric | 3 | NA | NA | \Classifications\Building System Class\D50-Electrical SYS\D5010 - Elec Service & Dist\Transformer - TRN | 1015836
36-A2 | 36-A2 San Bernardino Courthouse - Annex | 36-A2-D5011-240-TRN03 | ELECTRICAL, TRANSFORMER #3 (TRN03) | OLSUN ELECTRIC CORP | 466152134907 | NA | OM00030046 |  | ELECTRICAL ROOM NEAR SNACK BAR | NA | NA | NA | NA | Other | 2083 | Electric | 1 | NA | NA | \Classifications\Building System Class\D50-Electrical SYS\D5010 - Elec Service & Dist\Transformer - TRN | 1015837
36-A2 | 36-A2 San Bernardino Courthouse - Annex | 36-A2-D5011-240-TRN04 | ELECTRICAL, TRANSFORMER #4 (TRN04) | OLSUN ELECTRIC CORP | A66151-134905 | NA | OM00030047 |  | ELECTRICAL ROOM NEAR SNACK BAR | NA | NA | NA | NA | Other | 722 | Electric | 3 | NA | NA | \Classifications\Building System Class\D50-Electrical SYS\D5010 - Elec Service & Dist\Transformer - TRN | 1015838
36-A2 | 36-A2 San Bernardino Courthouse - Annex | 36-A2-G2049-300-HSC01 | HARDSCAPE | NA | NA | NA | OM00036589 |  | GROUNDS | NA | NA | NA | NA | NA | NA | NA |  | NA | NA | \Classifications\Building System Class\G20-Other Systems\G2040 - Site Development\Hardscape - HSC | 1015843
36-A2 | 36-A2 San Bernardino Courthouse - Annex | 36-A2-D2023-100-CTY05 | BACKFLOW PREVENTER #4 | WILKINS ZURN | 3245237 | 975XL2 | OM00030044 |  | E SIDE OF BUILDING NEAR 364 N MT VIEW | NA | NA | NA | NA | NA | NA | NA |  | NA | NA | \Classifications\Building System Class\D20-Plumbing\D2020 - Domestic Water\Backflow Preventer - BFP | 1015853
36-A2 | 36-A2 San Bernardino Courthouse - Annex | 36-A2-D3042-220-EFN01 | Exhaust Fan (Main Electrical Rm) EFN01 | Cook | 138S986372020006201 | 195 SON 195 SON-B | OM00030033 |  | Main Electrical Room | NA | NA | NA | 1.5 | 115 | 13.1/9.5 | Electric | 1 | NA | NA | \Classifications\Building System Class\D30-HVAC Systems\D3040 - Distribution SYS\Supply/Exhaust/Return fans- FAN | 1019178
36-C1 | 36-C1 Fontana Courthouse | 36-C1-D3041-110-AHU03 | AHU#3- Multi-Zone unit with 8 zones | Temtrol | U100526-003-00 | WF-BZ32 | OM00033991 | NA | Inside mechanical room 2nd floor EAST END | DNA | (6) (5) 12x24x2 24x24x2 | NA | 10 | 230/460 | 23.9/12 | Electric | 3 | NA | NA | \Classifications\Building System Class\D30-HVAC Systems\D3040 - Distribution SYS\Air Handling Unit - AHU | EQ-1002810
36-C1 | 36-C1 Fontana Courthouse | 36-C1-D3041-110-AHU04 | AHU#4 | Temtrol | U100526-004-00 | WF-BZ20 | OM00033992 | NA | Inside mechanical room 2nd floor N.E. CORNER OF BUILDING | (18) 16x20x2 | 16x20x2 (18) | NA | 15.00 | 230/460 | 36/18 | Electric | 3 | NA | NA | \Classifications\Building System Class\D30-HVAC Systems\D3040 - Distribution SYS\Air Handling Unit - AHU | EQ-1002811
36-C1 | 36-C1 Fontana Courthouse | 36-C1-D3050-210-PKU01 | PACKAGE UNIT 1 | Carrier | 1909U08931 | 48A5M027F1V611EE | OM00028216 | NA | ROOF W. SIDE | C27 BX50 | BX50 (2) | R-410A | 10 | 230/460 | 25.2/12.6 | Natural gas and electric | 3 | NA | NA | \Classifications\Building System Class\D30-HVAC Systems\D3050 - Package SYS\Package Unit - PKU | EQ-1002813
36-C1 | 36-C1 Fontana Courthouse | 36-C1-D3050-210-PKU02 | PACKAGE UNIT 2 | CARRIER | 1909U08929 | 48A5M027F1V611EE | OM00028217 | NA | ROOF W. SIDE | (2) BX50 | (10) 20X24X2 | R-410A | 10 | 460 | 12.6 | Natural gas and electric | 3 | 350,000 | 283,500 | \Classifications\Building System Class\D30-HVAC Systems\D3050 - Package SYS\Package Unit - PKU | EQ-1002814
36-C1 | 36-C1 Fontana Courthouse | 36-C1-D3042-220-EFN01 | EXHAUST FAN 1 | Dayton | NA | 3C665 | OM00000441 |  | SOUTH EAST ROOF | 3L240G (1) | NA | NA | 1/3 | 115/208-230 | 5.8/3.1-2.9 | Electric | 1 ph | DNA | NA | \Classifications\Building System Class\D30-HVAC Systems\D3040 - Distribution SYS\Supply/Exhaust/Return fans- FAN | EQ-1002815
36-C1 | 36-C1 Fontana Courthouse | 36-C1-D3042-220-EFN02 | EXHAUST FAN 2 | Jenn Air | NA | 121-1GBSU | OM00000443 |  | Judges chaimbers 2nd floor CENTRAL ROOF | A35 (1) | DNA | NA | 1/4 | 115 | 4.8 | Electric | 1 ph | NA | NA | \Classifications\Building System Class\D30-HVAC Systems\D3040 - Distribution SYS\Supply/Exhaust/Return fans- FAN | EQ-1002816
36-C1 | 36-C1 Fontana Courthouse | 36-C1-D3042-220-EFN03 | EXHAUST FAN 3 | Jenn Air | NA | 121-1GBSU | OM00000442 |  | CENTRAL ROOF Empl. And public restrooms | A35 (1) | NA | NA | '1/4 | 115 | 4.8 | Electric | 1 | NA | NA | \Classifications\Building System Class\D30-HVAC Systems\D3040 - Distribution SYS\Supply/Exhaust/Return fans- FAN | EQ-1002817
36-C1 | 36-C1 Fontana Courthouse | 36-C1-D2023-310-HWP01 | Circulating hot water pump | Bell Gossett | 10324 | SLC-30B | OM00033994 | NA | Inside mechanical room 2nd floor N.E. CORNER OF THE BUILDING | NA | NA | NA | DNA | 115 | 74 | Electric | 1 | NA | NA | \Classifications\Building System Class\D20-Plumbing\D2020 - Domestic Water\Domestic Hot Water Circulating Pump - HWP | EQ-1002818
36-C1 | 36-C1 Fontana Courthouse | 36-C1-D4031-100-FEX20 | FIRE EXTINGUISHER (20) | ABC | Multiple | Multiple | OM00033983 |  | All | NA | NA | NA | NA | NA | NA | NA | NA | NA |  | \Classifications\Building System Class\D40-Fire Protection SYS\D4030 - FIRE SPEC\Fire Extinguisher - FEX | EQ-1005956
36-C1 | 36-C1 Fontana Courthouse | 36-C1-B2010-100-BLD01 | Building Structure | NA | NA | NA | OM00033982 | NA | All | DNA | NA | NA | 1/3 | 240 | DNA | Electric | 2 | NA | NA | \Classifications\Building System Class\B20-General Building Exterior\B2010 - Exterior Walls\Building - BLD | EQ-1007321
36-C1 | 36-C1 Fontana Courthouse | 36-C1-B3010-100-RUF01 | Roofing Systems | NA | NA | NA | OM00033984 |  | NA | NA | NA | NA | NA | NA | NA | NA | NA | NA | NA | \Classifications\Building System Class\B30-Roofing\B3010 - Roof Types\Roof - RUF | EQ-1007498
36-C1 | 36-C1 Fontana Courthouse | 36-C1-D1010-100-ELE01 | ELEVATOR 1 | Fujitec | 3734A1H | MHYDSA25 | OM00028226 | State ID# 157073 | ELEVATOR ROOM | NA | NA | NA | NA | 460/120 | 44 /6.44 | Electric | 3 | NA | NA | \Classifications\Building System Class\D10-Conveyance Systems\D1010 - Elevator\Elevator,Electric,Pass/Freight - ELE | 1011641
36-C1 | 36-C1 Fontana Courthouse | 36-C1-D1010-100-ELE02 | ELEVATOR 2 | FUJITECH | 4512A | MHYDS-A25 | OM00014762 | State ID# 143215 | 2ND FLOOR STAFF HALLWAY | NA | NA | NA | 30 | 480/120 | 44/15 | ELECTRIC | 3 | NA | NA | \Classifications\Building System Class\D10-Conveyance Systems\D1010 - Elevator\Elevator,Electric,Pass/Freight - ELE | 1011642
36-C1 | 36-C1 Fontana Courthouse | 36-C1-D2023-100-CTY01 | BACKFLOW, FIRE SYSTEM 10" | WILKINS | P4486 | 450DA 10" | OM00028221 | F71166-P4486 | S. SIDE OF BUILDING | NA | NA | NA | NA | NA | NA | Other | NA | NA | NA | \Classifications\Building System Class\D20-Plumbing\D2020 - Domestic Water\Backflow Preventer - BFP | 1011721
36-C1 | 36-C1 Fontana Courthouse | 36-C1-D2023-100-CTY02 | BACK FLOW DOMESTIC | WILKINS | 3059311 | 950XL 3/4" | OM00001523 | F71166-3059311 | EXTERIOR WEST SIDE, West Parkway | NA | NA | NA | NA | NA | NA | Other | NA | NA | NA | \Classifications\Building System Class\D20-Plumbing\D2020 - Domestic Water\Backflow Preventer - BFP | 1011722
36-C1 | 36-C1 Fontana Courthouse | 36-C1-C1020-110-FRD01 | WON DOOR FRD01 | MCKEON | NA | NA | OM00033995 |  | NEAR DEPARTMENT F-6 | NA | NA | NA | NA | DNA | DNA | Electric | DNA | NA | NA | \Classifications\Building System Class\C10-General Building Interior\C1020 - Fire Doors\Fire Doors - FRD | 1014314
36-C1 | 36-C1 Fontana Courthouse | 36-C1-C1020-110-FRD02 | WON DOOR FRD02 | MCKEON | NA | NA | OM00033997 |  | 2ND FLOOR LOBBY | NA | NA | NA | NA | NA | NA | Electric | NA | NA | NA | \Classifications\Building System Class\C10-General Building Interior\C1020 - Fire Doors\Fire Doors - FRD | 1014315
36-C1 | 36-C1 Fontana Courthouse | 36-C1-C1020-110-FRD03 | WON DOOR FRD03 | MCKEON | NA | NA | OM00033998 |  | PUBLIC LOBBY | NA | NA | NA | NA | DNA | DNA | Electric | DNA | NA | NA | \Classifications\Building System Class\C10-General Building Interior\C1020 - Fire Doors\Fire Doors - FRD | 1014316
36-C1 | 36-C1 Fontana Courthouse | 36-C1-C1020-110-FRD04 | WON DOOR FRD04 | MCKEON | NA | NA | OM00034000 |  | 1ST FLOOR SUCURE HALLWAY | NA | NA | NA | DNA | DNA | DNA | Electric | DNA | NA | NA | \Classifications\Building System Class\C10-General Building Interior\C1020 - Fire Doors\Fire Doors - FRD | 1014317
36-C1 | 36-C1 Fontana Courthouse | 36-C1-D2023-310-HWP02 | DOMESTIC HOT WATER RECIRCULATING PUMP 2 | BELL & GOSSETT | 106197 | MRP58JV-758 | OM00033996 |  | 2ND FLOOR CENTRAL STAFF HALLWAY | NA | NA | NA | DNA | 115 | 1.7 | Electric | 1 | NA | NA | \Classifications\Building System Class\D20-Plumbing\D2020 - Domestic Water\Domestic Hot Water Circulating Pump - HWP | 1014318
36-C1 | 36-C1 Fontana Courthouse | 36-C1-D2030-150-MWL01 | MAIN BRANCH WASTE SYSTEM | NA | NA | NA | OM00033986 |  | NA | NA | NA | NA | NA | NA | NA | NA | NA | NA | NA | \Classifications\Building System Class\D20-Plumbing\D2030 - Sani Waste\Main/Branch Waste System - MWL | 1014319
36-C1 | 36-C1 Fontana Courthouse | 36-C1-D3041-160-FDP01 | FIRE DAMPERS | NA | NA | NA | OM00034002 |  | ALL | NA | NA | NA | NA | DNA | DNA | Electric | DNA | NA | NA | \Classifications\Building System Class\D30-HVAC Systems\D3040 - Distribution SYS\Fire Dampers - FDP | 1014320
36-C1 | 36-C1 Fontana Courthouse | 36-C1-D3050-250-ACU06 | AIR CONDITIONING, SPLIT SYSTEM #6 | TRANE | 10452HM24F | 4TWB3024A1000BA | OM00016496 |  | SOUTH ROOF | DNA | DNA | R-410A | 1/8 | 230 | 12 | Electric | 1 | NA | NA | \Classifications\Building System Class\D30-HVAC Systems\D3050 - Package SYS\Air Conditioning,Split System - ACU | 1014321
36-C1 | 36-C1 Fontana Courthouse | 36-C1-D3050-250-ACU01 | AIR CONDITIONING SPLIT SYSTEM 1 | Mitsubishi Electric | NA | MU17TN | OM00016493 |  | ROOF EAST END | NA | WASHABLE | R-22 | DNA | 208/230 | 15 | Electric | 1 | NA | NA | \Classifications\Building System Class\D30-HVAC Systems\D3050 - Package SYS\Air Conditioning,Split System - ACU | 1014322
36-C1 | 36-C1 Fontana Courthouse | 36-C1-D3050-250-ACU02 | AIR CONDITIONING SPLIT SYSTEM 2 | FUJITSU | DDN016940 | AOU24CL | OM00016495 |  | SOUTHEND ROOF | NA | REUSABLE | R-410A | DNA | 208/230 | 10.1 | Electric | 1 | NA | NA | \Classifications\Building System Class\D30-HVAC Systems\D3050 - Package SYS\Air Conditioning,Split System - ACU | 1014323
36-C1 | 36-C1 Fontana Courthouse | 36-C1-D3050-250-ACU05 | AIR CONDITIONING SPLIT SYSTEM 5 | CARRIER | 1009X90627 | 38HDF018-3 | OM00028207 |  | ROOF W. SIDE | NA | WASHABLE | R-410A | DNA | 208/230 | 12.1 | Electric | 1 | NA | NA | \Classifications\Building System Class\D30-HVAC Systems\D3050 - Package SYS\Air Conditioning,Split System - ACU | 1014325
36-C1 | 36-C1 Fontana Courthouse | 36-C1-D4010-150-FMS01 | FIRE STAND PIPE FMS01 | CEASE FIRE | NA | 593X | OM00033999 |  | PUBLIC LOBBY | NA | NA | NA | NA | NA | NA | NA | NA | NA | NA | \Classifications\Building System Class\D40-Fire Protection SYS\D4010 - Sprinkler SYS\Fire Systems, stand pipes - FMS | 1014327
36-C1 | 36-C1 Fontana Courthouse | 36-C1-D5092-250-EML96 | LIGHTING, EMERGENCY (49) & EXIT (47 BATTERY POWERED) | NA | NA | NA | OM00033985 |  | ALL | NA | NA | NA | NA | DNA | DNA | Electric | DNA | NA | NA | \Classifications\Building System Class\D50-Electrical SYS\D5090 - Elec SYS\Emergency And Exit Lighting - EML | 1014328
36-C1 | 36-C1 Fontana Courthouse | 36-C1-G2050-200-LSC01 | LANDSCAPING | NA | NA | NA | OM00033989 |  | JANITORIAL CLOSET | NA | NA | NA | NA | NA | NA | NA | NA | NA | NA | \Classifications\Building System Class\G20-Other Systems\G2050 - Landscaping\Landscaping - LSC | 1014329
36-C1 | 36-C1 Fontana Courthouse | 36-C1-D5092-250-ELT01 | EXTERIOR LIGHTING | NA | NA | NA | OM00033987 |  | OUTSIDE | NA | NA | NA | NA | NA | NA | Electric | NA | NA | NA | \Classifications\Building System Class\D50-Electrical SYS\D5090 - Elec SYS\Exterior Lighting - ELT | 1014330
36-C1 | 36-C1 Fontana Courthouse | 36-C1-G2049-300-HSC01 | HARDSCAPE | NA | NA | NA | OM00033988 |  | OUTSIDE | NA | NA | NA | NA | NA | NA | NA | NA | NA | NA | \Classifications\Building System Class\G20-Other Systems\G2040 - Site Development\Hardscape - HSC | 1014331
36-C1 | 36-C1 Fontana Courthouse | 36-C1-D2022-260-HWG02 | DOMESTIC WATER HEATER 2 | RHEEM | URLN1109500837 | G60-50N-1 | OM00028219 |  | SOUTH EXHIBIT ROOM | NA | NA | NA | NA | NA | NA | Gas | DNA | 50000 | DNA | \Classifications\Building System Class\D20-Plumbing\D2020 - Domestic Water\Domestic Water Heater, Gas - HWG | 1014337
36-C1 | 36-C1 Fontana Courthouse | 36-C1-D5037-710-FAP01 | FIRE ALARM PANEL | Honeywell Corp | NA | NFS-320 | OM00028223 |  | 1ST FLOOR SERVER ROOM | NA | NA | NA | DNA | DNA | DNA | Electric | DNA | NA | NA | \Classifications\Building System Class\D50-Electrical SYS\D5030 - Comm & Security\Fire Alarm Panel - FAP | 1015435
36-C1 | 36-C1 Fontana Courthouse | 36-C1-D2022-260-HWG03 | WATER HEATER #3, DOMESTIC, GAS | GENERAL ELECTRIC | BEUNM281210024 | SG60T12YXS10 | OM00028926 |  | INSIDE MECHANICAL ROOM 2ND FLOOR | NA | NA | NA | NA | NA | NA | Gas | NA | NA | 45000 | \Classifications\Building System Class\D20-Plumbing\D2020 - Domestic Water\Domestic Water Heater, Gas - HWG | 1015564
36-C1 | 36-C1 Fontana Courthouse | 36-C1-D2023-310-HWP03 | CIRCULATION PUMP, JUDGES/JURY CHAMBERS | BELL & GOSSETT | 1BL012 | PL30 | OM00036840 |  | MECHANICAL ROOM ON ROOF | NA | NA | NA | NA | 110 | 1.4 | Electric | 1 | NA | NA | \Classifications\Building System Class\D20-Plumbing\D2020 - Domestic Water\Domestic Hot Water Circulating Pump - HWP | 1015664
36-C1 | 36-C1 Fontana Courthouse | 36-C1-D3050-250-ACU07 | AIR CONDITIONING, SPLIT SYSTEM #7 | CARRIER | 1009X90644 | 38HDF018-3 | OM00028209 |  | ROOF WEST SIDE | NA | DNA | R-410A | NA | DNA | DNA | Electric | DNA | NA | NA | \Classifications\Building System Class\D30-HVAC Systems\D3050 - Package SYS\Air Conditioning,Split System - ACU | 1015665
36-C1 | 36-C1 Fontana Courthouse | 36-C1-D3050-250-ACU08 | Carrier 1.5 ton split system ACU08 | Carrier | 1613V00252 | 38GVC018---3 | OM00017451 |  | South West, CAFM/ 2nd floor mechanical room | NA | Washable | R-410A | 1/12 | 208/230 | 25 | Electric | 1 | NA | NA | \Classifications\Building System Class\D30-HVAC Systems\D3050 - Package SYS\Air Conditioning,Split System - ACU | 1019063
36-C1 | 36-C1 Fontana Courthouse | 36-C1-D3050-310-HPU02 | Heat Pump Packing Unit (HPU02) | Bryant | 1000G40893 | 655AEX036000AACF | OM00017452 |  | Old Entrance Roof | NA | 16x20x1 pleated | R-22 | NA | 460 | DNA | Electric | 3 | NA | NA | \Classifications\Building System Class\D30-HVAC Systems\D3050 - Package SYS\Heat Pump,Air Cooled - HPU | 1019527
36-C1 | 36-C1 Fontana Courthouse | 36-C1-D3042-220-EFN05 | EXHAUST FAN 5 (Women's Restroom, Flr 2) | Marathon | NA | HQD48S17D1310BK | OM00028213 |  | Floor 2, Women's Restroom | AX-31 | NA | NA | 1/4 | 115 | 5.0 | Electric | 1 | NA | NA | \Classifications\Building System Class\D30-HVAC Systems\D3040 - Distribution SYS\Supply/Exhaust/Return fans- FAN | 1019760
36-C1 | 36-C1 Fontana Courthouse | 36-C1-D3042-220-EFN04 | EXHAUST FAN 4 (Men's Restroom, Flr 1) | Marathon | NA | HQD48S17D1310BK | OM00028211 |  | Floor 1, Men's Restroom | AX-31 | NA | NA | 1/4 | 115 | 5.0 | Electric | 1 | NA | NA | \Classifications\Building System Class\D30-HVAC Systems\D3040 - Distribution SYS\Supply/Exhaust/Return fans- FAN | 1019763
36-C1 | 36-C1 Fontana Courthouse | 36-C1-D3042-220-EFN06 | EXHAUST FAN 6 (Men's Restroom, Flr 2) | Marathon | NA | HQD48S17D1310BK | OM00028214 |  | Floor 2 | AX-31 | NA | NA | 1/4 | 115 | 5.0 | Electric | 1 | NA | NA | \Classifications\Building System Class\D30-HVAC Systems\D3040 - Distribution SYS\Supply/Exhaust/Return fans- FAN | 1019764
36-C1 | 36-C1 Fontana Courthouse | 36-C1-D3042-220-EFN07 | EXHAUST FAN 6 (Women's Restroom, Flr 1) | Marathon | NA | HQD48S17D1310BK | OM00028212 |  | Women's Restroom, Floor 1 | AX-31 | NA | NA | 1/4 | 115 | 5.0 | Electric | 1 | NA | NA | \Classifications\Building System Class\D30-HVAC Systems\D3040 - Distribution SYS\Supply/Exhaust/Return fans- FAN | 1019970
36-C3 | 36-C3 Fontana Jury Assembly Building | 36-C3-D2022-260-HWG02 | HOT WATER HEATER GAS HWG02 | A.O. SMITH | 1005T004179 | GNR 40 100 | OM00028235 |  | BEHIND MEN'S RESTROOM IN JURY ASSEMBLY | NA | NA | NA | NA | NA | DNA | Gas | DNA | 40,000 | DNA | \Classifications\Building System Class\D20-Plumbing\D2020 - Domestic Water\Domestic Water Heater, Gas - HWG | 1014332
36-C3 | 36-C3 Fontana Jury Assembly Building | 36-C3-D3042-220-EFN01 | EXHAUST FAN 1 | Loren Cook Company | 138SD11438-00 | 0000701 | OM00028236 |  | JURY ASSEMBLY | 4L400 (1) | NA | NA | 1/4 | 115 | 5 | Electric | 1 | NA | NA | \Classifications\Building System Class\D30-HVAC Systems\D3040 - Distribution SYS\Supply/Exhaust/Return fans- FAN | 1014333
36-C3 | 36-C3 Fontana Jury Assembly Building | 36-C3-D3042-220-EFN02 | EXHAUST FAN 2 | Loren Cook Company | 138SD11438-00 | 0000701 | OM00028237 |  | JURY ASSEMBLY ROOF | 4L370 (1) | NA | NA | 1/4 | 115 | 5 | Electric | 1 | NA | NA | \Classifications\Building System Class\D30-HVAC Systems\D3040 - Distribution SYS\Supply/Exhaust/Return fans- FAN | 1014334
36-C3 | 36-C3 Fontana Jury Assembly Building | 36-C3-D3050-210-PKU01 | PACKAGE UNIT, UNIT TAG "U1" | International Comfort Products | G101750632 | RGS150LDB0AGAA | OM00028238 |  | JURY ASSEMBLY ROOF | A54 (1) | (4) 20X20X2 | R-410A | DNA | 460 | 10.6 | Electric and natural gas | 3 | 12000 | 180000 | \Classifications\Building System Class\D30-HVAC Systems\D3050 - Package SYS\Package Unit - PKU | 1014335
36-C3 | 36-C3 Fontana Jury Assembly Building | 36-C3-D3050-210-PKU02 | PACKAGE UNIT, UNIT TAG "U2" | INTERNATIONAL COMFORT PRODUCTS | G101750633 | RGS150LDBA0AGAA | OM00028239 |  | ROOF OF JURY ASSEMBLY BUILDING | AX54 (1) | (4) 20X20X2 | R-410A | DNA | 460 | 9.7 | Electric and natural gas | 3 | 180000 | 148000 | \Classifications\Building System Class\D30-HVAC Systems\D3050 - Package SYS\Package Unit - PKU | 1014336
36-C3 | 36-C3 Fontana Jury Assembly Building | 36-C3-B3010-100-RUF01 | ROOFING SYSTEM | NA | NA | NA | OM00036601 |  | NA | NA | NA | NA | NA | NA | NA | NA | DNA | NA | NA | \Classifications\Building System Class\B30-Roofing\B3010 - Roof Types\Roof - RUF | 1015298
36-C3 | 36-C3 Fontana Jury Assembly Building | 36-C3-D4031-100-FEX02 | FIRE EXTINGUISHERS (2) | NA | NA | NA | OM00036602 |  | THROUGHOUT BUILDING | NA | NA | NA | NA | NA | NA | NA | NA | NA | NA | \Classifications\Building System Class\D40-Fire Protection SYS\D4030 - FIRE SPEC\Fire Extinguisher - FEX | 1015299
36-C3 | 36-C3 Fontana Jury Assembly Building | 36-C3-D5092-250-EML11 | LIGHTING, EMERGENCY (9) & EXIT (2 BATTERY) | NA | NA | NA | OM00036603 |  | THROUGHOUT BUILDING | NA | NA | NA | NA | DNA | DNA | Electric | DNA | NA | NA | \Classifications\Building System Class\D50-Electrical SYS\D5090 - Elec SYS\Emergency And Exit Lighting - EML | 1015300
36-C3 | 36-C3 Fontana Jury Assembly Building | 36-C3-D5092-250-ELT01 | EXTERIOR LIGHTING | NA | NA | NA | OM00036604 |  | EXTERIOR OF BUILDING | NA | NA | NA | NA | DNA | DNA | Electric | DNA | NA | NA | \Classifications\Building System Class\D50-Electrical SYS\D5090 - Elec SYS\Exterior Lighting - ELT | 1015301
36-C3 | 36-C3 Fontana Jury Assembly Building | 36-C3-D5037-710-FAP01 | FIRE ALARM PANEL | Honeywell | NA | NFW-50 | OM00036104 |  | NORTH END EXTERIOR-LECTRICAL ROOM | NA | NA | NA | DNA | 120 | DNA | Electric | 1 | NA | NA | \Classifications\Building System Class\D50-Electrical SYS\D5030 - Comm & Security\Fire Alarm Panel - FAP | 1015350
36-C3 | 36-C3 Fontana Jury Assembly Building | 36-C3-B2010-100-BLD01 | BUILDING | NA | NA | NA | OM00036314 |  | ENTIRE BUILDING | NA | NA | NA | NA | NA | NA | NA | NA | NA | NA | \Classifications\Building System Class\B20-General Building Exterior\B2010 - Exterior Walls\Building - BLD | 1015666
36-C3 | 36-C3 Fontana Jury Assembly Building | 36-C3-G2050-200-LSC01 | LANDSCAPING | NA | NA | NA | OM00036315 |  | OUTSIDE OF BUILDING | NA | NA | NA | NA | NA | NA | NA | NA | NA | NA | \Classifications\Building System Class\G20-Other Systems\G2050 - Landscaping\Landscaping - LSC | 1015667
36-C3 | 36-C3 Fontana Jury Assembly Building | 36-C3-G2049-300-HSC01 | HARDSCAPE | NA | NA | NA | OM00036316 |  | OUTSIDE OF BUILDING | NA | NA | NA | NA | NA | NA | NA | NA | NA | NA | \Classifications\Building System Class\G20-Other Systems\G2040 - Site Development\Hardscape - HSC | 1015668
36-C3 | 36-C3 Fontana Jury Assembly Building | 36-C3-D5011-240-TRN01 | ELECTRICAL, TRANSFORMER #1 | EATON | J10B00693 | V48M28T75EE | OM00028230 |  | ELECTRICAL ROOM | NA | NA | NA | NA | 480 | NA | Electric | 3 | NA | NA | \Classifications\Building System Class\D50-Electrical SYS\D5010 - Elec Service & Dist\Transformer - TRN | 1015669
36-F1 | 36-F1 Rancho Cucamonga Courthouse | 36-F1-D3041-110-AHU01 | Air handeler # 1 | Temtrol | U103356-001-00 | FC-DH287 | OM00030117 |  | Server room basement | DNA | 20x24x2 (3) | na | 2hp | 460volts | 3Amps | Electric | 3 | na | na | \Classifications\Building System Class\D30-HVAC Systems\D3040 - Distribution SYS\Air Handling Unit - AHU | EQ-1002355
36-F1 | 36-F1 Rancho Cucamonga Courthouse | 36-F1-D3041-110-AHU02 | Air handeler # 2 | Temtrol | U103356-002-00 | FC-DH287 | OM00030118 |  | Server room basement | DNA | 20x24x2 (3) | NA | 2hpout | 460volts | 3 Amps | Electric | 3 | NA | NA | \Classifications\Building System Class\D30-HVAC Systems\D3040 - Distribution SYS\Air Handling Unit - AHU | EQ-1002356
36-F1 | 36-F1 Rancho Cucamonga Courthouse | 36-F1-D3031-130-CLR01 | Air cooled chiler #1 | Carrier | 3502F77039 | 30RAN025-E-411-KJ | OM00030119 |  | Out side by loading D. | na | na | R-22 | DNA | 230volts | 92.9 | Electric | 3 | na | na | \Classifications\Building System Class\D30-HVAC Systems\D3030 - Cooling SYS\Chiller, Water Cooled - CLR | EQ-1002357
36-F1 | 36-F1 Rancho Cucamonga Courthouse | 36-F1-D3031-130-CLR02 | Air cooled chiler #2 | Carrier | 2790F2400 | 30GT-015-601 | OM00030120 |  | Out side by loading D. | na | na | R-22 | DNA | 230 volts | DNA | Electric | 3 | na | na | \Classifications\Building System Class\D30-HVAC Systems\D3030 - Cooling SYS\Chiller, Water Cooled - CLR | EQ-1002358
36-F1 | 36-F1 Rancho Cucamonga Courthouse | 36-F1-D1010-100-ELE01 | Elevator, passenger #6 | SCHINDLER HOUGHTON | 18639-A-6 | NA | OM00030115 | State ID# 081846 | Jail cells | NA | NA | NA | 25.00 | 240 | 90 | Electric | 3 | NA | NA | \Classifications\Building System Class\D10-Conveyance Systems\D1010 - Elevator\Elevator,Electric,Pass/Freight - ELE | EQ-1002363
36-F1 | 36-F1 Rancho Cucamonga Courthouse | 36-F1-D1010-100-ELE02 | Elevator #7 | ThyssenKrupp Elevator | Contract #: BEE406 | TAC32T | OM00028927 | State ID# 081847 | Basement Jail cells | NA | NA | NA | 25 | 240 | 90 | NA | 3 | NA | NA | \Classifications\Building System Class\D10-Conveyance Systems\D1010 - Elevator\Elevator,Electric,Pass/Freight - ELE | EQ-1002364
36-F1 | 36-F1 Rancho Cucamonga Courthouse | 36-F1-D1010-100-ELE03 | Custody Elevator #8 | SCHINDLER HOUGHTON | 18641-A-8 | NA | OM00030116 | State ID# 081848 | Jail cells | NA | NA | NA | 25 | 240 | 90 | Electric | 3 | NA | NA | \Classifications\Building System Class\D10-Conveyance Systems\D1010 - Elevator\Elevator,Electric,Pass/Freight - ELE | EQ-1002365
36-F1 | 36-F1 Rancho Cucamonga Courthouse | 36-F1-D4094-450-SFM01 | Halon System | FENWAL | NA | 2210 | OM00000440 |  | Server room basement | na | na | NA | na | 120 | 1.5 | Electric | 1 | na | na | \Classifications\Building System Class\D40-Fire Protection SYS\D4090 - Other Fire Protection Systems\Fire Suppression, Gaseous - SFM | EQ-1002366
36-F1 | 36-F1 Rancho Cucamonga Courthouse | 36-F1-B2034-400-DOH01 | ROLLUP SECURITY DOOR #1 (8 FT) | Cookson Co. | NA | ABC-C33 | OM00033974 |  | 1ST FLOOR PUBLIC/SECURED LOBBY | NA | NA | NA | NA | 208/230 | 3.9 | Electric | NA | NA | NA | \Classifications\Building System Class\B20-General Building Exterior\B2030 - Exterior Doors\Door,Overhead-Shutter,Manual,Elec,Roll-up - DOH | EQ-1002563
36-F1 | 36-F1 Rancho Cucamonga Courthouse | 36-F1-D4031-100-FEX37 | ABC FIRE EXTINGUISHER (37) | NA | NA | NA | OM00033980 |  | All | NA | NA | NA | NA | NA | NA | NA | NA | NA | NA | \Classifications\Building System Class\D40-Fire Protection SYS\D4030 - FIRE SPEC\Fire Extinguisher - FEX | 1009234
36-F1 | 36-F1 Rancho Cucamonga Courthouse | 36-F1-D1010-100-ELE04 | Elevator, Judges#5 ELE04 | SCHINDLER HOUGHTON | NA | 12F609Y655G1 | OM00028925 | State ID# 081855 | BASEMENT | NA | NA | NA | 40 | 460/230 | 104/52 | Electric | 3 | NA | NA | \Classifications\Building System Class\D10-Conveyance Systems\D1010 - Elevator\Elevator,Electric,Pass/Freight - ELE | 1011536
36-F1 | 36-F1 Rancho Cucamonga Courthouse | 36-F1-B2034-400-DOH02 | ROLLUP SECURITY DOOR #2 (8 FT) | Cookson | NA | NA | OM00033973 |  | 1ST FLOOR PUBLIC/SECURED LOBBY | NA | NA | NA | DNA | DNA | NA | Electric | 1 | NA | NA | \Classifications\Building System Class\B20-General Building Exterior\B2030 - Exterior Doors\Door,Overhead-Shutter,Manual,Elec,Roll-up - DOH | 1015291
36-F1 | 36-F1 Rancho Cucamonga Courthouse | 36-F1-B2034-400-DOH03 | ROLLUP SECURITY DOOR #3 (8 FT) | NA | NA | NA | OM00033975 |  | 1ST FLOOR PUBLIC/SECURED LOBBY | NA | NA | NA | DNA | DNA | NA | Electric | 1 | NA | NA | \Classifications\Building System Class\B20-General Building Exterior\B2030 - Exterior Doors\Door,Overhead-Shutter,Manual,Elec,Roll-up - DOH | 1015292
36-F1 | 36-F1 Rancho Cucamonga Courthouse | 36-F1-B2034-400-DOH04 | ROLLUP SECURITY DOOR #4 (8 FT) | Cookson | NA | NA | OM00033976 |  | 1ST FLOOR PUBLIC/SECURED LOBBY | NA | NA | NA | DNA | DNA | NA | Electric | 1 | NA | NA | \Classifications\Building System Class\B20-General Building Exterior\B2030 - Exterior Doors\Door,Overhead-Shutter,Manual,Elec,Roll-up - DOH | 1015293
36-F1 | 36-F1 Rancho Cucamonga Courthouse | 36-F1-B2034-400-DOH05 | ROLLUP SECURITY DOOR #5 (6 FT) | Cookson | NA | NA | OM00033977 |  | 1ST FLOOR PUBLIC/SECURED LOBBY | NA | NA | NA | DNA | DNA | NA | Electric | 1 | NA | NA | \Classifications\Building System Class\B20-General Building Exterior\B2030 - Exterior Doors\Door,Overhead-Shutter,Manual,Elec,Roll-up - DOH | 1015294
36-F1 | 36-F1 Rancho Cucamonga Courthouse | 36-F1-B2034-400-DOH06 | ROLLUP SECURITY DOOR #6 (8 FT) | Cookson | NA | NA | OM00033978 |  | 1ST FLOOR PUBLIC/SECURED LOBBY | NA | NA | NA | DNA | DNA | NA | Electric | 1 | NA | NA | \Classifications\Building System Class\B20-General Building Exterior\B2030 - Exterior Doors\Door,Overhead-Shutter,Manual,Elec,Roll-up - DOH | 1015295
36-F1 | 36-F1 Rancho Cucamonga Courthouse | 36-F1-B2034-400-DOH07 | ROLLUP SECURITY DOOR #7 (6 FT) | Cookson | NA | NA | OM00033979 |  | 1ST FLOOR PUBLIC/SECURED LOBBY | NA | NA | NA | DNA | DNA | NA | Electric | 1 | NA | NA | \Classifications\Building System Class\B20-General Building Exterior\B2030 - Exterior Doors\Door,Overhead-Shutter,Manual,Elec,Roll-up - DOH | 1015296
36-F1 | 36-F1 Rancho Cucamonga Courthouse | 36-F1-D1013-310-WCL01 | Modified LIFT, WHEELCHAIR LIFT #1 (WCL01) | CHENEY | NA | VPL SERIES 2000 | OM00028928 | NEED RISK RVW | 3RD FLOOR R-11 COURTROOM | NA | NA | NA | NA | DNA | DNA | Electric | DNA | NA | NA | \Classifications\Building System Class\D10-Conveyance Systems\D1010 - Elevator\Wheelchair Lift - WCL | 1015801
36-F1 | 36-F1 Rancho Cucamonga Courthouse | 36-F1-B2010-100-CTY01 | Building | NA | NA | NA | OM00037895 |  |  | NA | NA | NA | NA | NA | NA | NA | NA | NA | NA | \Classifications\Building System Class\B20-General Building Exterior\B2010 - Exterior Walls\Building - BLD | 1016551
36-F1 | 36-F1 Rancho Cucamonga Courthouse | 36-F1-D2023-100-BFP01 | Backflow Preventer (Next to Chillers) | Wilkins Zurn | 2782925 | 975XL | OM00002573 |  | Next to Chillers | NA | NA | NA | NA | NA | NA | NA | NA | NA | NA | \Classifications\Building System Class\D20-Plumbing\D2020 - Domestic Water\Backflow Preventer - BFP | 1019226
36-F1 | 36-F1 Rancho Cucamonga Courthouse | 36-F1-D3040-120-FCU01 | Fan Coil Unit (Rm R-1) | First Co | U02B101143 | 24CDXQ-HO | OM00017450 |  | Secured Hallway | NA | NA | DNA | 1/5 | 120 | 3 | Electric | 1 | NA | NA | \Classifications\Building System Class\D30-HVAC Systems\D3040 - Distribution SYS\Fan Coil Unit - FCU | 1019227
36-F1 | 36-F1 Rancho Cucamonga Courthouse | 36-F1-B2034-400-DOH08 | Overhead Rollup Door (Main Lobby) | Cookson Door Company | NA | NA | OM00036103 |  | Main Lobby | NA | NA | NA | DNA | DNA | DNA | Electric | DNA | NA | NA | \Classifications\Building System Class\B20-General Building Exterior\B2030 - Exterior Doors\Door,Overhead-Shutter,Manual,Elec,Roll-up - DOH | 1019228
36-F1 | 36-F1 Rancho Cucamonga Courthouse | 36-F1-B2034-400-DOH09 | Overhead Rollup Door | Lift Master | 5012N1634 | GH7543L4 | OM00028936 |  | Custody West Sally Port Exit | NA | NA | NA | 3/4 | 208-230/460 | 3.0/1.5 | Electric | 3 | NA | NA | \Classifications\Building System Class\B20-General Building Exterior\B2030 - Exterior Doors\Door,Overhead-Shutter,Manual,Elec,Roll-up - DOH | 1019229
36-F1 | 36-F1 Rancho Cucamonga Courthouse | 36-F1-B2034-400-DOH10 | Overhead Rollup Door | NA | NA | NA | OM00002575 |  | Custody East Sally Port Exit | NA | NA | NA | 3/4 | 208-230/460 | 3.0/1.5 | Electric | 3 | NA | NA | \Classifications\Building System Class\B20-General Building Exterior\B2030 - Exterior Doors\Door,Overhead-Shutter,Manual,Elec,Roll-up - DOH | 1019230
36-F1 | 36-F1 Rancho Cucamonga Courthouse | 36-F1-D3031-100-PCH01 | Chiller Water Pump #1 | Taco Pump | NA | CI1509 | OM00033971 |  | Next to Chillers | NA | NA | NA | 5 | 208-230/460 | 15/6.6 | Electric | 3 | NA | NA | \Classifications\Building System Class\D30-HVAC Systems\D3030 - Cooling SYS\Chilled Water Pump - PCH | 1019231
36-F1 | 36-F1 Rancho Cucamonga Courthouse | 36-F1-D3031-100-PCH02 | Chiller Water Pump #2 | Taco Pump | NA | CI1509 | OM00036105 |  | Next to Chillers | NA | NA | NA | NA | 208-230/460 | 15/6.6 | Electric | 3 | NA | NA | \Classifications\Building System Class\D30-HVAC Systems\D3030 - Cooling SYS\Chilled Water Pump - PCH | 1019232
36-J1 | 36-J1 Barstow Courthouse | 36-J1-D5010-200-ESD01 | MAIN SWITCH GEAR | RSE SIERRA | 35NB35T481 | JMM3212T | OM00001549 | DNA | MECHANICAL ROOM | NA | NA | NA | NA | 277/480 | 1000 | Electric | 3 | NA | NA | \Classifications\Building System Class\D50-Electrical SYS\D5010 - Elec Service & Dist\Electical Service and Distribution - ESD | EQ-1002193
36-J1 | 36-J1 Barstow Courthouse | 36-J1-D5092-210-CTY01 | EMERGENCY GENERATOR - (County Maintained/Managed) | ON ELECTRIC GEN SET | 375933306 | 300EK-15R/1047G | OM00001550 | DNA | JURY PARKING LOT | NA | NA | NA | NA | DNA | DNA | PROPANE | DNA | NA | na | \Classifications\Building System Class\D50-Electrical SYS\D5090 - Elec SYS\Emergency Generator - GEN | EQ-1002194
36-J1 | 36-J1 Barstow Courthouse | 36-J1-D5010-234-CTY01 | TRANSFER SWITCH ATS (County Maintained) | ASGA | 71200-Y | 940315046C | OM00001551 | DNA | MECHANICAL ROOM WEST SIDE OF BUILDING | na | na | na | na | 120/208 | DC 10-5 | na | 1 | na | na | \Classifications\Building System Class\D50-Electrical SYS\D5010 - Elec Service & Dist\Automatic Transfer Switch - ATS | EQ-1002195
36-J1 | 36-J1 Barstow Courthouse | 36-J1-D3021-130-BLR01 | BOILER | LOCHINVAR | F07H00198234 | CHN2071 | OM00001553 | DNA | MECHANICAL ROOM | na | 16X16X1 | na | DNA | 120 | 14.8 | Gas | 1 | 1,999,999 | 1738800 | \Classifications\Building System Class\D30-HVAC Systems\D3020 - Heat SYS\Boiler,Hot Water,Oil/Gas/Comb. - BLR | EQ-1002197
36-J1 | 36-J1 Barstow Courthouse | 36-J1-D3041-110-AHU01 | AIR HANDLER UNIT #1 | Carrier | 761398082 | 39EB39 | OM00001556 | na | MECHANICAL ROOM | (3) B79 | (28) 16X25X2 | na | 20 | 230-460 | 23.9 | Electric | 3 | na | na | \Classifications\Building System Class\D30-HVAC Systems\D3040 - Distribution SYS\Air Handling Unit - AHU | EQ-1002198
36-J1 | 36-J1 Barstow Courthouse | 36-J1-D3068-100-BAS01 | BAS | SIEMENS | 545-1428 | SYSTEM 600 APOGEE | OM00001558 | na | MECHANICAL ROOM WEST SIDE OF BUILDING | na | na | na | na | 115 | DNA | na | 1 | na | na | \Classifications\Building System Class\D30-HVAC Systems\D3060 - Control & Inst Air\Building Automation System - BAS | EQ-1002199
36-J1 | 36-J1 Barstow Courthouse | 36-J1-D3041-110-AHU02 | AIR HANDLER UNIT #2 | CARRIER | 7613 | 28CW1824DA1102 | OM00001559 | na | MECHANICAL ROOM | (3) B75 | (28) 16X24X2 | na | 25 | 208-230/460 | 28.7 | Electric | 3 | na | na | \Classifications\Building System Class\D30-HVAC Systems\D3040 - Distribution SYS\Air Handling Unit - AHU | EQ-1002200
36-J1 | 36-J1 Barstow Courthouse | 36-J1-D3042-220-EFN01 | Exhaust Fan #4 (Penthouse) | Brad & McClung Pace | 762760802 | U18B | OM00001562 | na | MECHANICAL ROOM BY AHU2 | 4L420 (2) | na | na | 2.00 | 208-230/460 | 5.9-5.7/2.8 | Electric | 3 | na | na | \Classifications\Building System Class\D30-HVAC Systems\D3040 - Distribution SYS\Supply/Exhaust/Return fans- FAN | EQ-1002203
36-J1 | 36-J1 Barstow Courthouse | 36-J1-D3042-220-EFN02 | Exhaust Fan #3 (Penthouse) | Brad & McClung Pace | 762760801 | U12B | OM00001563 | na | MECHANICAL ROOM BY AHU2 | (2) 4L310 | na | na | 1/2 | 208-230/460 | 1.8-2.2/1.1 | Electric | 3 | na | na | \Classifications\Building System Class\D30-HVAC Systems\D3040 - Distribution SYS\Supply/Exhaust/Return fans- FAN | EQ-1002204
36-J1 | 36-J1 Barstow Courthouse | 36-J1-D3031-100-PCH01 | CHILLED WATER PUMP #1 | Bell & Gossett | 720045 | M2BB | OM00001565 | na | MECHANICAL ROOM | na | na | na | 5 | 230/460 | 13.6/6.8 | Electric | 3 | na | na | \Classifications\Building System Class\D30-HVAC Systems\D3030 - Cooling SYS\Chilled Water Pump - PCH | EQ-1002206
36-J1 | 36-J1 Barstow Courthouse | 36-J1-D3031-100-PCH02 | CHILLED WATER PUMP #2 | Armstrong Pump Inc | C44180 | 5X4X84030 | OM00001566 | na | MECHANICAL ROOM | na | na | na | 10.00 | 208-230/460 | 29.5-27.2/13.6 | Electric | 3 | na | na | \Classifications\Building System Class\D30-HVAC Systems\D3030 - Cooling SYS\Chilled Water Pump - PCH | EQ-1002207
36-J1 | 36-J1 Barstow Courthouse | 36-J1-D3031-100-PCH03 | CHILLED WATER PUMP #3 | Armstrong Pump Inc | C44179 | 5X4X84030 | OM00001567 | na | MECHANICAL ROOM | na | na | na | 10 | 208-230/460 | 29.5-27.2/13.6 | na | 3 | na | na | \Classifications\Building System Class\D30-HVAC Systems\D3030 - Cooling SYS\Chilled Water Pump - PCH | EQ-1002208
36-J1 | 36-J1 Barstow Courthouse | 36-J1-D3050-210-PKU03 | PACKAGE UNIT #3 | CARRIER | 1589057795 | 48N | OM00001570 | na | ROOF SOUTH SIDE | DNA | 14X25X1 | R-22 | DNA | 208-230 | DNA | Electric and natural gas | 3 | na | na | \Classifications\Building System Class\D30-HVAC Systems\D3050 - Package SYS\Package Unit - PKU | EQ-1002211
36-J1 | 36-J1 Barstow Courthouse | 36-J1-D1010-100-ELE01 | ELEVATOR | MOTION CONTROL | 3232557 | HMC-1000 | OM00001573 | State ID# 061879 | MECHANICAL ROOM | NA | NA | NA | 25 | 480 | 43 | Other | 3 | NA | NA | \Classifications\Building System Class\D10-Conveyance Systems\D1010 - Elevator\Elevator,Electric,Pass/Freight - ELE | EQ-1002213
36-J1 | 36-J1 Barstow Courthouse | 36-J1-D5092-250-EML18 | EMERGENCY LIGHTS (18) | NA | NA | NA | OM00030247 |  | ON 1 FLOORS | na | na | na | na | DNA | DNA | na | na | na | na | \Classifications\Building System Class\D50-Electrical SYS\D5090 - Elec SYS\Emergency And Exit Lighting - EML | EQ-1002214
36-J1 | 36-J1 Barstow Courthouse | 36-J1-D4031-100-FEX15 | FIRE EXTINGUISHER (15) | NA | NA | NA | OM00030248 |  | na | na | na | na | na | na | na | na | na | na | na | \Classifications\Building System Class\D40-Fire Protection SYS\D4030 - FIRE SPEC\Fire Extinguisher - FEX | EQ-1002216
36-J1 | 36-J1 Barstow Courthouse | 36-J1-B2010-100-BLD01 | Building Structure | NA | NA | NA | OM00030245 | NA | All | NA | NA | NA | NA | NA | NA | NA | NA | NA | NA | \Classifications\Building System Class\B20-General Building Exterior\B2010 - Exterior Walls\Building - BLD | EQ-1007324
36-J1 | 36-J1 Barstow Courthouse | 36-J1-B3010-100-RUF01 | Roofing Systems | NA | NA | NA | OM00030246 |  | ROOF | NA | NA | NA | NA | NA | NA | NA | NA | NA | NA | \Classifications\Building System Class\B30-Roofing\B3010 - Roof Types\Roof - RUF | EQ-1007501
36-J1 | 36-J1 Barstow Courthouse | 36-J1-D2017-100-SHW01 | EYE WASH STATION | SAS | DNA | DNA | OM00030243 |  | Next to Chillers | NA | NA | NA | NA | NA | NA | NA | NA | NA | NA | \Classifications\Building System Class\D20-Plumbing\D2010 - Plumb Fix\Showers - SHW | 1014338
36-J1 | 36-J1 Barstow Courthouse | 36-J1-D2030-150-MWL01 | MAIN BRANCH WASTE | DNA | DNA | DNA | OM00030252 |  | DNA | NA | NA | NA | NA | NA | NA | NA | NA | NA | NA | \Classifications\Building System Class\D20-Plumbing\D2030 - Sani Waste\Main/Branch Waste System - MWL | 1014340
36-J1 | 36-J1 Barstow Courthouse | 36-J1-D2090-230-WIP01 | WATER TREATMENT | Lakewood Instruments LLC | SI1140P | RD15X1KVC1S | OM00030242 |  | ROOF CENTER ROOF | NA | NA | NA | DNA | 120 | 0.35 | Electric | 1 | NA | NA | \Classifications\Building System Class\D20-Plumbing\D2090 - Other Plumbing SYS\Water Treatment Inhibitor Pump - WIP | 1014341
36-J1 | 36-J1 Barstow Courthouse | 36-J1-D3041-160-FDP01 | FIRE DAMPERS | DNA | DNA | DNA | OM00030251 |  | NA | NA | NA | NA | NA | DNA | DNA | Electric | DNA | NA | NA | \Classifications\Building System Class\D30-HVAC Systems\D3040 - Distribution SYS\Fire Dampers - FDP | 1014342
36-J1 | 36-J1 Barstow Courthouse | 36-J1-G2050-200-LSC01 | LANDSCAPING | NA | NA | NA | OM00030250 |  | OUTSIDE | NA | NA | NA | NA | NA | NA | NA | NA | NA | NA | \Classifications\Building System Class\G20-Other Systems\G2050 - Landscaping\Landscaping - LSC | 1014346
36-J1 | 36-J1 Barstow Courthouse | 36-J1-G2049-300-HSC01 | HARDSCAPE | NA | NA | NA | OM00030249 |  | OUTSIDE | NA | NA | NA | NA | NA | NA | NA | NA | NA | NA | \Classifications\Building System Class\G20-Other Systems\G2040 - Site Development\Hardscape - HSC | 1014347
36-J1 | 36-J1 Barstow Courthouse | 36-J1-D3050-250-ACU01 | A/C, SPLIT SYSTEM (ROOF) | Fujitsu | GEN006909 | AOU30LX1 | OM00036344 |  | EAST SIDE OF THE ROOF | NA | DNA | R-410A | NA | 208/230 | 14.2 | Electric | 1 | DNA | 30800 | \Classifications\Building System Class\D30-HVAC Systems\D3050 - Package SYS\Air Conditioning,Split System - ACU | 1016485
36-J1 | 36-J1 Barstow Courthouse | 36-J1-D2023-100-BFP05 | BACKFLOW (BOILER MAKE UP) | WILKINS ZURN | A422498 | 375RP | OM00002605 |  | LOWER MECHANICAL ROOM ABOVE DOOR | NA | NA | NA | NA | NA | NA | NA | NA | NA | NA | \Classifications\Building System Class\D20-Plumbing\D2020 - Domestic Water\Backflow Preventer - BFP | 1016504
36-J1 | 36-J1 Barstow Courthouse | 36-J1-D5010-110-MCC01 | Motor Control Center (AHU Rm) MCC01 | Research Services & Engineering | 618205 | DNA | OM00040990 |  | Air Handler Room | NA | NA | NA | NA | DNA | DNA | Electric | DNA | NA | NA | \Classifications\Building System Class\D50-Electrical SYS\D5010 - Elec Service & Dist\Chiller Room Electrical Panel - MCC | 1019160
36-J1 | 36-J1 Barstow Courthouse | 36-J1-D2030-410-PMS01 | Sewage Ejector Pump (Mech Boiler Rm) PMS01 | JWC Environmental | 2001013010 | TOVC611291145TC | OM00040994 |  | Basement, Mechanical Boiler Room,Lower Level | NA | NA | NA | 5 | 208-230/460 | 5-13.2/6.6 | Electric | NA | NA | NA | \Classifications\Building System Class\D20-Plumbing\D2030 - Sani Waste\Sewage Ejector Pump - PMS | 1019161
36-J1 | 36-J1 Barstow Courthouse | 36-J1-D3020-100-HET01 | Expansion Tank for the Chiller Water Loop "Penthouse" | Roy E Hanson Jr MFG Co | 156401 | DNA | OM00040991 |  | Penthouse, Air Handler Room | NA | NA | NA | NA | NA | NA | NA | NA |  | NA | \Classifications\Building System Class\D30-HVAC Systems\D3020 - Heat SYS\Heater Water Expansion Tank - HET | 1019162
36-J1 | 36-J1 Barstow Courthouse | 36-J1-D2022-260-HWG02 | Hot Water Heater, Gas (Mech Boiler Rm) HWG02 | AO Smith | 1418M001247 | BTL199200 | OM00040992 |  | Lower Level | NA | NA | NA | NA | 120 | 5 | Gas | DNA | NA | NA | \Classifications\Building System Class\D20-Plumbing\D2020 - Domestic Water\Domestic Water Heater, Gas - HWG | 1019261
36-J1 | 36-J1 Barstow Courthouse | 36-J1-D2023-310-HWP03 | Hot Water Circulation Pump Domestic - Return | Grundfos Pumps | DNA | UP_2696_BF | OM00040993 |  | Lower level, Mechanical Boiler Room | NA | NA | NA | DNA | 115 | 1.70 | Electric | 1 | NA | NA | \Classifications\Building System Class\D20-Plumbing\D2020 - Domestic Water\Domestic Hot Water Circulating Pump - HWP | 1019275
36-J1 | 36-J1 Barstow Courthouse | 36-J1-D3044-125-PHW01 | Pump, Hot Water PHW01 | Taco Pump Company | DNA | CI1206 | OM00040995 |  | Lower level, Mechanical Boiler Room | NA | NA | NA | 5 | 208-230/460 | 13-12.2/6.1 | Electric | 3 | NA | NA | \Classifications\Building System Class\D30-HVAC Systems\D3040 - Distribution SYS\Hot Water Pump - PHW | 1019276
36-J1 | 36-J1 Barstow Courthouse | 36-J1-D3031-140-CLR04 | Chiller #1 (CLR04) | Qualntech | 1155M74472904 | QTC3100THE46XFBBCTXBXXBLXCXX | OM00040744 |  | CHILLER PAD | NA | NA | R410A | NA | 460 | 235 | Electric | 3 | NA | NA | \Classifications\Building System Class\D30-HVAC Systems\D3030 - Cooling SYS\Chiller, Air Cooled - CLR | 1022846
36-J1 | 36-J1 Barstow Courthouse | 36-J1-D3031-140-CLR05 | Chiller #2 (CLR05) | Qualntech | 1155M74472905 | QTC3100THE46XFBBCTXBXXBLXCXX | OM00040745 |  | CHILLER PAD | NA | NA | R410A | NA | 460 | 235 | Electric | 3 | NA | NA | \Classifications\Building System Class\D30-HVAC Systems\D3030 - Cooling SYS\Chiller, Air Cooled - CLR | 1022847
36-L1 | 36-L1 Victorville Courthouse-Dept. N-1 | 36-L1-D5092-250-EML81 | EMERGENCY LIGHTS (81) | LITHONIA | NA | NA | OM00030264 |  | THROUGHTOUT THE COURT HOUSE | na | na | na | na | 120-277 | na | na | na | na | na | \Classifications\Building System Class\D50-Electrical SYS\D5090 - Elec SYS\Emergency And Exit Lighting - EML | EQ-1002150
36-L1 | 36-L1 Victorville Courthouse-Dept. N-1 | 36-L1-D4031-100-FEX03 | Portable, Hand Held, Fire Extinguisher | KIDDIE |  |  | OM00030266 |  | THROUGHTOUT | NA | NA | NA | NA | NA | NA | NA | NA | NA | NA | \Classifications\Building System Class\D40-Fire Protection SYS\D4030 - FIRE SPEC\Fire Extinguisher - FEX | EQ-1005281
36-L1 | 36-L1 Victorville Courthouse-Dept. N-1 | 36-L1-B2010-100-BLD01 | Building Structure | NA | NA | NA | OM00030265 |  | All | NA | NA | NA | NA | NA | NA | NA | NA | NA | NA | \Classifications\Building System Class\B20-General Building Exterior\B2010 - Exterior Walls\Building - BLD | EQ-1007325
36-L1 | 36-L1 Victorville Courthouse-Dept. N-1 | 36-L1-B3010-100-CTY01 | Roofing Systems | DNA | DNA | DNA | OM00036606 | DNA | NA | NA | NA | NA | NA | NA | NA | NA | NA | NA | NA | \Classifications\Building System Class\B30-Roofing\B3010 - Roof Types\Roof - RUF | EQ-1007502
36-L1 | 36-L1 Victorville Courthouse-Dept. N-1 | 36-L1-C1020-110-FRD01 | FIRE CURTAIN (MANUAL) | Atlas Roll Lite Corp. | NA | ROLL LITE | OM00030256 |  | TRAFFIC WINDOW | NA | NA | NA | NA | 120 | 11 | Electric | 1 | NA | NA | \Classifications\Building System Class\C10-General Building Interior\C1020 - Fire Doors\Fire Doors - FRD | 1014348
36-L1 | 36-L1 Victorville Courthouse-Dept. N-1 | 36-L1-C1020-110-FRD02 | FIRE CURTAIN MANUAL #2 | Atlas Roll Lite Corp. | NA | ROLL LITE | OM00030257 |  | E TRAFFIC WINDOW | NA | NA | NA | NA | 120 | 21 | Electric | 1 | NA | NA | \Classifications\Building System Class\C10-General Building Interior\C1020 - Fire Doors\Fire Doors - FRD | 1014349
36-L1 | 36-L1 Victorville Courthouse-Dept. N-1 | 36-L1-C1020-110-FRD04 | FIRE CURTAIN MANUAL FRD04 | Atlas Roll Lite Corp. | NA | ROLL LITE | OM00030259 |  | E TRAFFIC WINDOW | NA | NA | NA | NA | 120 | 11 | Electric | 1 | NA | NA | \Classifications\Building System Class\C10-General Building Interior\C1020 - Fire Doors\Fire Doors - FRD | 1014351
36-L1 | 36-L1 Victorville Courthouse-Dept. N-1 | 36-L1-B2034-400-DOH01 | Overhead Manual Roll-Up Windos ( #5) | Atlas Roll Lite Corp. | NA | Roll_Lite_124824X1A | OM00030260 |  | TRAFFIC WINDOW | NA | NA | NA | NA | NA | NA | DNA | NA | NA | NA | \Classifications\Building System Class\B20-General Building Exterior\B2030 - Exterior Doors\Door,Overhead-Shutter,Manual,Elec,Roll-up - DOH | 1014352
36-L1 | 36-L1 Victorville Courthouse-Dept. N-1 | 36-L1-B2034-400-DOH02 | Overhead Manual Roll-Up Windos (#6) | Atlas Roll Lite Corp. | NA | Roll_Lite_124824X1A | OM00030261 |  | TRAFFIC WINDOW | NA | NA | NA | NA | NA | NA | DNA | NA | NA | NA | \Classifications\Building System Class\B20-General Building Exterior\B2030 - Exterior Doors\Door,Overhead-Shutter,Manual,Elec,Roll-up - DOH | 1014353
36-L1 | 36-L1 Victorville Courthouse-Dept. N-1 | 36-L1-B2034-400-DOH03 | Overhead Manual Roll-Up Windos (#7) | Atlas Roll Lite Corp. | NA | Roll_Lite_124824X1A | OM00030262 |  | TRAFFIC WINDOW | NA | NA | NA | NA | NA | NA | DNA | NA | NA | NA | \Classifications\Building System Class\B20-General Building Exterior\B2030 - Exterior Doors\Door,Overhead-Shutter,Manual,Elec,Roll-up - DOH | 1014354
36-L1 | 36-L1 Victorville Courthouse-Dept. N-1 | 36-L1-B2034-400-DOH04 | Overhead Manual Roll-Up Windos (#8) | Atlas Roll Lite Corp. | NA | Roll_Lite_124824X1A | OM00030263 |  | TRAFFIC WINDOW | NA | NA | NA | NA | NA | NA | DNA | NA | NA | NA | \Classifications\Building System Class\B20-General Building Exterior\B2030 - Exterior Doors\Door,Overhead-Shutter,Manual,Elec,Roll-up - DOH | 1014355
36-L1 | 36-L1 Victorville Courthouse-Dept. N-1 | 36-L1-D1013-310-WCL01 | WHEEL CHAIR LIFT WCL01 | NA | NA | NA | OM00030255 | NEED RISK RVW | EAST SIDE OF BUILDING | NA | NA | NA | NA | DNA | DNA | Electric | DNA | NA | NA | \Classifications\Building System Class\D10-Conveyance Systems\D1010 - Elevator\Wheelchair Lift - WCL | 1014356
36-L1 | 36-L1 Victorville Courthouse-Dept. N-1 | 36-L1-C1020-110-FRD05 | FIRE CURTAIN MANUAL #3 (FRD05) | Lawrence | 119862 | CLFP | OM00002612 |  | Dept. N-1, E Traffic Window | NA | NA | NA | DNA | DNA | DNA | Electric | DNA | NA | NA | \Classifications\Building System Class\C10-General Building Interior\C1020 - Fire Doors\Fire Doors - FRD | 1020512
36-N1 | 36-N1 790 S. Gifford | 36-N1-D5092-250-EML03 | emergency lights (3) | Graybar | NA | Unknown | OM00030184 |  | Hallways / EXITS | NA | NA | NA | NA | 110 | NA | Electric | 1 | NA | NA | \Classifications\Building System Class\D50-Electrical SYS\D5090 - Elec SYS\Emergency And Exit Lighting - EML | EQ-1002800
36-N1 | 36-N1 790 S. Gifford | 36-N1-D3050-310-HPU01 | HEAT PUMP HPU01 | Rheem | 5581F239814852 | RJKA-A060CL | OM00030188 | NA | Roof - N E CORNER | B50 | (2) 16X25X1 | R-22 | DNA | 208/230 | 34 | Electric | 1 | NA | NA | \Classifications\Building System Class\D30-HVAC Systems\D3050 - Package SYS\Heat Pump,Air Cooled - HPU | EQ-1002803
36-N1 | 36-N1 790 S. Gifford | 36-N1-B2034-400-DOH02 | ROLL UP DOOR | VORTEX | NA | NA | OM00030186 |  | NORTH SIDE OF BUILDING | NA | NA | NA | NA | NA | NA | NA | NA | NA | NA | \Classifications\Building System Class\B20-General Building Exterior\B2030 - Exterior Doors\Door,Overhead-Shutter,Manual,Elec,Roll-up - DOH | 1014357
36-N1 | 36-N1 790 S. Gifford | 36-N1-D2022-260-HWG01 | WATER HEATER HWG01 | AMERICAN WATER GROUP | 687412014 | PVGIM2KH | OM00030187 |  | ROOF ACCESS ROOM ATTIC | NA | NA | NA | NA | 120 | DNA | Gas | 1 | DNA | DNA | \Classifications\Building System Class\D20-Plumbing\D2020 - Domestic Water\Domestic Water Heater, Gas - HWG | 1014358
36-N1 | 36-N1 790 S. Gifford | 36-N1-D4031-100-FEX04 | FIRE EXTINGUISHER (4) | NA | NA | NA | OM00036607 |  | THROUGHOUT BUILDING | NA | NA | NA | NA | NA | NA | NA | NA | NA | NA | \Classifications\Building System Class\D40-Fire Protection SYS\D4030 - FIRE SPEC\Fire Extinguisher - FEX | 1015302
36-N1 | 36-N1 790 S. Gifford | 36-N1-B2010-100-CTY01 | Building - Leased Bldg | NA | NA | NA | OM00037896 | [12 empty] | \Classifications\Building System Class\B20-General Building Exterior\B2010 - Exterior Walls\Building - BLD | 1016552
36-N1 | 36-N1 790 S. Gifford | 36-N1-B2034-400-DOH03 | Roll Up Door (DOH03) | DNA | DNA | DNA | OM00002621 |  | North East Side of the building | NA | NA | NA | NA | NA | NA | NA | NA | NA | NA | \Classifications\Building System Class\B20-General Building Exterior\B2030 - Exterior Doors\Door,Overhead-Shutter,Manual,Elec,Roll-up - DOH | 1019888
36-N3 | 36-N3 776 S. Gifford | 36-N3-B2010-100-BLD01 | BUILDING STRUCTURE | NA | NA | NA | OM00030206 |  | All | NA | NA | NA | NA | NA | NA | NA | NA | NA | NA | \Classifications\Building System Class\B20-General Building Exterior\B2010 - Exterior Walls\Building - BLD | 1014359
36-N3 | 36-N3 776 S. Gifford | 36-N3-D4031-100-FEX02 | FIRE EXTINGUISHER (2) | NA | Multiple | NA | OM00030207 |  | 1ST FLOOR | NA | NA | NA | NA | NA | NA | NA | NA | NA | NA | \Classifications\Building System Class\D40-Fire Protection SYS\D4030 - FIRE SPEC\Fire Extinguisher - FEX | 1014360
36-N3 | 36-N3 776 S. Gifford | 36-N3-D5092-250-EML01 | EMERGENCY LIGHTS | NA | NA | NA | OM00030208 |  | NA | NA | NA | NA | NA | DNA | DNA | Electric | DNA | NA | NA | \Classifications\Building System Class\D50-Electrical SYS\D5090 - Elec SYS\Emergency And Exit Lighting - EML | 1014361
36-N3 | 36-N3 776 S. Gifford | 36-N3-B2034-400-DOH01 | Roll Up Door (DOH01) | DNA | DNA | DNA | OM00002620 |  | West Side of the Building | NA | NA | NA | NA | NA | NA | NA | NA | NA | NA | \Classifications\Building System Class\B20-General Building Exterior\B2030 - Exterior Doors\Door,Overhead-Shutter,Manual,Elec,Roll-up - DOH | 1019890
36-N4 | 36-N4 766 S. Gifford | 36-N4-B2010-100-BLD01 | BUILDING STRUCTURE | NA | NA | NA | OM00030203 |  | ALL | NA | NA | NA | NA | NA | NA | NA | NA | NA | NA | \Classifications\Building System Class\B20-General Building Exterior\B2010 - Exterior Walls\Building - BLD | 1014362
36-N4 | 36-N4 766 S. Gifford | 36-N4-B2034-400-DOH01 | MANUAL ROLL UP DOOR | DNA | DNA | DNA | OM00030210 |  | Parking Lot | NA | NA | NA | NA | NA | NA | NA | NA | NA | NA | \Classifications\Building System Class\B20-General Building Exterior\B2030 - Exterior Doors\Door,Overhead-Shutter,Manual,Elec,Roll-up - DOH | 1014363
36-N4 | 36-N4 766 S. Gifford | 36-N4-D4031-100-FEX01 | FIRE EXTINGUSTER (1) | NA | NA | NA | OM00030204 |  | 1ST FLOOR | NA | NA | NA | NA | NA | NA | NA | NA | NA | NA | \Classifications\Building System Class\D40-Fire Protection SYS\D4030 - FIRE SPEC\Fire Extinguisher - FEX | 1014364
36-N4 | 36-N4 766 S. Gifford | 36-N4-D5092-250-EML01 | EMERGENCY LIGHTS | NA | NA | NA | OM00030205 |  | NA | NA | NA | NA | NA | DNA | DNA | Electric | DNA | NA | NA | \Classifications\Building System Class\D50-Electrical SYS\D5090 - Elec SYS\Emergency And Exit Lighting - EML | 1014365
36-N5 | 36-N5 780 S. Gifford | 36-N5-B2010-100-BLD01 | BUILDING STRUCTURE | NA | NA | NA | OM00030189 |  | ALL | NA | NA | NA | NA | NA | NA | NA | NA | NA | NA | \Classifications\Building System Class\B20-General Building Exterior\B2010 - Exterior Walls\Building - BLD | 1014366
36-N5 | 36-N5 780 S. Gifford | 36-N5-B2034-400-DOH01 | ROLL UP DOOR DOH01 | VORTEX | DNA | DNA | OM00030193 |  | SOUTH FACING WALL | NA | NA | NA | NA | NA | NA | NA | NA | NA | NA | \Classifications\Building System Class\B20-General Building Exterior\B2030 - Exterior Doors\Door,Overhead-Shutter,Manual,Elec,Roll-up - DOH | 1014367
36-N5 | 36-N5 780 S. Gifford | 36-N5-B2034-400-DOH02 | ROLL UP DOOR DOH02 | VORTEX | DNA | DNA | OM00030192 |  | SOUTH FACING WALL | NA | NA | NA | NA | NA | NA | NA | NA | NA | NA | \Classifications\Building System Class\B20-General Building Exterior\B2030 - Exterior Doors\Door,Overhead-Shutter,Manual,Elec,Roll-up - DOH | 1014368
36-N5 | 36-N5 780 S. Gifford | 36-N5-B2034-400-DOH03 | VORTEX DOH03 | VORTEX | DNA | DNA | OM00030196 |  | EAST FACING WALL | NA | NA | NA | NA | NA | NA | NA | NA | NA | NA | \Classifications\Building System Class\B20-General Building Exterior\B2030 - Exterior Doors\Door,Overhead-Shutter,Manual,Elec,Roll-up - DOH | 1014369
36-N5 | 36-N5 780 S. Gifford | 36-N5-B3010-100-RUF01 | ROOF | DNA | DNA | DNA | OM00030194 |  | ROOF | NA | NA | NA | NA | NA | NA | NA | NA | NA | NA | \Classifications\Building System Class\B30-Roofing\B3010 - Roof Types\Roof - RUF | 1014370
36-N5 | 36-N5 780 S. Gifford | 36-N5-D2022-260-HWG01 | DOMESTIC HOT WATER HEATER HWG01 | G.E. | GE 1204610229 | GE 10P06SAG | OM00030195 |  | LOFT | NA | NA | NA | NA | 115 | DNA | Gas | 1 | DNA | DNA | \Classifications\Building System Class\D20-Plumbing\D2020 - Domestic Water\Domestic Water Heater, Gas - HWG | 1014371
36-N5 | 36-N5 780 S. Gifford | 36-N5-D4031-100-FEX04 | FIRE EXTINGUSTERS (4) | NA | Multiple | NA | OM00030190 |  | 1ST FLOOR | NA | NA | NA | NA | NA | NA | NA | NA | NA | NA | \Classifications\Building System Class\D40-Fire Protection SYS\D4030 - FIRE SPEC\Fire Extinguisher - FEX | 1014372
36-N5 | 36-N5 780 S. Gifford | 36-N5-D5092-250-EML02 | EMERGENCY LIGHTS (2) | NA | NA | NA | OM00030191 |  | NA | NA | NA | NA | NA | DNA | DNA | Electric | DNA | NA | NA | \Classifications\Building System Class\D50-Electrical SYS\D5090 - Elec SYS\Emergency And Exit Lighting - EML | 1014373
36-N6 | 36-N6 Distribution Center | 36-N6-D2018-100-DKF01 | drinking fountain | Elkay | 20674342 | EBFSA-8-1A | OM00002656 | NA | warehouse | NA | NA | R-134A | NA | 115 | 4.5 | NA | 1 | NA | NA | \Classifications\Building System Class\D20-Plumbing\D2010 - Plumb Fix\Drink Fountain (Refr Indvl Wtrcooler) - DKF | EQ-1002801
36-N6 | 36-N6 Distribution Center | 36-N6-D2018-100-DKF02 | drinking fountain | Elkay | 950112756 | EBFSA-8-1A | OM00002657 | NA | main hallway | NA | NA | R-134A | NA | 115 | 4.5 | NA | 1 | NA | NA | \Classifications\Building System Class\D20-Plumbing\D2010 - Plumb Fix\Drink Fountain (Refr Indvl Wtrcooler) - DKF | EQ-1002802
36-N6 | 36-N6 Distribution Center | 36-N6-D3042-220-EFN01 | Exhaust fan EFN01 | Dayton | UNKOWN | 6K069B | OM00002655 | NA | Roof | AP40 | NA | NA | 0.5 | 115/208 | 8.5 | Electric | 1 | NA | NA | \Classifications\Building System Class\D30-HVAC Systems\D3040 - Distribution SYS\Supply/Exhaust/Return fans- FAN | EQ-1002804
36-N6 | 36-N6 Distribution Center | 36-N6-D2022-260-HWG01 | water heater | American Water Group | H9523301687 | LDCE32-30-045D | OM00002654 | DNA | roof access room attic | NA | NA | NA | NA | 277 | DNA | NA | 3 | NA | NA | \Classifications\Building System Class\D20-Plumbing\D2020 - Domestic Water\Domestic Water Heater, Gas - HWG | EQ-1002805
36-N6 | 36-N6 Distribution Center | 36-N6-D4031-100-FEX08 | Fire Extinguisher | Amerex | NA | Unknown | OM00030183 |  | 1ST FLOOR | NA | NA | NA | NA | NA | NA | NA | NA | NA | NA | \Classifications\Building System Class\D40-Fire Protection SYS\D4030 - FIRE SPEC\Fire Extinguisher - FEX | EQ-1002806
36-N6 | 36-N6 Distribution Center | 36-N6-B2034-400-DOH01 | roll up door | Vortex | DNA | Unknown | OM00030185 | NA | North wall | NA | NA | NA | NA | NA | NA | NA | NA | NA | NA | \Classifications\Building System Class\B20-General Building Exterior\B2030 - Exterior Doors\Door,Overhead-Shutter,Manual,Elec,Roll-up - DOH | EQ-1002807
36-N6 | 36-N6 Distribution Center | 36-N6-D2023-100-CTY01 | backflow device - BFP01 (Landlord Responsibility) | UNKNOWN |  | DNA | OM00002651 |  | OUTSIDE - (Landlord Responsibility - NO PMs Issued for this asset | NA | NA | NA | NA | NA | NA | NA | NA | NA | NA | \Classifications\Building System Class\D20-Plumbing\D2020 - Domestic Water\Backflow Preventer - BFP | EQ-1002808
36-N6 | 36-N6 Distribution Center | 36-N6-D5010-200-ESD01 | Main Disc Elect Panel | Square D | Series E2 | SSB-366NP | OM00002658 | NA | Electrical/Telephone | NA | NA | NA | NA | 110/480 | 600 | Electric | 3 | NA | NA | \Classifications\Building System Class\D50-Electrical SYS\D5010 - Elec Service & Dist\Electical Service and Distribution - ESD | EQ-1002809
36-N6 | 36-N6 Distribution Center | 36-N6-B2010-100-BLD01 | Building Structure | NA | NA | NA | OM00030181 |  | All | NA | NA | NA | NA | NA | NA | NA | NA | NA | NA | \Classifications\Building System Class\B20-General Building Exterior\B2010 - Exterior Walls\Building - BLD | EQ-1007326
36-N6 | 36-N6 Distribution Center | 36-N6-B3010-100-RUF01 | Roofing Systems | NA | NA | NA | OM00030182 |  | Roof | NA | NA | NA | NA | NA | NA | NA | NA | NA | NA | \Classifications\Building System Class\B30-Roofing\B3010 - Roof Types\Roof - RUF | EQ-1007503
36-N6 | 36-N6 Distribution Center | 36-N6-B2034-400-DOH02 | ROLL UP DOOR DOH02 | COMMERCIAL DOOR | DNA | DNA | OM00030185 |  | NORTH FACING WALL | NA | NA | NA | NA | NA | NA | NA | NA | NA | NA | \Classifications\Building System Class\B20-General Building Exterior\B2030 - Exterior Doors\Door,Overhead-Shutter,Manual,Elec,Roll-up - DOH | 1014374
36-N6 | 36-N6 Distribution Center | 36-N6-D3050-310-HPU01 | HEAT PUMP #01 | TRANE | 7451001762 | WSC120A4R0A26000000000000 | OM00030201 |  | ROOF E SIDE | A35 (1) | (4) 20X25X2 | R-22 | DNA | 460 | 26.4 | Electric | 3 | NA | NA | \Classifications\Building System Class\D30-HVAC Systems\D3050 - Package SYS\Heat Pump,Air Cooled - HPU | 1014376
36-N6 | 36-N6 Distribution Center | 36-N6-D5092-250-EML18 | EMERGENCY LIGHTS (18) | NA | NA | NA | OM00030200 |  | NA | NA | NA | NA | NA | DNA | DNA | Electric | DNA | NA | NA | \Classifications\Building System Class\D50-Electrical SYS\D5090 - Elec SYS\Emergency And Exit Lighting - EML | 1014378
36-P1 | 36-P1 Juvenile Dependency Courthouse | 36-P1-D3050-210-PKU01 | PACKAGE UNIT PKU01 | TRANE | 408100592L | YHCO48A4RLA1BO2 | OM00002173 |  | S.SIDE OF ROOF | AX26 | 2 each 20X25X2 | R-22 | NA | 460 | 11.8 | Electric and natural gas | 3 | na | na | \Classifications\Building System Class\D30-HVAC Systems\D3050 - Package SYS\Package Unit - PKU | EQ-1002285
36-P1 | 36-P1 Juvenile Dependency Courthouse | 36-P1-D3050-210-PKU02 | PACKAGE UNIT PKU02 | TRANE | 40810169OL | YHCO36A4RLA19020 | OM00002174 |  | S. SIDE OF ROOF | AX26 | 2 each 20X25X2 | R-22 | NA | 460 | 10.3 | Electric and natural gas | 3 | NA | NA | \Classifications\Building System Class\D30-HVAC Systems\D3050 - Package SYS\Package Unit - PKU | EQ-1002286
36-P1 | 36-P1 Juvenile Dependency Courthouse | 36-P1-D3050-210-PKU03 | PACKAGE UNIT PKU03 | TRANE | 408100643L | YHCO48A4RLA1BO20 | OM00002176 |  | S. SIDE OF ROOF | AX26 | 2 each 20X25X2 | R-22 | NA | 460 | 11.8 | Electric and natural gas | 3 | NA | NA | \Classifications\Building System Class\D30-HVAC Systems\D3050 - Package SYS\Package Unit - PKU | EQ-1002287
36-P1 | 36-P1 Juvenile Dependency Courthouse | 36-P1-D3050-210-PKU04 | PACKAGE UNIT PKU04 | TRANE | 408101525L | YHCO36A4RLA19020 | OM00002177 |  | S. SIDE OF ROOF | AX26 | 2 each 20X25X2 | R-22 | NA | 460 | 10.3 | Electric and natural gas | 3 | NA | NA | \Classifications\Building System Class\D30-HVAC Systems\D3050 - Package SYS\Package Unit - PKU | EQ-1002288
36-P1 | 36-P1 Juvenile Dependency Courthouse | 36-P1-D3050-210-PKU05 | PACKAGE UNIT PKU05 | TRANE | 408100549L | YHCO48A4RLA1B020 | OM00002179 |  | S. SIDE OF ROOF | AX26 | 2 each 20X25X2 | R-22 | NA | 460 | 11.8 | Electric and natural gas | 3 | NA | NA | \Classifications\Building System Class\D30-HVAC Systems\D3050 - Package SYS\Package Unit - PKU | EQ-1002289
36-P1 | 36-P1 Juvenile Dependency Courthouse | 36-P1-D3050-210-PKU06 | PACKAGE UNIT PKU06 | TRANE | 408101236L | YHCO36A4RLA19020 | OM00002181 |  | S. SIDE OF ROOF | NA | 2 each 20X25X2 | R-22 | NA | 460 | 10.3 | Electric and natural gas | 3 | NA | NA | \Classifications\Building System Class\D30-HVAC Systems\D3050 - Package SYS\Package Unit - PKU | EQ-1002290
36-P1 | 36-P1 Juvenile Dependency Courthouse | 36-P1-D3050-210-PKU07 | PACKAGE UNIT PKU07 | TRANE | 408101236L | YHCO36A4RLA19020 | OM00002182 |  | SOUTH ROOF | AX26 | 2 each 20X25X2 | R-22 | 1 | 460 | 11.8 | Electric and natural gas | 3 | na | na | \Classifications\Building System Class\D30-HVAC Systems\D3050 - Package SYS\Package Unit - PKU | EQ-1002291
36-P1 | 36-P1 Juvenile Dependency Courthouse | 36-P1-D3050-210-PKU08 | PACKAGE UNIT PKU08 | TRANE | 40810117OL | YHCO36A4RLA19020 | OM00002183 |  | S.Roof | AX26 | 2 each 20X25X2 | R-22 | 1 | 460 | 10.3 | Electric and natural gas | 3 | na | na | \Classifications\Building System Class\D30-HVAC Systems\D3050 - Package SYS\Package Unit - PKU | EQ-1002292
36-P1 | 36-P1 Juvenile Dependency Courthouse | 36-P1-D3050-210-PKU09 | PACKAGE UNIT PKU09 | TRANE | 408100620L | YHCO48A4RLA1B02 | OM00002186 |  | S. ROOF | A26 | 2 each 20X25X2 | R-22 | 1 | 460 | 11.8 | Electric and natural gas | 3 | 60000 | 6800 | \Classifications\Building System Class\D30-HVAC Systems\D3050 - Package SYS\Package Unit - PKU | EQ-1002293
36-P1 | 36-P1 Juvenile Dependency Courthouse | 36-P1-D3050-210-PKU10 | PACKAGE UNIT PKU10 | TRANE | 408101026L | YHCO36A4RLA19020 | OM00002187 |  | SOUTH ROOF | AX26 | 2 each 20X25X2 | R-22 | 1 | 460 | 10.3 | Electric and natural gas | 3 | na | na | \Classifications\Building System Class\D30-HVAC Systems\D3050 - Package SYS\Package Unit - PKU | EQ-1002294
36-P1 | 36-P1 Juvenile Dependency Courthouse | 36-P1-D3050-210-PKU12 | PACKAGE UNIT PKU12 | TRANE | 407100673D | YCH211C4LOCA | OM00002191 |  | WEST ROOF | AX26 | 20X30X2 | R-22 | 5 | 460 | 44 | Electric and natural gas | 3 | na | na | \Classifications\Building System Class\D30-HVAC Systems\D3050 - Package SYS\Package Unit - PKU | EQ-1002296
36-P1 | 36-P1 Juvenile Dependency Courthouse | 36-P1-D3050-210-PKU13 | PACKAGE UNIT PKU13 | TRANE | 408100558L | YHCO60A4RLA0000 | OM00002298 |  | NORTH ROOF | B90 | 20X30X2 (2) | R-22 | NA | 460 | 13.4 | Electric and natural gas | 3 | 60000 | 48000 | \Classifications\Building System Class\D30-HVAC Systems\D3050 - Package SYS\Package Unit - PKU | EQ-1002297
36-P1 | 36-P1 Juvenile Dependency Courthouse | 36-P1-D3050-210-PKU14 | PACKAGE UNIT PKU14 | TRANE | 408100419L | YHCO60A4RLA1E020 | OM00002299 |  | NORTH ROOF | AX26 | 2 each 19 5/8 X 29 5/8X 1 3/4 | R-22 | NA | 460 | 13.4 | Electric and natural gas | 3 | 60000 | 48000 | \Classifications\Building System Class\D30-HVAC Systems\D3050 - Package SYS\Package Unit - PKU | EQ-1002298
36-P1 | 36-P1 Juvenile Dependency Courthouse | 36-P1-D3050-210-PKU15 | PACKAGE UNIT PKU15 | TRANE | 408100487L | YHCO36A4RLA19020 | OM00002300 |  | NORTH ROOF | AX26 | 20X30X2 (2) | R-22 | NA | 460 | 10.3 | Electric and natural gas | 3 | 60000 | 48000 | \Classifications\Building System Class\D30-HVAC Systems\D3050 - Package SYS\Package Unit - PKU | EQ-1002299
36-P1 | 36-P1 Juvenile Dependency Courthouse | 36-P1-D3050-210-PKU16 | PACKAGE UNIT PKU16 | TRANE | 408100599L | YHCO60A4RLA1E020 | OM00002301 |  | NORTH ROOF | AX26 | 2 each 20X30X2 | R-22 | NA | 460 | 13.4 | Electric and natural gas | 3 | 60000 | 48000 | \Classifications\Building System Class\D30-HVAC Systems\D3050 - Package SYS\Package Unit - PKU | EQ-1002300
36-P1 | 36-P1 Juvenile Dependency Courthouse | 36-P1-D3050-210-PKU17 | PACKAGE UNIT PKU17 | TRANE | 408100407L | YHCO36A4RLA19020 | OM00002302 |  | ROOF E. SIDE | AX26 | 2 each 20X25X2 | R-22 | na | 460 | 10.3 | Electric and natural gas | 3 | 60000 | 48000 | \Classifications\Building System Class\D30-HVAC Systems\D3050 - Package SYS\Package Unit - PKU | EQ-1002301
36-P1 | 36-P1 Juvenile Dependency Courthouse | 36-P1-D3050-210-PKU18 | PACKAGE UNIT PKU18 | TRANE | 408100464L | YHCO92A4RLA1ACO | OM00002303 |  | ROOF E. SIDE | AX26 | 20X25X2 (4) | R-22 | NA | 460 | 19.4 | Electric and natural gas | 3 | 120000 | 96000 | \Classifications\Building System Class\D30-HVAC Systems\D3050 - Package SYS\Package Unit - PKU | EQ-1002302
36-P1 | 36-P1 Juvenile Dependency Courthouse | 36-P1-D3050-210-PKU19 | PACKAGE UNIT PKU19 | TRANE | 408100497L | YHCO60A4RLA1E020 | OM00002304 |  | E. SIDE OF ROOF | AX37 | 20X30X2 (2) | R-22 | NA | 460 | 13.4 | Electric and natural gas | 3 | 60000 | 48000 | \Classifications\Building System Class\D30-HVAC Systems\D3050 - Package SYS\Package Unit - PKU | EQ-1002303
36-P1 | 36-P1 Juvenile Dependency Courthouse | 36-P1-D3050-250-ACU21 | Air Conditioning Split System (NE Roof) | DATA AIRE | 2004 -0559-A | DRCU- 0312-2 | OM00002297 |  | N.E. CORNER | AP38 | WASHABLE | R-22 | NA | 208 | 17 | Electric | 1 | NA | NA | \Classifications\Building System Class\D30-HVAC Systems\D3050 - Package SYS\Air Conditioning,Split System - ACU | EQ-1002305
36-P1 | 36-P1 Juvenile Dependency Courthouse | 36-P1-D3042-220-EFN02 | EXHAUST FAN FAN02 | COOK | 138S766450-02/00213.05 | 60ACEB | OM00002185 |  | SOUTH ROOF | 4L-170 | na | na | na | 115 | 1.5 | ELECTRIC | 1 | na | na | \Classifications\Building System Class\D30-HVAC Systems\D3040 - Distribution SYS\Supply/Exhaust/Return fans- FAN | EQ-1002306
36-P1 | 36-P1 Juvenile Dependency Courthouse | 36-P1-D3042-220-EFN03 | EXHAUST FAN FAN03 | COOK | 138S766450-02/0021304 | 60ACB | OM00002178 |  | S. SIDE OF ROOF | 4L-170 | na | na | 1/6 | 115 | 3.5 | ELECTRIC | 1 | na | na | \Classifications\Building System Class\D30-HVAC Systems\D3040 - Distribution SYS\Supply/Exhaust/Return fans- FAN | EQ-1002307
36-P1 | 36-P1 Juvenile Dependency Courthouse | 36-P1-D3042-220-EFN04 | EXHAUST FAN FAN04 | COOK | 138S7127690100153071102 | 60ACEB | OM00002175 |  | S.E. CORNER | 4L170 | na | na | 1/6 | 115 | 3.5 | ELECTRIC | 1 | na | na | \Classifications\Building System Class\D30-HVAC Systems\D3040 - Distribution SYS\Supply/Exhaust/Return fans- FAN | EQ-1002308
36-P1 | 36-P1 Juvenile Dependency Courthouse | 36-P1-D3042-220-EFN05 | EXHAUST FAN FAN05 | COOK | 146S974963-0040000701 | 165ACE | OM00002188 |  | na | 4L-220 | na | na | 0.5 | 115 | 1.5 | ELECTRIC | 1 | na | na | \Classifications\Building System Class\D30-HVAC Systems\D3040 - Distribution SYS\Supply/Exhaust/Return fans- FAN | EQ-1002309
36-P1 | 36-P1 Juvenile Dependency Courthouse | 36-P1-D3042-220-EFN06 | EXHAUST FAN FAN06 | COOK | 138S771271-00/0000701 | 80CPV | OM00002184 |  | na | A31 | na | na | na | 115 | 1.5 | ELECTRIC | SINGLE | na | na | \Classifications\Building System Class\D30-HVAC Systems\D3040 - Distribution SYS\Supply/Exhaust/Return fans- FAN | EQ-1002310
36-P1 | 36-P1 Juvenile Dependency Courthouse | 36-P1-D3042-220-EFN07 | EXHAUST FAN FAN07 | COOK | 138S771271-00/0002101 | 120CPV | OM00002193 |  | na | 4L340 | na | na | na | 115 | 1.5 | ELECTRIC | SINGLE | na | na | \Classifications\Building System Class\D30-HVAC Systems\D3040 - Distribution SYS\Supply/Exhaust/Return fans- FAN | EQ-1002311
36-P1 | 36-P1 Juvenile Dependency Courthouse | 36-P1-D3042-220-EFN09 | EXHAUST FAN FAN09 | COOK | 138S768605-00/0004624 | 120ACEB | OM00002296 |  | na | A22 | na | na | na | 115 | 1.5 | ELECTRIC | SINGLE | na | na | \Classifications\Building System Class\D30-HVAC Systems\D3040 - Distribution SYS\Supply/Exhaust/Return fans- FAN | EQ-1002313
36-P1 | 36-P1 Juvenile Dependency Courthouse | 36-P1-D3042-220-EFN10 | EXHAUST FAN FAN10 | COOK | 138S771271-00/003501 | 245CPV | OM00002192 |  | na | A58 | na | na | na | 460 | 4.1 | ELECTRIC | 3 | na | na | \Classifications\Building System Class\D30-HVAC Systems\D3040 - Distribution SYS\Supply/Exhaust/Return fans- FAN | EQ-1002314
36-P1 | 36-P1 Juvenile Dependency Courthouse | 36-P1-D2022-260-HWG01 | WATER HEATER HWG01 | GE | MCO4OO15743 | ANSIZ2L10.3CSA4.3-2001 | OM00002293 |  | Floor 1 JANITORS CLOSET | na | na | na | na | 120 | 5 | Natural gas | na | na | na | \Classifications\Building System Class\D20-Plumbing\D2020 - Domestic Water\Domestic Water Heater, Gas - HWG | EQ-1002317
36-P1 | 36-P1 Juvenile Dependency Courthouse | 36-P1-D2018-100-DKF01 | DRINKING FOUNTAIN DKF01 | HAWES | LM10334-1 | na | OM00002641 |  | na | na | na | na | na | na | na | na | na | na | na | \Classifications\Building System Class\D20-Plumbing\D2010 - Plumb Fix\Drink Fountain (Refr Indvl Wtrcooler) - DKF | EQ-1002320
36-P1 | 36-P1 Juvenile Dependency Courthouse | 36-P1-G2023-150-PEG01 | AUTOMATIC GATE OPENER PEG01 | DKS DOOR KING | NA | 9150-081 | OM00030114 |  | SECURED JUDGES PARKING | NA | NA | NA | NA | 115 | 14 | Electric | 1 | NA | NA | \Classifications\Building System Class\G20-Other Systems\G2020 - Parking Lots\Secured Parking Gate - PEG | EQ-1002321
36-P1 | 36-P1 Juvenile Dependency Courthouse | 36-P1-G2023-150-PEG02 | Rolling Security Door #2 | DKS DOOR KING | 4-06-58 | 9150-082 | OM00033963 |  | S Side of Building | NA | NA | NA | 1 | 115 | 14 | ELECTRIC | 1 | NA | NA | \Classifications\Building System Class\G20-Other Systems\G2020 - Parking Lots\Secured Parking Gate - PEG | EQ-1002322
36-P1 | 36-P1 Juvenile Dependency Courthouse | 36-P1-D5037-710-FAP01 | FIRE ALARM PANEL | FIRE-LITE ALARMS | NA | MS9600 | OM00002314 |  | FLOOR 1, DATA ROOM NORTH | NA | NA | NA | NA | 115 | NA | Electric | 1 | NA | NA | \Classifications\Building System Class\D50-Electrical SYS\D5030 - Comm & Security\Fire Alarm Panel - FAP | EQ-1002323
36-P1 | 36-P1 Juvenile Dependency Courthouse | 36-P1-D4031-100-FEX07 | Portable, Hand Held, Fire Extinguisher | NA | NA | NA | OM00033966 |  | DATA ROOM/OFFICE | NA | NA | NA | NA | NA | NA | NA | NA | NA | NA | \Classifications\Building System Class\D40-Fire Protection SYS\D4030 - FIRE SPEC\Fire Extinguisher - FEX | EQ-1004656
36-P1 | 36-P1 Juvenile Dependency Courthouse | 36-P1-B2010-100-BLD01 | Building Structure | NA | NA | na | OM00033964 |  | All | NA | NA | NA | NA | NA | NA | NA | NA | NA | NA | \Classifications\Building System Class\B20-General Building Exterior\B2010 - Exterior Walls\Building - BLD | EQ-1007327
36-P1 | 36-P1 Juvenile Dependency Courthouse | 36-P1-B3010-100-RUF01 | Roofing Systems | NA | NA | NA | OM00033965 |  | NA | NA | NA | NA | NA | NA | NA | NA | NA | NA | NA | \Classifications\Building System Class\B30-Roofing\B3010 - Roof Types\Roof - RUF | EQ-1007504
36-P1 | 36-P1 Juvenile Dependency Courthouse | 36-P1-D4010-150-FMS01 | Fire Stand Pipe | NA | NA | NA | OM00030109 |  | Janitors Closet | NA | NA | NA | NA | NA | NA | NA | NA | NA | NA | \Classifications\Building System Class\D40-Fire Protection SYS\D4010 - Sprinkler SYS\Fire Systems, stand pipes - FMS | 1009233
36-P1 | 36-P1 Juvenile Dependency Courthouse | 36-P1-D2023-310-HWP02 | HOT WATER CIRCULATION PUMP HWP02 | GRUNDFOS | 59896127 | NA | OM00030113 |  | JANITOR CLOSET | NA | NA | NA | NA | 115 | DNA | Electric | 1 | NA | NA | \Classifications\Building System Class\D20-Plumbing\D2020 - Domestic Water\Domestic Hot Water Circulating Pump - HWP | 1014379
36-P1 | 36-P1 Juvenile Dependency Courthouse | 36-P1-D3044-125-PHW02 | BOILER HOT WATER RECIRCULATION PUMP PHW02 | GRUNDFOS | NA | 59896615 P1 | OM00033962 |  | W. END JANITOR CLOSET NEAR LOBBY | NA | NA | NA | NA | 115 | .95 | Electric | 1 | NA | NA | \Classifications\Building System Class\D30-HVAC Systems\D3040 - Distribution SYS\Hot Water Pump - PHW | 1014380
36-P1 | 36-P1 Juvenile Dependency Courthouse | 36-P1-D3041-160-FDP01 | FIRE DAMPERS | NA | NA | NA | OM00033970 |  | NEAR A/C #18 | NA | NA | NA | NA | DNA | DNA | Electric | DNA | NA | NA | \Classifications\Building System Class\D30-HVAC Systems\D3040 - Distribution SYS\Fire Dampers - FDP | 1014381
36-P1 | 36-P1 Juvenile Dependency Courthouse | 36-P1-D2023-100-CTY01 | BACKFLOW PREVENTOR (FIRE LINE) 8"" | AMES | 257070303 | 300055 | OM00030072 |  | S. SIDE OF BUILDING | NA | NA | NA | NA | NA | NA | NA | NA | NA | NA | \Classifications\Building System Class\D20-Plumbing\D2020 - Domestic Water\Backflow Preventer - BFP | 1014383
36-P1 | 36-P1 Juvenile Dependency Courthouse | 36-P1-D2023-100-CTY02 | DOMESTIC WATER BACKFLOW PREVENTOR 8"" | FEBCO | 4924 | 825 TYPE YD | OM00026521 |  | S. SIDE OF BUILDING | NA | NA | NA | NA | NA | NA | NA | NA | NA | NA | \Classifications\Building System Class\D20-Plumbing\D2020 - Domestic Water\Backflow Preventer - BFP | 1014384
36-P1 | 36-P1 Juvenile Dependency Courthouse | 36-P1-D2023-100-CTY03 | BACKFLOW DOMESTIC WATER | WILKINS ZURN | 1855143 | 975XL | OM00030112 |  | EAST SIDE PARKING | NA | NA | NA | NA | NA | NA | NA | NA | NA | NA | \Classifications\Building System Class\D20-Plumbing\D2020 - Domestic Water\Backflow Preventer - BFP | 1014385
36-P1 | 36-P1 Juvenile Dependency Courthouse | 36-P1-D5010-200-ESD01 | MAIN SWITCH BOARD | SIEMENS | NA | NA | OM00030110 |  | ELECTRICAL ROOM | NA | NA | NA | NA | 480/272 | 1200 | Electric | 3 | NA | NA | \Classifications\Building System Class\D50-Electrical SYS\D5010 - Elec Service & Dist\Electical Service and Distribution - ESD | 1014387
36-P1 | 36-P1 Juvenile Dependency Courthouse | 36-P1-D5011-240-TRN01 | PRIMARY TRANSFORMER | SIEMENS | M031 | SERIES H | OM00030071 |  | CENTRAL BUILDING | NA | NA | NA | NA | 480/208/120 | 225 | Electric | 3 | NA | NA | \Classifications\Building System Class\D50-Electrical SYS\D5010 - Elec Service & Dist\Transformer - TRN | 1014388
36-P1 | 36-P1 Juvenile Dependency Courthouse | 36-P1-D5092-250-EML33 | EMERGENCY LIGHTING BATTERY BANK | MCPHILBEN | NA | MS SERIES | OM00030070 |  | DATA ROOM, CENTRAL BUILDING | NA | NA | NA | NA | 120 | DNA | Electric | 1 | NA | NA | \Classifications\Building System Class\D50-Electrical SYS\D5090 - Elec SYS\Emergency And Exit Lighting - EML | 1014389
36-P1 | 36-P1 Juvenile Dependency Courthouse | 36-P1-G2050-200-LSC01 | LANDSCAPING | NA | NA | NA | OM00033968 |  | OUTSIDE | NA | NA | NA | NA | NA | NA | NA | NA | NA | NA | \Classifications\Building System Class\G20-Other Systems\G2050 - Landscaping\Landscaping - LSC | 1014390
36-P1 | 36-P1 Juvenile Dependency Courthouse | 36-P1-D5092-250-ELT64 | EXTERIOR LIGHTS | NA | NA | NA | OM00033967 |  | BUILDING EXTERIOR | NA | NA | NA | NA | DNA | DNA | Electric | 1 | NA | NA | \Classifications\Building System Class\D50-Electrical SYS\D5090 - Elec SYS\Exterior Lighting - ELT | 1014391
36-P1 | 36-P1 Juvenile Dependency Courthouse | 36-P1-G2049-300-HSC01 | HARDSCAPE | NA | NA | NA | OM00033969 |  | OUTSIDE | NA | NA | NA | NA | NA | NA | NA | NA | NA | NA | \Classifications\Building System Class\G20-Other Systems\G2040 - Site Development\Hardscape - HSC | 1014392
36-P1 | 36-P1 Juvenile Dependency Courthouse | 36-P1-C1020-110-FRD01 | FIRE CURTAIN, MANUAL (CLERKS AREA) | LIFT MASTER | 4364730100001 | MJ5011R | OM00026523 |  | Floor 1 Clerk Area | NA | NA | NA | NA | 110 | DNA | Electric | 1 | NA | NA | \Classifications\Building System Class\C10-General Building Interior\C1020 - Fire Doors\Fire Doors - FRD | 1016483
36-P1 | 36-P1 Juvenile Dependency Courthouse | 36-P1-D2022-260-HWG03 | WATER HEATER #2 | AO SMITH | 1204T481615 | GNR-40-200 | OM00026522 |  | WEST END JANITOR CLOSET | NA | NA | NA | NA | NA | NA | Gas | NA | NA | NA | \Classifications\Building System Class\D20-Plumbing\D2020 - Domestic Water\Domestic Water Heater, Gas - HWG | 1016484
36-P1 | 36-P1 Juvenile Dependency Courthouse | 36-P1-D2023-100-CTY05 | BACKFLOW IRRIGATION (CTY05) 2" | Wilkins Zurn | A781794 | 375XL | OM00002245 |  | EAST SIDE PARKING | NA | NA | NA | NA | NA | NA | NA | NA | NA | NA | \Classifications\Building System Class\D20-Plumbing\D2020 - Domestic Water\Backflow Preventer - BFP | 1021326
36-P1 | 36-P1 Juvenile Dependency Courthouse | 36-P1-D2023-310-HWP03 | BOOSTER PUMP (HWP05) | Grundfos | 0004/0003 | A91124387P115450004-0003 | OM00002246 |  | EAST SIDE PARKING | NA | NA | NA | 5.0 | 460-480 | 7.0 | Electric | 3 | NA | NA | \Classifications\Building System Class\D20-Plumbing\D2020 - Domestic Water\Domestic Hot Water Circulating Pump - HWP | 1021327
36-P1 | 36-P1 Juvenile Dependency Courthouse | 36-P1-D3042-240-SEF01 | Exhaust Fan (Direct Drive) SEF01 | Greenheck | 14701839 | B-095-DGEX-QD | OM00002248 |  | Roof, North Roof | NA | NA | NA | 1/8 | 115 | 2.6 | Electric | 1 | NA | NA | \Classifications\Building System Class\D30-HVAC Systems\D3040 - Distribution SYS\Supply/Exhaust/Return fans- FAN | 1021648
36-P1 | 36-P1 Juvenile Dependency Courthouse | 36-P1-D3050-210-PKU20 | PACKAGE UNIT PKU20 | TRANE | 182414477L | YSCO48G4RLB01 | OM00040746 |  | West Roof | AX26 | 2 each 20X25X2 | R-22 | 1 | DNA | DNA | Electric and Gas | DNA | 60000 | NA | \Classifications\Building System Class\D30-HVAC Systems\D3050 - Package SYS\Package Unit - PKU | 1022666
36-R1 | 36-R1 San Bernardino Justice Center | 36-R1-D3041-110-AHU01 | Air Handler Unit #1 (PH1) (Outside Chiller Rm) | TRANE | M13A00005 | TCPA1D161C4M3022S0 | OM00040050 |  | FLOOR 12 PENTHOUSE OUTSIDE CHILLER RM | NA | NA | NA | 20 | 240/480 | 56-54/27 | Electric | 3 | NA | NA | \Classifications\Building System Class\D30-HVAC Systems\D3040 - Distribution SYS\Air Handling Unit - AHU | 1016944
36-R1 | 36-R1 San Bernardino Justice Center | 36-R1-D3041-110-AHU04 | Air Handler Unit #4 (PH4) (In Ceiling) | TRANE | K12M18166A | LPCAA14F4K0EL00000000 | OM00040049 |  | FLOOR 12 PENTHOUSE | NA | NA | NA | 5 | 240/480 | 14-13.2/6.6 | Electric | 3 | NA | NA | \Classifications\Building System Class\D30-HVAC Systems\D3040 - Distribution SYS\Air Handling Unit - AHU | 1016947
36-R1 | 36-R1 San Bernardino Justice Center | 36-R1-D3041-110-AHU05 | AIR HANDLER UNIT #B1-1 | HUNTAIR FANWALL TECHNOLOGY | 13521-01 | CSU-40K | OM00040232 |  | BASEMENT MECHANICAL ROOM | NA | NA | NA | 10 | 240/480 | 22.4/11.2 | Electric | 3 | NA | NA | \Classifications\Building System Class\D30-HVAC Systems\D3040 - Distribution SYS\Air Handling Unit - AHU | 1016948
36-R1 | 36-R1 San Bernardino Justice Center | 36-R1-D3041-110-AHU07 | AIR HANDLER UNIT #B1-3 (RM B010) | TRANE | K12M18168A | LPCAA17F4K0EL0000001AAA | OM00040266 |  | BASEMENT SECURED PARKING RM B010 | NA | NA | NA | 5 | 480 | 8.25-15 | Electric | 3 | NA | NA | \Classifications\Building System Class\D30-HVAC Systems\D3040 - Distribution SYS\Air Handling Unit - AHU | 1016950
36-R1 | 36-R1 San Bernardino Justice Center | 36-R1-D5010-234-ATS01 | AUTOMATIC TRANSFER SWITCH (BASEMENT ELECTRICAL RM) | GE ZENITH | NA | NA | OM00040219 |  | BASEMENT ELECTRICAL ROOM 070A & 070B | NA | NA | NA | NA | NA | DNA | Electric | DNA | NA | NA | \Classifications\Building System Class\D50-Electrical SYS\D5010 - Elec Service & Dist\Automatic Transfer Switch - ATS | 1016952
36-R1 | 36-R1 San Bernardino Justice Center | 36-R1-D5010-234-ATS02 | AUTOMATIC TRANSFER SWITCH (BASEMENT ELECTRICAL RM) | GE ZENITH | NA | NA | OM00040220 |  | BASEMENT ELECTRICAL ROOM 070A & 070B | NA | NA | NA | NA | NA | DNA | Electric | DNA | NA | NA | \Classifications\Building System Class\D50-Electrical SYS\D5010 - Elec Service & Dist\Automatic Transfer Switch - ATS | 1016953
36-R1 | 36-R1 San Bernardino Justice Center | 36-R1-D5010-234-ATS03 | AUTOMATIC TRANSFER SWITCH (BASEMENT ELECTRICAL RM) | GE ZENITH | NA | NA | OM00040221 |  | BASEMENT ELECTRICAL ROOM 070A & 070B | NA | NA | NA | NA | NA | DNA | Electric | DNA | NA | NA | \Classifications\Building System Class\D50-Electrical SYS\D5010 - Elec Service & Dist\Automatic Transfer Switch - ATS | 1016954
36-R1 | 36-R1 San Bernardino Justice Center | 36-R1-D5010-234-ATS04 | AUTOMATIC TRANSFER SWITCH (BASEMENT ELECTRICAL RM) | GE ZENITH | NA | NA | OM00040222 |  | BASEMENT ELECTRICAL ROOM 070A & 070B | NA | NA | NA | NA | NA | DNA | Electric | DNA | NA | NA | \Classifications\Building System Class\D50-Electrical SYS\D5010 - Elec Service & Dist\Automatic Transfer Switch - ATS | 1016955
36-R1 | 36-R1 San Bernardino Justice Center | 36-R1-D5010-234-ATS10 | AUTOMATIC TRANSFER SWITCH (NEAR PENTHOUSE NEAR S. STAIRWELL) | GE ZENITH | 1652421-2 | Z20F3S1AD70XGSXXX | OM00040090 |  | FLOOR 12 PENTHOUSE NEAR SOUTH STAIRWELL | NA | NA | NA | NA | DNA | DNA | Electric | DNA | NA | NA | \Classifications\Building System Class\D50-Electrical SYS\D5010 - Elec Service & Dist\Automatic Transfer Switch - ATS | 1016961
36-R1 | 36-R1 San Bernardino Justice Center | 36-R1-D5010-234-ATS11 | AUTOMATIC TRANSFER SWITCH (NEAR PENTHOUSE NEAR S. STAIRWELL) | GE ZENITH | 1652422-1 | Z20K3S1AD70XGS4XXX | OM00040089 |  | FLOOR 12 PENTHOUSE NEAR SOUTH STAIRWELL | NA | NA | NA | NA | DNA | DNA | Electric | DNA | NA | NA | \Classifications\Building System Class\D50-Electrical SYS\D5010 - Elec Service & Dist\Automatic Transfer Switch - ATS | 1016962
36-R1 | 36-R1 San Bernardino Justice Center | 36-R1-D2023-100-BFP01 | BACKFLOW PREVENTER (2.5") (ROOF COOLING TWRS) | WATTS | 01481 | LF009RP | OM00040743 |  | FLOOR 12 PENTHOUSE OUTSIDE BY COOLING TOWERS | NA | NA | NA | NA | NA | NA | NA | NA | NA | NA | \Classifications\Building System Class\D20-Plumbing\D2020 - Domestic Water\Backflow Preventer - BFP | 1016963
36-R1 | 36-R1 San Bernardino Justice Center | 36-R1-B2010-100-BLD01 | BUILDING STRUCTURE | NA | NA | NA | OM00040285 |  | ENTIRE BUILDING | NA | NA | NA | NA | NA | NA | NA | NA | NA | NA | \Classifications\Building System Class\B20-General Building Exterior\B2010 - Exterior Walls\Building - BLD | 1016966
36-R1 | 36-R1 San Bernardino Justice Center | 36-R1-D3021-130-BLR04 | BOILER, HOT WATER #4 (GAS) | Aerco International, Inc. | G-12-2412 | BMK 1.5 | OM00040032 |  | FLOOR 12 PENTHOUSE BOILER RM 1290A | NA | NA | NA | NA | NA | NA | Natural gas | NA | 1,500,000 | 1290 MBH | \Classifications\Building System Class\D30-HVAC Systems\D3020 - Heat SYS\Boiler,Hot Water,Oil/Gas/Comb. - BLR | 1016970
36-R1 | 36-R1 San Bernardino Justice Center | 36-R1-D5092-250-EML01 | LIGHTING, EMERGENCY & EXIT | NA | NA | NA | OM00040288 |  | THROUGHOUT BUILDING | NA | NA | NA | NA | NA | DNA | Electric | DNA | NA | NA | \Classifications\Building System Class\D50-Electrical SYS\D5090 - Elec SYS\Emergency And Exit Lighting - EML | 1016983
36-R1 | 36-R1 San Bernardino Justice Center | 36-R1-D3041-110-AHU02 | Air Handler Unit #2 (PH2) (Outside Boiler Rm) | TRANE | M13A00006 | TCPA1D161C4M3022S0 | OM00040051 |  | FLOOR 12 PENTHOUSE OUTSIDE BOILER RM | NA | NA | NA | 20 | 240/480 | 56-54/27 | Electric | 3 | NA | NA | \Classifications\Building System Class\D30-HVAC Systems\D3040 - Distribution SYS\Air Handling Unit - AHU | 1016945
36-R1 | 36-R1 San Bernardino Justice Center | 36-R1-D3041-110-AHU03 | Air Handler Unit #3 (PH3) (Outside Chiller Rm) | TRANE | K12M18170A | CSAA030UAC00 | OM00040046 |  | FLOOR 12 PENTHOUSE BETWEEN CHILLER RM & BOILER RM | NA | NA | NA | 7.5 | 240/480 | 20.4-19.4/9.7 | Electric | 3 | NA | NA | \Classifications\Building System Class\D30-HVAC Systems\D3040 - Distribution SYS\Air Handling Unit - AHU | 1016946
36-R1 | 36-R1 San Bernardino Justice Center | 36-R1-D3041-110-AHU06 | AIR HANDLER UNIT #B1-2 (CHILLED WATER) | TRANE | K12M18167A | LPCAA06F4K0EN | OM00040272 |  | BASEMENT ELECTRICAL ROOM | 8AX40 (1) OR 5012 | 20X25X2 (2) | NA | 117.75 | 480 | 1.75-15 | Electric | 3 | NA | NA | \Classifications\Building System Class\D30-HVAC Systems\D3040 - Distribution SYS\Air Handling Unit - AHU | 1016949
36-R1 | 36-R1 San Bernardino Justice Center | 36-R1-D3041-110-AHU08 | AIR HANDLER UNIT #B1-4 (RM B010) | TRANE | K12M18169A | LPCAA17F4K0EL0000001AAA | OM00040265 |  | BASEMENT SECURED PARKING RM B010 | NA | NA | NA | 5 | 480 | 8.25-15 | Electric | 3 | NA | NA | \Classifications\Building System Class\D30-HVAC Systems\D3040 - Distribution SYS\Air Handling Unit - AHU | 1016951
36-R1 | 36-R1 San Bernardino Justice Center | 36-R1-D5010-234-ATS05 | AUTOMATIC TRANSFER SWITCH (PENTHOUSE) | GE ZENITH | NA | ZENITH ZTE | OM00040080 |  | FLOOR 12 PENTHOUSE OUTSIDE CHILLER RM | NA | NA | NA | NA | DNA | DNA | Electric | DNA | NA | NA | \Classifications\Building System Class\D50-Electrical SYS\D5010 - Elec Service & Dist\Automatic Transfer Switch - ATS | 1016956
36-R1 | 36-R1 San Bernardino Justice Center | 36-R1-D5010-234-ATS06 | Electrical Switchboard (Main Electrical Rm) | EATON | NA | NA | OM00040079 |  | FLOOR 12 PENTHOUSE BOILER RM 1290A | NA | NA | NA | NA | DNA | DNA | Electric | DNA | NA | NA | \Classifications\Building System Class\D50-Electrical SYS\D5010 - Elec Service & Dist\Automatic Transfer Switch - ATS | 1016957
36-R1 | 36-R1 San Bernardino Justice Center | 36-R1-D5010-234-ATS07 | AUTOMATIC TRANSFER SWITCH (PENTHOUSE RM 1290A) | GE ZENITH | NA | NA | OM00040078 |  | FLOOR 12 PENTHOUSE BOILER RM 1290A | NA | NA | NA | NA | DNA | DNA | Electric | DNA | NA | NA | \Classifications\Building System Class\D50-Electrical SYS\D5010 - Elec Service & Dist\Automatic Transfer Switch - ATS | 1016958
36-R1 | 36-R1 San Bernardino Justice Center | 36-R1-D5010-234-ATS08 | AUTOMATIC TRANSFER SWITCH (PENTHOUSE RM 1256A) | GE ZENITH | NA | ZENITH ZTE | OM00040068 |  | FLOOR 12 PENTHOUSE BOILER RM 1256A | NA | NA | NA | NA | NA | DNA | Electric | DNA | NA | NA | \Classifications\Building System Class\D50-Electrical SYS\D5010 - Elec Service & Dist\Automatic Transfer Switch - ATS | 1016959
36-R1 | 36-R1 San Bernardino Justice Center | 36-R1-D5010-234-ATS09 | AUTOMATIC TRANSFER SWITCH (NEAR PENTHOUSE RM 1256A) | GE ZENITH | NA | NA | OM00040066 |  | FLOOR 12 PENTHOUSE NEAR ROOM 1256A | NA | NA | NA | NA | NA | DNA | Electric | DNA | NA | NA | \Classifications\Building System Class\D50-Electrical SYS\D5010 - Elec Service & Dist\Automatic Transfer Switch - ATS | 1016960
36-R1 | 36-R1 San Bernardino Justice Center | 36-R1-D2023-100-BFP02 | BACKFLOW PREVENTER (3/4") (RM 1255B) | WATTS | 15369 | LF009M3QT | OM00040063 |  | FLOOR 12 PENTHOUSE RM 1255B | NA | NA | NA | NA | NA | NA | NA | NA | NA | NA | \Classifications\Building System Class\D20-Plumbing\D2020 - Domestic Water\Backflow Preventer - BFP | 1016964
36-R1 | 36-R1 San Bernardino Justice Center | 36-R1-D2023-100-BFP03 | BACKFLOW PREVENTER (3/4") (RM 1290A) | WATTS | 11453 | LF009M3QT | OM00040057 |  | FLOOR 12 PENTHOUSE RM 1290A | NA | NA | NA | NA | NA | NA | NA | NA | NA | NA | \Classifications\Building System Class\D20-Plumbing\D2020 - Domestic Water\Backflow Preventer - BFP | 1016965
36-R1 | 36-R1 San Bernardino Justice Center | 36-R1-D3021-130-BLR01 | BOILER, HOT WATER #1 (GAS) | Aerco International, Inc. | G-12-2413 | BMK 1.5 | OM00040029 |  | FLOOR 12 PENTHOUSE BOILER RM 1290A | NA | NA | NA | NA | NA | NA | Natural gas | NA | 1,500,000 | 1290 MBH | \Classifications\Building System Class\D30-HVAC Systems\D3020 - Heat SYS\Boiler,Hot Water,Oil/Gas/Comb. - BLR | 1016967
36-R1 | 36-R1 San Bernardino Justice Center | 36-R1-D3021-130-BLR02 | BOILER, HOT WATER #2 (GAS) | Aerco International, Inc. | G-12-2411 | BMK 1.5 | OM00040030 |  | FLOOR 12 PENTHOUSE BOILER RM 1290A | NA | NA | NA | NA | NA | NA | Natural gas | NA | 1,500,000 | 1290 MBH | \Classifications\Building System Class\D30-HVAC Systems\D3020 - Heat SYS\Boiler,Hot Water,Oil/Gas/Comb. - BLR | 1016968
36-R1 | 36-R1 San Bernardino Justice Center | 36-R1-D3021-130-BLR03 | BOILER, HOT WATER #3 (GAS) | Aerco International, Inc. | G-12-2414 | BMK 1.5 | OM00040031 |  | FLOOR 12 PENTHOUSE BOILER RM 1290A | NA | NA | NA | NA | NA | NA | Natural gas | NA | 1,500,000 | 1290 MBH | \Classifications\Building System Class\D30-HVAC Systems\D3020 - Heat SYS\Boiler,Hot Water,Oil/Gas/Comb. - BLR | 1016969
36-R1 | 36-R1 San Bernardino Justice Center | 36-R1-D3031-130-CLR01 | CHILLER, WATER COOLED #1 (RM 1255) | TRANE | L13B00786 | CVHE450 | OM00040017 |  | FLOOR 12 PENTHOUSE CHILLER RM 1255 | NA | NA | R-123 | NA | 480 | 272 | Electric | 3 | NA | NA | \Classifications\Building System Class\D30-HVAC Systems\D3030 - Cooling SYS\Chiller, Water Cooled - CLR | 1016971
36-R1 | 36-R1 San Bernardino Justice Center | 36-R1-D3031-130-CLR02 | CHILLER, WATER COOLED #2 (RM 1255) | TRANE | L13B00800 | CVHE450 | OM00040018 |  | FLOOR 12 PENTHOUSE CHILLER RM 1255 | NA | NA | R-123 | NA | 480 | 272 | Electric | 3 | NA | NA | \Classifications\Building System Class\D30-HVAC Systems\D3030 - Cooling SYS\Chiller, Water Cooled - CLR | 1016972
36-R1 | 36-R1 San Bernardino Justice Center | 36-R1-D3031-130-CLR03 | CHILLER, WATER COOLED #3 (RM 1255) | TRANE | L13B00801 | CVHE450 | OM00040019 |  | FLOOR 12 PENTHOUSE CHILLER RM 1255 | NA | NA | R-123 | NA | 480 | 272 | Electric | 3 | NA | NA | \Classifications\Building System Class\D30-HVAC Systems\D3030 - Cooling SYS\Chiller, Water Cooled - CLR | 1016973
36-R1 | 36-R1 San Bernardino Justice Center | 36-R1-D3030-310-CTF01 | COOLING TOWER SAND FILTER | CLAUDE LAVAL CORP | 1217758 | 3089K424W | OM00040023 |  | FLOOR 12 PENTHOUSE CHILLER RM 1255 | NA | NA | NA | 7.5 | 240-480 | 26.2-11.6 | Electric | 3 | NA | NA | \Classifications\Building System Class\D30-HVAC Systems\D3030 - Cooling SYS\Cooling Tower Filter - CTF | 1016974
36-R1 | 36-R1 San Bernardino Justice Center | 36-R1-D3030-110-CTW01 | COOLING TOWER #1 | BALTIMORE AIRCIL COMPANY | U1350400020-101 | PT2-1212A-3N2/W0S | OM00040020 |  | FLOOR 12 PENTHOUSE ROOF | 17X4115 B-162 | NA | NA | 25 | 240-480 | 59-29.3 | Electric | 3 | NA | NA | \Classifications\Building System Class\D30-HVAC Systems\D3030 - Cooling SYS\Cooling Tower - CTW | 1016976
36-R1 | 36-R1 San Bernardino Justice Center | 36-R1-D3030-110-CTW02 | COOLING TOWER #2 | BALTIMORE AIRCIL COMPANY | U1350400020-102 | PT2-1212A-3N2/W0S | OM00040021 |  | FLOOR 12 PENTHOUSE ROOF | 17X4115 B-162 | NA | NA | 25 | 240-480 | 59-29.3 | Electric | 3 | NA | NA | \Classifications\Building System Class\D30-HVAC Systems\D3030 - Cooling SYS\Cooling Tower - CTW | 1016975
36-R1 | 36-R1 San Bernardino Justice Center | 36-R1-D3060-100-RDS02 | Leak Detection System (Natural Gas) | MSA SAFETY COMPANY | F13-4355065-010-001 | A-GASGASRDXL :8-1-1-0 | OM00040056 |  | FLOOR 12 PENTHOUSE BOILER ROOM 1290A | NA | NA | NA | NA | NA | NA | NA | NA | NA | NA | \Classifications\Building System Class\D30-HVAC Systems\D3060 - Control & Inst Air\Refrigerant Leak Detection System - RDS | 1016977
36-R1 | 36-R1 San Bernardino Justice Center | 36-R1-B2034-400-DOH01 | DOOR OVERHEAD ROLL-UP (SECURED PARKING) | COOKSON ROLLING DOORS | SGH0-07543ESL-C00053 | SGH7543ESL | OM00040213 |  | BASEMENT SECURED PARKING | NA | NA | NA | .75 | 480 | 0.8 | Electric | DNA | NA | NA | \Classifications\Building System Class\B20-General Building Exterior\B2030 - Exterior Doors\Door,Overhead-Shutter,Manual,Elec,Roll-up - DOH | 1016978
36-R1 | 36-R1 San Bernardino Justice Center | 36-R1-B2034-400-DOH02 | DOOR OVERHEAD ROLL-UP (RM 94A) | COOKSON ROLLING DOORS | SGH0-07543ESR-C00197 | SGH7543ESR | OM00040212 |  | BASEMENT TRASH COLLECTION RM 94A | NA | NA | NA | .75 | 480 | 0.8 | Electric | DNA | NA | NA | \Classifications\Building System Class\B20-General Building Exterior\B2030 - Exterior Doors\Door,Overhead-Shutter,Manual,Elec,Roll-up - DOH | 1016980
36-R1 | 36-R1 San Bernardino Justice Center | 36-R1-B2034-400-DOH03 | DOOR OVERHEAD ROLL-UP (RM 78A) | COOKSON ROLLING DOORS | SGH0-07543ESL-C00054 | SHG7543E | OM00040211 |  | BASEMENT LOADING/RECEIVING ROOM 78A | NA | NA | NA | .75 | 480 | 0.5 | Electric | DNA | NA | NA | \Classifications\Building System Class\B20-General Building Exterior\B2030 - Exterior Doors\Door,Overhead-Shutter,Manual,Elec,Roll-up - DOH | 1016979
36-R1 | 36-R1 San Bernardino Justice Center | 36-R1-B2034-400-DOH04 | DOOR OVERHEAD ROLL-UP (SALLY PORT SOUTH) | COOKSON ROLLING DOORS | SGH0-07543ESL-C0057 | SGH7543ESL | OM00040214 |  | BASEMENT SALLY PORT EAST SIDE | NA | NA | NA | .75 | 480 | 0.8 | Electric | DNA | NA | NA | \Classifications\Building System Class\B20-General Building Exterior\B2030 - Exterior Doors\Door,Overhead-Shutter,Manual,Elec,Roll-up - DOH | 1016982
36-R1 | 36-R1 San Bernardino Justice Center | 36-R1-B2034-400-DOH05 | DOOR OVERHEAD ROLL-UP (SALLY PORT NORTH) | COOKSON ROLLING DOORS | SGH0-07543ESR-C00189 | SGH7543ESR | OM00040215 |  | BASEMENT SALLY PORT WEST SIDE | NA | NA | NA | .75 | 480 | 0.8 | Electric | DNA | NA | NA | \Classifications\Building System Class\B20-General Building Exterior\B2030 - Exterior Doors\Door,Overhead-Shutter,Manual,Elec,Roll-up - DOH | 1016981
36-R1 | 36-R1 San Bernardino Justice Center | 36-R1-D3042-220-EFN02 | EXHAUST FAN B1-1 (RM B010) | COOK | 1385E4-290-00/0004201 | 80SQN | OM00040275 |  | BASEMENT SECURED PARKING RM B010 | NA | NA | NA | .25 | 110 | 5 | Electric | 1 | NA | NA | \Classifications\Building System Class\D30-HVAC Systems\D3040 - Distribution SYS\Supply/Exhaust/Return fans- FAN | 1016984
36-R1 | 36-R1 San Bernardino Justice Center | 36-R1-D3042-220-EFN04 | EXHAUST FAN B1-4 (RM B068A) | COOK | 138SE47290-00/0005301 | 70SQN | OM00040260 |  | BASEMENT MAIL PROCESSING ROOM 068A | NA | NA | NA | 0.33 | 110/240 | 6/3.2-3 | Electric | 1 | NA | NA | \Classifications\Building System Class\D30-HVAC Systems\D3040 - Distribution SYS\Supply/Exhaust/Return fans- FAN | 1016985
36-R1 | 36-R1 San Bernardino Justice Center | 36-R1-D3042-220-EFN03 | EXHAUST FAN B1-2 (RM B99A) | COOK | 138SE47290-00/0004202 | 80SQN | OM00040263 |  | BASEMENT STORAGE ROOM 99A | NA | NA | NA | .25 | 110 | 5 | Electric | 1 | NA | NA | \Classifications\Building System Class\D30-HVAC Systems\D3040 - Distribution SYS\Supply/Exhaust/Return fans- FAN | 1016986
36-R1 | 36-R1 San Bernardino Justice Center | 36-R1-D3042-220-EFN10 | EXHAUST FAN P-2 (ATRIUM ROOF) | COOK | 138SE47290-01/0000702 | 300TI | OM00040277 |  | 3RD FLOOR ATRIUM ROOF | NA | NA | NA | 5 | 480 | 13.0/6.5 | Electric | 3 | NA | NA | \Classifications\Building System Class\D30-HVAC Systems\D3040 - Distribution SYS\Supply/Exhaust/Return fans- FAN | 1016992
36-R1 | 36-R1 San Bernardino Justice Center | 36-R1-D3042-220-EFN11 | EXHAUST FAN P-3 (ATRIUM ROOF) | COOK | 138SE47290-01/0000703 | 300TI | OM00040278 |  | 3RD FLOOR ATRIUM ROOF | NA | NA | NA | 5 | 480 | 13.0/6.5 | Electric | 3 | NA | NA | \Classifications\Building System Class\D30-HVAC Systems\D3040 - Distribution SYS\Supply/Exhaust/Return fans- FAN | 1016994
36-R1 | 36-R1 San Bernardino Justice Center | 36-R1-D3042-220-EFN15 | EXHAUST FAN P-7 (ATRIUM ROOF) | COOK | 138SE47290-01/0000707 | 300TI | OM00040282 |  | 3RD FLOOR ATRIUM ROOF | NA | NA | NA | 5 | 480 | 13.0/6.5 | Electric | 3 | NA | NA | \Classifications\Building System Class\D30-HVAC Systems\D3040 - Distribution SYS\Supply/Exhaust/Return fans- FAN | 1016998
36-R1 | 36-R1 San Bernardino Justice Center | 36-R1-D3042-220-EFN16 | EXHAUST FAN P-8 (ATRIUM ROOF) | COOK | 138SE47290-01/0000708 | 300TI | OM00040283 |  | 3RD FLOOR ATRIUM ROOF | NA | NA | NA | 5 | 480 | 13.0/6.5 | Electric | 3 | NA | NA | \Classifications\Building System Class\D30-HVAC Systems\D3040 - Distribution SYS\Supply/Exhaust/Return fans- FAN | 1016997
36-R1 | 36-R1 San Bernardino Justice Center | 36-R1-D3042-220-EFN17 | EXHAUST FAN 11-1 (RM 1174A) | COOK | 138SE47290-00/0003502 | 120SQN | OM00040101 |  | 11TH FLOOR ABOVE FALSE CEILING IN RM 1174A | NA | NA | NA | NA | DNA | DNA | Electric | DNA | NA | NA | \Classifications\Building System Class\D30-HVAC Systems\D3040 - Distribution SYS\Supply/Exhaust/Return fans- FAN | 1016999
36-R1 | 36-R1 San Bernardino Justice Center | 36-R1-D3042-220-EFN19 | EXHAUST FAN #2 (PENTHOUSE) | COOK | 138SE47290-01/0002602 | 300XMPH | OM00040053 |  | NORTH SIDE EXIT OF ROOF | NA | NA | NA | 2 | 480 | 5.95-5.80/2.90 | Electric | 3 | NA | NA | \Classifications\Building System Class\D30-HVAC Systems\D3040 - Distribution SYS\Supply/Exhaust/Return fans- FAN | 1017001
36-R1 | 36-R1 San Bernardino Justice Center | 36-R1-D3042-220-EFN22 | EXHAUST FAN #5 (PENTHOUSE) | COOK | 138SE47290-00/0001801 | 100SQN100SQN-B | OM00040052 |  | FLOOR 12 PENTHOUSE BETWEEN CHILLER RM & BOILER RM | NA | NA | NA | .75 | 240/480 | 2.6-1.3 | Electric | 3 | NA | NA | \Classifications\Building System Class\D30-HVAC Systems\D3040 - Distribution SYS\Supply/Exhaust/Return fans- FAN | 1017004
36-R1 | 36-R1 San Bernardino Justice Center | 36-R1-D3042-220-EFN23 | RELIEF EXHAUST FAN #1 (PENTHOUSE) | COOK | 138SE47290-01/0008601 | 365QMX | OM00040095 |  | FLOOR 12 PENTHOUSE OUTSIDE CHILLER RM | NA | NA | NA | 25 | 480 | 29.9 | Electric | 3 | NA | NA | \Classifications\Building System Class\D30-HVAC Systems\D3040 - Distribution SYS\Supply/Exhaust/Return fans- FAN | 1017005
36-R1 | 36-R1 San Bernardino Justice Center | 36-R1-D1010-100-ELE02 | ELEVATOR #2 | OTIS | 20133214 | AAA21310AD | OM00040037 | State ID# 160302 | FLOOR 12 PENTHOUSE ELEVATOR MACHINE ROOM 1236 | NA | NA | NA | 35 | 480 | 41 | Electric | DNA | NA | NA | \Classifications\Building System Class\D10-Conveyance Systems\D1010 - Elevator\Elevator,Electric,Pass/Freight - ELE | 1017012
36-R1 | 36-R1 San Bernardino Justice Center | 36-R1-D1010-100-ELE08 | ELEVATOR #8 | OTIS | 20133213 | AAA21310AD | OM00040043 | State ID# 160308 | FLOOR 12 PENTHOUSE ELEVATOR MACHINE ROOM 1236 | NA | NA | NA | 35 | 480 | 41 | Electric | DNA | NA | NA | \Classifications\Building System Class\D10-Conveyance Systems\D1010 - Elevator\Elevator,Electric,Pass/Freight - ELE | 1017018
36-R1 | 36-R1 San Bernardino Justice Center | 36-R1-D1010-100-ELE09 | ELEVATOR #9 | OTIS | 20133220 | AAA21310AD | OM00040044 | State ID# 160309 | FLOOR 12 PENTHOUSE ELEVATOR MACHINE ROOM 1236 | NA | NA | NA | 35 | 480 | 41 | Electric | DNA | NA | NA | \Classifications\Building System Class\D10-Conveyance Systems\D1010 - Elevator\Elevator,Electric,Pass/Freight - ELE | 1017020
36-R1 | 36-R1 San Bernardino Justice Center | 36-R1-D1010-100-ELE10 | ELEVATOR #10 | OTIS | 20133221 | AAA21310AD | OM00040045 | State ID# 160310 | FLOOR 12 PENTHOUSE ELEVATOR MACHINE ROOM 1236 | NA | NA | NA | 35 | 480 | 41 | Electric | DNA | NA | NA | \Classifications\Building System Class\D10-Conveyance Systems\D1010 - Elevator\Elevator,Electric,Pass/Freight - ELE | 1017019
36-R1 | 36-R1 San Bernardino Justice Center | 36-R1-D1010-100-ELE12 | Elevator #H1 | OTIS | 20133222 | AAA21310AD | OM00040067 | State ID# 160323 | FLOOR 12 PENTHOUSE FLOOR | NA | NA | NA | 38 | 480 | 33 | Electric | DNA | NA | NA | \Classifications\Building System Class\D10-Conveyance Systems\D1010 - Elevator\Elevator,Electric,Pass/Freight - ELE | 1017022
36-R1 | 36-R1 San Bernardino Justice Center | 36-R1-D3040-120-FCU08 | FAN COIL UNIT #B1-6 (BASEMENT) | TRANE | NA | NA | OM00040269 |  | HOLDING CONTROL ROOM ABOVE CEILING | NA | NA | NA | NA | NA | DNA | Electric | DNA | NA | NA | \Classifications\Building System Class\D30-HVAC Systems\D3040 - Distribution SYS\Fan Coil Unit - FCU | 1017032
36-R1 | 36-R1 San Bernardino Justice Center | 36-R1-D3040-120-FCU13 | FAN COIL UNIT #1-3 (OUTSIDE RM 108A) | TRANE | NA | NA | OM00040176 |  | 1ST FLOOR OUTSIDE RM 108A | NA | NA | NA | NA | NA | DNA | Electric | DNA | NA | NA | \Classifications\Building System Class\D30-HVAC Systems\D3040 - Distribution SYS\Fan Coil Unit - FCU | 1017037
36-R1 | 36-R1 San Bernardino Justice Center | 36-R1-D3040-120-FCU16 | FAN COIL UNIT #1-6 (RM 137A) | TRANE | NA | NA | OM00040173 |  | 1ST FLOOR RM 137A | NA | NA | NA | NA | NA | DNA | Electric | DNA | NA | NA | \Classifications\Building System Class\D30-HVAC Systems\D3040 - Distribution SYS\Fan Coil Unit - FCU | 1017040
36-R1 | 36-R1 San Bernardino Justice Center | 36-R1-D3040-120-FCU17 | FAN COIL UNIT #1-7 (RM 172A) | TRANE | NA | NA | OM00040175 |  | 1ST FLOOR RM 172A | NA | NA | NA | NA | NA | DNA | Electric | DNA | NA | NA | \Classifications\Building System Class\D30-HVAC Systems\D3040 - Distribution SYS\Fan Coil Unit - FCU | 1017041
36-R1 | 36-R1 San Bernardino Justice Center | 36-R1-D3040-120-FCU18 | FAN POWER BOX 1-1 (SECURITY CHECK POINT) | Titus Fan | NA | DTFS-D-10-R | OM00040178 |  | 1ST FLOOR SECURITY CHECK POINT | NA | NA | NA | 0.5 | 240 | 15-3.5 | Electric | 1 | NA | NA | \Classifications\Building System Class\D30-HVAC Systems\D3040 - Distribution SYS\Fan Coil Unit - FCU | 1017042
36-R1 | 36-R1 San Bernardino Justice Center | 36-R1-D3040-120-FCU23 | FAN COIL UNIT #2-4 (RM 237A) | TRANE | NA | NA | OM00040148 |  | 2ND FLOOR ELECTRICAL ROOM 237A | NA | NA | NA | NA | NA | DNA | Electric | DNA | NA | NA | \Classifications\Building System Class\D30-HVAC Systems\D3040 - Distribution SYS\Fan Coil Unit - FCU | 1017048
36-R1 | 36-R1 San Bernardino Justice Center | 36-R1-D3040-120-FCU24 | FAN COIL UNIT #3-1 (NEXT TO RM 327A) | TRANE | T13A00273 | BCHC054G2G0A3G03D000000B01 | OM00040144 |  | 3RD FLOOR OUTSIDE DATA ROOM 327A | NA | NA | NA | .75 | 480 | 1.9 | Electric | 3 | NA | NA | \Classifications\Building System Class\D30-HVAC Systems\D3040 - Distribution SYS\Fan Coil Unit - FCU | 1017047
36-R1 | 36-R1 San Bernardino Justice Center | 36-R1-D3040-120-FCU26 | FAN COIL UNIT #3-3 (OUTSIDE RM 399) | TRANE | T13A00274 | BCH054G2G0A3G03D000000B01 | OM00040143 |  | 3RD FLOOR ROOM 399 | NA | NA | NA | .75 | 480 | 15-1.9 | Electric | 3 | NA | NA | \Classifications\Building System Class\D30-HVAC Systems\D3040 - Distribution SYS\Fan Coil Unit - FCU | 1017049
36-R1 | 36-R1 San Bernardino Justice Center | 36-R1-D3040-120-FCU28 | FAN COIL UNIT #4-1 (RM 399) | TRANE | T12M56381 | BCHC054G2G0A3G03D000000B01 | OM00040138 |  | 4TH FLOOR INTERVIEW ROOM 462A | NA | NA | NA | .75 | 480 | 1.9 | Electric | 3 | NA | NA | \Classifications\Building System Class\D30-HVAC Systems\D3040 - Distribution SYS\Fan Coil Unit - FCU | 1017052
36-R1 | 36-R1 San Bernardino Justice Center | 36-R1-D3040-120-FCU30 | FAN COIL UNIT #4-3 (RM 437A) | TRANE | NA | D | OM00040139 |  | 4TH FLOOR ELECTRICAL ROOM 437A | NA | NA | NA | NA | NA | DNA | Electric | DNA | NA | NA | \Classifications\Building System Class\D30-HVAC Systems\D3040 - Distribution SYS\Fan Coil Unit - FCU | 1017054
36-R1 | 36-R1 San Bernardino Justice Center | 36-R1-D3040-120-FCU31 | FAN COIL UNIT #4-4 (RM 472A) | TRANE | NA | D | OM00040140 |  | 4TH FLOOR ELECTRICAL ROOM 472A | NA | NA | NA | NA | NA | DNA | Electric | DNA | NA | NA | \Classifications\Building System Class\D30-HVAC Systems\D3040 - Distribution SYS\Fan Coil Unit - FCU | 1017056
36-R1 | 36-R1 San Bernardino Justice Center | 36-R1-D3040-120-FCU40 | FAN COIL UNIT #7-3 (RM 737A) | TRANE | NA | NA | OM00040118 |  | 7TH FLOOR ELECTRICAL ROOM 799 | NA | NA | NA | NA | DNA | DNA | Electric | DNA | NA | NA | \Classifications\Building System Class\D30-HVAC Systems\D3040 - Distribution SYS\Fan Coil Unit - FCU | 1017063
36-R1 | 36-R1 San Bernardino Justice Center | 36-R1-D3040-120-FCU46 | FAN COIL UNIT #9-2 (OUTSIDE RM 999) | TRANE | T13A00280 | BCHC054G2G0A3G03D000000B01 | OM00040110 |  | 9TH FLOOR OUTSIDE ROOM 999 | NA | NA | NA | .75 | 480 | 15-1.9 | Electric | 3 | NA | NA | \Classifications\Building System Class\D30-HVAC Systems\D3040 - Distribution SYS\Fan Coil Unit - FCU | 1017068
36-R1 | 36-R1 San Bernardino Justice Center | 36-R1-D3042-220-EFN05 | EXHAUST FAN B1-5 (RM B094A) | COOK | 138SE47290-00/0006301 | 80SQN | OM00040261 |  | BASMENT TRASH COLLECTION ROOM 094A | NA | NA | NA | .25 | 110 | 5 | Electric | 1 | NA | NA | \Classifications\Building System Class\D30-HVAC Systems\D3040 - Distribution SYS\Supply/Exhaust/Return fans- FAN | 1016988
36-R1 | 36-R1 San Bernardino Justice Center | 36-R1-D3042-220-EFN06 | EXHAUST FAN B1-6 (RM B078A) | COOK | 138SE47290-00/0007301 | 80SQN | OM00040259 |  | BASEMENT LOADING/RECEIVING ROOM 78A | NA | NA | NA | .25 | 110 | 5 | Electric | 1 | NA | NA | \Classifications\Building System Class\D30-HVAC Systems\D3040 - Distribution SYS\Supply/Exhaust/Return fans- FAN | 1016987
36-R1 | 36-R1 San Bernardino Justice Center | 36-R1-D3042-220-EFN07 | EXHAUST FAN 2-1 (DIRECT DRIVE) (RM 208A) | COOK | 138SE47290-00/0002801 | 135SQN | OM00040169 |  | 2ND FLOOR ELECTRICAL ROOM 208A | NA | NA | NA | NA | NA | DNA | Electric | DNA | NA | NA | \Classifications\Building System Class\D30-HVAC Systems\D3040 - Distribution SYS\Supply/Exhaust/Return fans- FAN | 1016990
36-R1 | 36-R1 San Bernardino Justice Center | 36-R1-D3042-220-EFN08 | EXHAUST FAN 3-1 (RM 308A) | COOK | 138SE47290-00/003501 | 120SQN | OM00040162 |  | 3RD FLOOR ELECTRICAL ROOM 308A | NA | NA | NA | NA | NA | DNA | Electric | DNA | NA | NA | \Classifications\Building System Class\D30-HVAC Systems\D3040 - Distribution SYS\Supply/Exhaust/Return fans- FAN | 1016989
36-R1 | 36-R1 San Bernardino Justice Center | 36-R1-D3042-220-EFN09 | EXHAUST FAN P-1 (ATRIUM ROOF) | COOK | 138SE47290-01/0000701 | 300TI | OM00040276 |  | 3RD FLOOR ATRIUM ROOF | NA | NA | NA | 5 | 480 | 13.0/6.5 | Electric | 3 | NA | NA | \Classifications\Building System Class\D30-HVAC Systems\D3040 - Distribution SYS\Supply/Exhaust/Return fans- FAN | 1016991
36-R1 | 36-R1 San Bernardino Justice Center | 36-R1-D3042-220-EFN12 | EXHAUST FAN P-4 (ATRIUM ROOF) | COOK | 138SE47290-01/0000704 | 300TI | OM00040279 |  | 3RD FLOOR ATRIUM ROOF | NA | NA | NA | 5 | 480 | 13.0/6.5 | Electric | 3 | NA | NA | \Classifications\Building System Class\D30-HVAC Systems\D3040 - Distribution SYS\Supply/Exhaust/Return fans- FAN | 1016993
36-R1 | 36-R1 San Bernardino Justice Center | 36-R1-D3042-220-EFN13 | EXHAUST FAN P-5 (ATRIUM ROOF) | COOK | 138SE47290-01/0000705 | 300TI | OM00040280 |  | 3RD FLOOR ATRIUM ROOF | NA | NA | NA | 5 | 480 | 13.0/6.5 | Electric | 3 | NA | NA | \Classifications\Building System Class\D30-HVAC Systems\D3040 - Distribution SYS\Supply/Exhaust/Return fans- FAN | 1016995
36-R1 | 36-R1 San Bernardino Justice Center | 36-R1-D3042-220-EFN14 | EXHAUST FAN P-6 (ATRIUM ROOF) | COOK | 138SE47290-01/0000706 | 300TI | OM00040281 |  | 3RD FLOOR ATRIUM ROOF | NA | NA | NA | 5 | 480 | 13.0/6.5 | Electric | 3 | NA | NA | \Classifications\Building System Class\D30-HVAC Systems\D3040 - Distribution SYS\Supply/Exhaust/Return fans- FAN | 1016996
36-R1 | 36-R1 San Bernardino Justice Center | 36-R1-D3042-220-EFN18 | EXHAUST FAN #1 (PENTHOUSE) | COOK | 138SE47290-00/0015201 | 365SQI | OM00040312 |  | FLOOR 12 PENTHOUSE OUTSIDE CHILLER RM | NA | NA | NA | 10 | 240/480 | 24.3/12.2 | Electric | 3 | NA | NA | \Classifications\Building System Class\D30-HVAC Systems\D3040 - Distribution SYS\Supply/Exhaust/Return fans- FAN | 1017000
36-R1 | 36-R1 San Bernardino Justice Center | 36-R1-D3042-220-EFN20 | EXHAUST FAN #3 (RM P1255A) | COOK | 138SE47290-01/0003601 | 300XMPH | OM00040070 |  | FLOOR 12 PENTHOUSE ROOM 1255A | NA | NA | NA | 1 | 240/480 | 3.00-2.90/1.45 | Electric | 3 | NA | NA | \Classifications\Building System Class\D30-HVAC Systems\D3040 - Distribution SYS\Supply/Exhaust/Return fans- FAN | 1017002
36-R1 | 36-R1 San Bernardino Justice Center | 36-R1-D3042-220-EFN21 | EXHAUST FAN #4 (PENTHOUSE) | COOK | 138SE47290-00/0000701 | 365SQN365SQN-B | OM00040060 |  | FLOOR 12 PENTHOUSE OUTSIDE CHILLER RM | NA | NA | NA | 7.5 | 240/480 | 19.01-9.55 | Electric | 3 | NA | NA | \Classifications\Building System Class\D30-HVAC Systems\D3040 - Distribution SYS\Supply/Exhaust/Return fans- FAN | 1017003
36-R1 | 36-R1 San Bernardino Justice Center | 36-R1-D3042-220-EFN24 | RELIEF EXHAUST FAN #2 (PENTHOUSE) | COOK | 138SE47290-01/0010101 | 365QMX | OM00040094 |  | FLOOR 12 PENTHOUSE OUTSIDE CHILLER RM | NA | NA | NA | 45 | 480 | DNA | Electric | 3 | NA | NA | \Classifications\Building System Class\D30-HVAC Systems\D3040 - Distribution SYS\Supply/Exhaust/Return fans- FAN | 1017006
36-R1 | 36-R1 San Bernardino Justice Center | 36-R1-D3042-220-EFN25 | RELIEF EXHAUST FAN #3 (PENTHOUSE) | COOK | 138SE47290-01/0008602 | 365QMX | OM00040093 |  | FLOOR 12 PENTHOUSE OUTSIDE CHILLER RM | NA | NA | NA | NA | DNA | DNA | Electric | DNA | NA | NA | \Classifications\Building System Class\D30-HVAC Systems\D3040 - Distribution SYS\Supply/Exhaust/Return fans- FAN | 1017007
36-R1 | 36-R1 San Bernardino Justice Center | 36-R1-D3042-220-EFN26 | RELIEF EXHAUST FAN #4 (PENTHOUSE) | COOK | 138SEH7290-01/0010102 | 365QMX | OM00040072 |  | FLOOR 12 PENTHOUSE OUTSIDE CHILLER RM | NA | NA | NA | 25 | 480 | 30 | Electric | 3 | NA | NA | \Classifications\Building System Class\D30-HVAC Systems\D3040 - Distribution SYS\Supply/Exhaust/Return fans- FAN | 1017008
36-R1 | 36-R1 San Bernardino Justice Center | 36-R1-D3042-220-EFN27 | RELIEF EXHAUST FAN B1-1 (RM B010) | COOK | 138SE47290-001/0004 | 330QMX | OM00040267 |  | BASEMENT SECURED PARKING AREA RM 010 | NA | NA | NA | 10 | 480 | 26-24.4/12.20 | Electric | 3 | NA | NA | \Classifications\Building System Class\D30-HVAC Systems\D3040 - Distribution SYS\Supply/Exhaust/Return fans- FAN | 1017009
36-R1 | 36-R1 San Bernardino Justice Center | 36-R1-D3042-220-EFN28 | RELIEF EXHAUST FAN B1-2 (RM B010) | COOK | 138SE47290-01/0005601 | 330QMX | OM00040268 |  | BASEMENT SECURED PARKING AREA RM 010 | NA | NA | NA | 10 | 480 | 26-24.4/12.20 | Electric | 3 | NA | NA | \Classifications\Building System Class\D30-HVAC Systems\D3040 - Distribution SYS\Supply/Exhaust/Return fans- FAN | 1017010
36-R1 | 36-R1 San Bernardino Justice Center | 36-R1-D1010-100-ELE01 | ELEVATOR #1 | OTIS | 20133212 | AAA21310AD | OM00040036 | State ID# 160301 | FLOOR 12 PENTHOUSE ELEVATOR MACHINE ROOM 1236 | NA | NA | NA | 35 | 480 | 41 | Electric | DNA | NA | NA | \Classifications\Building System Class\D10-Conveyance Systems\D1010 - Elevator\Elevator,Electric,Pass/Freight - ELE | 1017011
36-R1 | 36-R1 San Bernardino Justice Center | 36-R1-D1010-100-ELE03 | ELEVATOR #3 | OTIS | 20133215 | AAA21310AD | OM00040038 | State ID# 160303 | FLOOR 12 PENTHOUSE ELEVATOR MACHINE ROOM 1236 | NA | NA | NA | 35 | 480 | 41 | Electric | DNA | NA | NA | \Classifications\Building System Class\D10-Conveyance Systems\D1010 - Elevator\Elevator,Electric,Pass/Freight - ELE | 1017014
36-R1 | 36-R1 San Bernardino Justice Center | 36-R1-D1010-100-ELE04 | ELEVATOR #4 | OTIS | 20133216 | AAA21310AD | OM00040039 | State ID# 160304 | FLOOR 12 PENTHOUSE ELEVATOR MACHINE ROOM 1236 | NA | NA | NA | 35 | 480 | 41 | Electric | DNA | NA | NA | \Classifications\Building System Class\D10-Conveyance Systems\D1010 - Elevator\Elevator,Electric,Pass/Freight - ELE | 1017013
36-R1 | 36-R1 San Bernardino Justice Center | 36-R1-D1010-100-ELE05 | ELEVATOR #5 | OTIS | 20133217 | AAA21310AD | OM00040040 | State ID# 160305 | FLOOR 12 PENTHOUSE ELEVATOR MACHINE ROOM 1236 | NA | NA | NA | 35 | 480 | 41 | Electric | DNA | NA | NA | \Classifications\Building System Class\D10-Conveyance Systems\D1010 - Elevator\Elevator,Electric,Pass/Freight - ELE | 1017015
36-R1 | 36-R1 San Bernardino Justice Center | 36-R1-D1010-100-ELE06 | ELEVATOR #6 | OTIS | 20133218 | AAA21310AD | OM00040041 | State ID# 160306 | FLOOR 12 PENTHOUSE ELEVATOR MACHINE ROOM 1236 | NA | NA | NA | 35 | 480 | 41 | Electric | DNA | NA | NA | \Classifications\Building System Class\D10-Conveyance Systems\D1010 - Elevator\Elevator,Electric,Pass/Freight - ELE | 1017016
36-R1 | 36-R1 San Bernardino Justice Center | 36-R1-D1010-100-ELE07 | ELEVATOR #7 | OTIS | 20133219 | AAA21310AD | OM00040042 | State ID# 160307 | FLOOR 12 PENTHOUSE ELEVATOR MACHINE ROOM 1236 | NA | NA | NA | 35 | 480 | 41 | Electric | DNA | NA | NA | \Classifications\Building System Class\D10-Conveyance Systems\D1010 - Elevator\Elevator,Electric,Pass/Freight - ELE | 1017017
36-R1 | 36-R1 San Bernardino Justice Center | 36-R1-D1010-100-ELE11 | Elevator #H2 | OTIS | 20133223 | AAA21310AD | OM00040076 | State ID# 160324 | FLOOR 12 PENTHOUSE ELEVATOR MACHINE ROOM 1236 | NA | NA | NA | 38 | 480 | 33 | Electric | DNA | NA | NA | \Classifications\Building System Class\D10-Conveyance Systems\D1010 - Elevator\Elevator,Electric,Pass/Freight - ELE | 1017021
36-R1 | 36-R1 San Bernardino Justice Center | 36-R1-D1010-100-ELE13 | Elevator #S1 | OTIS | 201312215 | AAA21310AD | OM00040065 | State ID# 160322 | FLOOR 12 PENTHOUSE FLOOR | NA | NA | NA | 38 | DNA | 33 | Electric | DNA | NA | NA | \Classifications\Building System Class\D10-Conveyance Systems\D1010 - Elevator\Elevator,Electric,Pass/Freight - ELE | 1017023
36-R1 | 36-R1 San Bernardino Justice Center | 36-R1-D5037-710-FAP01 | FIRE ALARM PANEL (RM 106A) | SIEMENS | NA | XLS- FIRE FINDER PMI-2 | OM00040230 |  | 1ST FLOOR FIRE COMMAND ROOM 106A | NA | NA | NA | NA | NA | DNA | Electric | DNA | NA | NA | \Classifications\Building System Class\D50-Electrical SYS\D5030 - Comm & Security\Fire Alarm Panel - FAP | 1017026
36-R1 | 36-R1 San Bernardino Justice Center | 36-R1-D3040-120-FCU01 | FAN COIL UNIT #1 (PENTHOUSE) | TRANE | T12M56367 | BCH024A2G013N01G000000 | OM00040048 |  | FLOOR 12 PENTHOUSE | NA | NA | NA | .33 | 110/240 | 5.8/3.1-2.9 | Electric | 1 | NA | NA | \Classifications\Building System Class\D30-HVAC Systems\D3040 - Distribution SYS\Fan Coil Unit - FCU | 1017025
36-R1 | 36-R1 San Bernardino Justice Center | 36-R1-D3040-120-FCU02 | FAN COIL UNIT #2 (RM 1260) | TRANE | T12M56368 | BCHC024A2G0A3N01G000000B01 | OM00040058 |  | FLOOR 12 PENTHOUSE ROOM 1260 | NA | NA | NA | .33 | 110/240 | 5.8/3.1-2.9 | Electric | 1 | NA | NA | \Classifications\Building System Class\D30-HVAC Systems\D3040 - Distribution SYS\Fan Coil Unit - FCU | 1017028
36-R1 | 36-R1 San Bernardino Justice Center | 36-R1-D3041-210-SFN01 | Supply Fan B1-1 (Rm 003A) | Cook Fan | 138SE47290000010601 | 100SQN | OM00040184 |  | Mechanical Room 003A | NA | NA | NA | .75 | 230/460 | 2.6/1.3 | Electric | 3 | NA | NA | \Classifications\Building System Class\D30-HVAC Systems\D3040 - Distribution SYS\Supply/Exhaust/Return fans- FAN | 1017027
36-R1 | 36-R1 San Bernardino Justice Center | 36-R1-D3040-120-FCU04 | FAN COIL UNIT #B1-2 (RM B070A) | TRANE | NA | NA | OM00040271 |  | EMERGENCY GENERATOR SWITCHGEAR ROOM 070A | NA | NA | NA | NA | NA | DNA | Electric | DNA | NA | NA | \Classifications\Building System Class\D30-HVAC Systems\D3040 - Distribution SYS\Fan Coil Unit - FCU | 1017029
36-R1 | 36-R1 San Bernardino Justice Center | 36-R1-D3040-120-FCU05 | FAN COIL UNIT #B1-3 (RM B080A) | TRANE | NA | NA | OM00040182 |  | BASMENT ELECTRICAL ROOM 80A | NA | NA | NA | NA | NA | DNA | Electric | DNA | NA | NA | \Classifications\Building System Class\D30-HVAC Systems\D3040 - Distribution SYS\Fan Coil Unit - FCU | 1017030
36-R1 | 36-R1 San Bernardino Justice Center | 36-R1-D3040-120-FCU06 | FAN COIL UNIT #B1-4 (BASEMENT) | TRANE | T12M56370 | BCHC054G2G0A3G03D000000B01 | OM00040270 |  | BASEMENT HALLWAY OUTSIDE CONTROL ROOM WEST SIDE | NA | NA | NA | .75 | 480 | 15-1.9 | Electric | 3 | NA | NA | \Classifications\Building System Class\D30-HVAC Systems\D3040 - Distribution SYS\Fan Coil Unit - FCU | 1017031
36-R1 | 36-R1 San Bernardino Justice Center | 36-R1-D3040-120-FCU09 | FAN COIL UNIT #B1-7 (RM B066.1A) | TRANE | NA | NA | OM00040273 |  | BASEMENT ACROSS FROM MAIL PROCESSING RM 066.1A | NA | NA | NA | NA | NA | DNA | Electric | DNA | NA | NA | \Classifications\Building System Class\D30-HVAC Systems\D3040 - Distribution SYS\Fan Coil Unit - FCU | 1017033
36-R1 | 36-R1 San Bernardino Justice Center | 36-R1-D3040-120-FCU10 | FAN COIL UNIT #B1-8 (RM B50) | TRANE | T12M56371 | BCHC054G2G0A3G03D000000B01 | OM00040183 |  | BASEMENT PUMP ROOM 50 | NA | NA | NA | .75 | 480 | 15-1.9 | Electric | 3 | NA | NA | \Classifications\Building System Class\D30-HVAC Systems\D3040 - Distribution SYS\Fan Coil Unit - FCU | 1017034
36-R1 | 36-R1 San Bernardino Justice Center | 36-R1-D3040-120-FCU11 | FAN COIL UNIT #1-1 (SECURITY AREA) | TRANE | T13K50140 | BCHC036G2G0A3M02F000000B01 | OM00040181 |  | 1ST FLOOR SECURITY AREA | NA | NA | NA | 0.5 | 480 | 15-1.5 | Electric | 3 | NA | NA | \Classifications\Building System Class\D30-HVAC Systems\D3040 - Distribution SYS\Fan Coil Unit - FCU | 1017035
36-R1 | 36-R1 San Bernardino Justice Center | 36-R1-D3040-120-FCU12 | FAN COIL UNIT #1-2 (OUTSIDE RM 108A) | TRANE | T12M56374 | BCHC054G2G0A4G03D000000B01 | OM00040177 |  | 1ST FLOOR OUTSIDE RM 108A | NA | NA | NA | 0.5 | 480 | 15-1.5 | Electric | 3 | NA | NA | \Classifications\Building System Class\D30-HVAC Systems\D3040 - Distribution SYS\Fan Coil Unit - FCU | 1017036
36-R1 | 36-R1 San Bernardino Justice Center | 36-R1-D3040-120-FCU14 | FAN COIL UNIT #1-4 (RM 161A) | TRANE | T12M56372 | BCHC054G2G0A3G03D000000B01 | OM00040180 |  | 1ST FLOOR OUTSIDE RM 161A | NA | NA | NA | .75 | 480 | 15-1.5 | Electric | 3 | NA | NA | \Classifications\Building System Class\D30-HVAC Systems\D3040 - Distribution SYS\Fan Coil Unit - FCU | 1017038
36-R1 | 36-R1 San Bernardino Justice Center | 36-R1-D3040-120-FCU15 | FAN COIL UNIT #1-5 (OUTSIDE RM 199) | TRANE | T12M56373 | BCHC054G2G0A3G03D000000B01 | OM00040174 |  | 1ST FLOOR OUTSIDE RM 199A | NA | NA | NA | .75 | 480 | 1500-1.9 | Electric | 3 | NA | NA | \Classifications\Building System Class\D30-HVAC Systems\D3040 - Distribution SYS\Fan Coil Unit - FCU | 1017039
36-R1 | 36-R1 San Bernardino Justice Center | 36-R1-D3040-120-FCU19 | FAN POWER BOX 1-2 (SECURITY CHECK POINT) | Titus Fan | NA | DTFS-D-10-R | OM00040179 |  | 1ST FLOOR SECURITY CHECK POINT | NA | NA | NA | 0.5 | 240 | 15-3.5 | Electric | 1 | NA | NA | \Classifications\Building System Class\D30-HVAC Systems\D3040 - Distribution SYS\Fan Coil Unit - FCU | 1017043
36-R1 | 36-R1 San Bernardino Justice Center | 36-R1-D3040-120-FCU20 | FAN COIL UNIT #2-1 (RM 262A) | TRANE | T13A00281 | BCHC054G2G0A3G04E000000B01 | OM00040146 |  | 2ND FLOOR INTERVIEW ROOM 262A | NA | NA | NA | 1 | 480 | 15-2.2 | Electric | 3 | NA | NA | \Classifications\Building System Class\D30-HVAC Systems\D3040 - Distribution SYS\Fan Coil Unit - FCU | 1017044
36-R1 | 36-R1 San Bernardino Justice Center | 36-R1-D3040-120-FCU21 | FAN COIL UNIT #2-2 (OUTSIDE RM 299) | TRANE | T13A00271 | BCHC054G2G0A3G03D000000B01 | OM00040147 |  | 2ND FLOOR HALLWAY OUTSIDE ROOM 299 | NA | NA | NA | .75 | 480 | 1500-1.9 | Electric | 3 | NA | NA | \Classifications\Building System Class\D30-HVAC Systems\D3040 - Distribution SYS\Fan Coil Unit - FCU | 1017046
36-R1 | 36-R1 San Bernardino Justice Center | 36-R1-D3040-120-FCU22 | FAN COIL UNIT #2-3 (NEAR RM 207) | TRANE | T13A00272 | BCHC054G2G0A3G03D000000B01 | OM00040145 |  | 2ND FLOOR NEXT TO RM 207 ON SOUTH SIDE | NA | NA | NA | .75 | 480 | 1.9 | Electric | 3 | NA | NA | \Classifications\Building System Class\D30-HVAC Systems\D3040 - Distribution SYS\Fan Coil Unit - FCU | 1017045
36-R1 | 36-R1 San Bernardino Justice Center | 36-R1-D3040-120-FCU25 | FAN COIL UNIT #3-2(RM 362A) | TRANE | t13a00282 | BCHC054G2G0A3G04E000000B01 | OM00040142 |  | 3RD FLOOR ROOM 362A | NA | NA | NA | 1 | 480 | 1.8 | Electric | 3 | NA | NA | \Classifications\Building System Class\D30-HVAC Systems\D3040 - Distribution SYS\Fan Coil Unit - FCU | 1017050
36-R1 | 36-R1 San Bernardino Justice Center | 36-R1-D3040-120-FCU42 | FAN COIL UNIT #8-1 (RM 862A) | TRANE | T13A00285 | BCH054G2G0A3G04E000000B01 | OM00040141 |  | 8TH FLOOR INTERVIEW ROOM 862A | NA | NA | NA | 1 | 480 | 15-2.2 | Electric | 3 | NA | NA | \Classifications\Building System Class\D30-HVAC Systems\D3040 - Distribution SYS\Fan Coil Unit - FCU | 1017051
36-R1 | 36-R1 San Bernardino Justice Center | 36-R1-D3040-120-FCU29 | FAN COIL UNIT #4-2 (OUTSIDE RM 499) | TRANE | T12M56381 | BCHC054G2G0A3G03D000000B01 | OM00040137 |  | 4TH FLOOR HALLWAY NEAR ROOM 499 | NA | NA | NA | .75 | 480 | 2.2 | Electric | 3 | NA | NA | \Classifications\Building System Class\D30-HVAC Systems\D3040 - Distribution SYS\Fan Coil Unit - FCU | 1017053
36-R1 | 36-R1 San Bernardino Justice Center | 36-R1-D3040-120-FCU32 | FAN COIL UNIT #5-1 (RM 562A) | TRANE | T13A00283 | BCHC054G2G0A3G04E000000B01 | OM00040132 |  | 5TH FLOOR INTERVIEW ROOM 562A | NA | NA | NA | 1 | 480 | 2.2 | Electric | 3 | NA | NA | \Classifications\Building System Class\D30-HVAC Systems\D3040 - Distribution SYS\Fan Coil Unit - FCU | 1017055
36-R1 | 36-R1 San Bernardino Justice Center | 36-R1-D3040-120-FCU33 | FAN COIL UNIT #5-2 (OUTSIDE RM 599) | TRANE | T13A00275 | BCHC054G2G0A3G03D000000B01 | OM00040131 |  | 5TH FLOOR HALLWAY NEAR ROOM 599 | NA | NA | NA | .75 | 480 | 1.9 | Electric | 3 | NA | NA | \Classifications\Building System Class\D30-HVAC Systems\D3040 - Distribution SYS\Fan Coil Unit - FCU | 1017058
36-R1 | 36-R1 San Bernardino Justice Center | 36-R1-D3040-120-FCU34 | FAN COIL UNIT #5-3 (RM 537A) | TRANE | NA | BCHC054G2G0A3G04E000000B01 | OM00040133 |  | 5TH FLOOR ELECTRICAL ROOM 537A | NA | NA | NA | NA | NA | DNA | Electric | DNA | NA | NA | \Classifications\Building System Class\D30-HVAC Systems\D3040 - Distribution SYS\Fan Coil Unit - FCU | 1017057
36-R1 | 36-R1 San Bernardino Justice Center | 36-R1-D3040-120-FCU35 | FAN COIL UNIT #6-1 (RM 662A) | TRANE | T13A00284 | BCHC054G2G0A3G04E000000B01 | OM00040126 |  | 6TH FLOOR ROOM 662A | NA | NA | NA | 1 | 480 | 15-2.2 | Electric | 3 | NA | NA | \Classifications\Building System Class\D30-HVAC Systems\D3040 - Distribution SYS\Fan Coil Unit - FCU | 1017060
36-R1 | 36-R1 San Bernardino Justice Center | 36-R1-D3040-120-FCU36 | FAN COIL UNIT #6-2 (RM 662A) | TRANE | T13A00276 | BCHC054G2G0A3G03D000000B01 | OM00040125 |  | 6TH FLOOR HALLWAY NEAR ROOM 699 | NA | NA | NA | .75 | 480 | 15-1.9 | Electric | 3 | NA | NA | \Classifications\Building System Class\D30-HVAC Systems\D3040 - Distribution SYS\Fan Coil Unit - FCU | 1017059
36-R1 | 36-R1 San Bernardino Justice Center | 36-R1-D3040-120-FCU37 | FAN COIL UNIT #6-3 (RM 637A) | TRANE | NA | NA | OM00040130 |  | 6TH FLOOR ELECTRICAL ROOM 637A | NA | NA | NA | NA | NA | DNA | Electric | DNA | NA | NA | \Classifications\Building System Class\D30-HVAC Systems\D3040 - Distribution SYS\Fan Coil Unit - FCU | 1017061
36-R1 | 36-R1 San Bernardino Justice Center | 36-R1-D3040-120-FCU39 | FAN COIL UNIT #7-2 (OUTSIDE RM 799) | TRANE | T13A00278 | BCHC054G2G0A3G03D000000B01 | OM00040124 |  | 7TH FLOOR OUTSIDE ROOM 799 | NA | NA | NA | .75 | 480 | 15-1.9 | Electric | 3 | NA | NA | \Classifications\Building System Class\D30-HVAC Systems\D3040 - Distribution SYS\Fan Coil Unit - FCU | 1017062
36-R1 | 36-R1 San Bernardino Justice Center | 36-R1-D3040-120-FCU41 | FAN COIL UNIT #7-4 (RM 772A) | TRANE | NA | NA | OM00040119 |  | 7TH FLOOR ELECTRICAL ROOM 772A | NA | NA | NA | NA | NA | DNA | Electric | DNA | NA | NA | \Classifications\Building System Class\D30-HVAC Systems\D3040 - Distribution SYS\Fan Coil Unit - FCU | 1017064
36-R1 | 36-R1 San Bernardino Justice Center | 36-R1-D3040-120-FCU43 | FAN COIL UNIT #8-2 (OUTSIDE RM 899) | TRANE | T13A00279 | BCHC054G2G0A3G03D000000B01 | OM00040117 |  | 8TH FLOOR OUTSDIE ROOM 899 | NA | NA | NA | .75 | 480 | 15-1.9 | Electric | 3 | NA | NA | \Classifications\Building System Class\D30-HVAC Systems\D3040 - Distribution SYS\Fan Coil Unit - FCU | 1017065
36-R1 | 36-R1 San Bernardino Justice Center | 36-R1-D3040-120-FCU44 | FAN COIL UNIT #8-3 (RM 837A) | TRANE | NA | NA | OM00040116 |  | 8TH FLOOR ELECTRICAL ROOM 837A | NA | NA | NA | NA | NA | DNA | Electric | DNA | NA | NA | \Classifications\Building System Class\D30-HVAC Systems\D3040 - Distribution SYS\Fan Coil Unit - FCU | 1017066
36-R1 | 36-R1 San Bernardino Justice Center | 36-R1-D3040-120-FCU45 | FAN COIL UNIT #9-1 (RM 962A) | TRANE | T13A00286 | BCHC054G2G0A3G04E000000B01 | OM00040114 |  | 9TH FLOOR INTERVIEW ROOM 962A | NA | NA | NA | 1 | 480 | 1500-2.2 | Electric | 3 | NA | NA | \Classifications\Building System Class\D30-HVAC Systems\D3040 - Distribution SYS\Fan Coil Unit - FCU | 1017067
36-R1 | 36-R1 San Bernardino Justice Center | 36-R1-D3040-120-FCU47 | FAN COIL UNIT #9-3 (RM 937A) | TRANE | NA | NA | OM00040115 |  | 9TH FLOOR ELECTRICAL ROOM 937A | NA | NA | NA | NA | NA | DNA | Electric | DNA | NA | NA | \Classifications\Building System Class\D30-HVAC Systems\D3040 - Distribution SYS\Fan Coil Unit - FCU | 1017070
36-R1 | 36-R1 San Bernardino Justice Center | 36-R1-D3040-120-FCU48 | FAN COIL UNIT #10-1 (RM 1062A) | TRANE | T12M56363 | BCHC054G2G0A3G03D000000B01 | OM00040100 |  | 10TH FLOOR INTERVIEW ROOM 1062A | NA | NA | NA | .75 | 480 | 15-1.9 | Electric | 3 | NA | NA | \Classifications\Building System Class\D30-HVAC Systems\D3040 - Distribution SYS\Fan Coil Unit - FCU | 1017069
36-R1 | 36-R1 San Bernardino Justice Center | 36-R1-D3040-120-FCU53 | FAN COIL UNIT #11-2 (OUTSIDE RM 1171A) | TRANE | T12M56366 | BCHC054G2G0A3G03D | OM00040096 |  | FLOOR 12 PENTHOUSE ABOVE RM 1153A IN HALLWAY | NA | NA | NA | .75 | 480 | 15-1.9 | Electric | 3 | NA | NA | \Classifications\Building System Class\D30-HVAC Systems\D3040 - Distribution SYS\Fan Coil Unit - FCU | 1017074
36-R1 | 36-R1 San Bernardino Justice Center | 36-R1-D4031-100-FEX01 | FIRE EXTINGUISHERS(182) | NA | NA | NA | OM00040284 |  | THROUGHOUT BUILDING | NA | NA | NA | NA | NA | NA | NA | NA | NA | NA | \Classifications\Building System Class\D40-Fire Protection SYS\D4030 - FIRE SPEC\Fire Extinguisher - FEX | 1017073
36-R1 | 36-R1 San Bernardino Justice Center | 36-R1-G3010-210-FWT01 | FIRE WATER STORAGE TANK | NA | NA | NA | OM00040274 |  | BASEMENT RM 002A | NA | NA | NA | NA | NA | NA | NA | NA | NA | NA | \Classifications\Building System Class\G30-Site Mechanical Utilities\G3010 - Water Supply\Fire Water Tank - FWT | 1017077
36-R1 | 36-R1 San Bernardino Justice Center | 36-R1-D5092-210-GEN01 | GENERATOR | STAMFORD | SX13AQ45714 | NA | OM00040231 | Permit # G35288 A/N 573725 | GROUNDS | NA | NA | NA | 2650 | 480 | 2273.4 | Diesel | DNA | NA | NA | \Classifications\Building System Class\D50-Electrical SYS\D5090 - Elec SYS\Emergency Generator - GEN | 1017078
36-R1 | 36-R1 San Bernardino Justice Center | 36-R1-D3020-100-HET01 | HEATER WATER EXPANSION TANK | BELL & GOSSETT | 253521 | B600 | OM00040033 |  | FLOOR 12 PENTHOUSE BOILER RM 1290A | NA | NA | NA | NA | NA | NA | NA | NA | NA | NA | \Classifications\Building System Class\D30-HVAC Systems\D3020 - Heat SYS\Heater Water Expansion Tank - HET | 1017079
36-R1 | 36-R1 San Bernardino Justice Center | 36-R1-G2049-300-HSC01 | HARDSCAPE | NA | NA | NA | OM00040286 |  | GROUNDS | NA | NA | NA | NA | NA | NA | NA | NA | NA | NA | \Classifications\Building System Class\G20-Other Systems\G2040 - Site Development\Hardscape - HSC | 1017081
36-R1 | 36-R1 San Bernardino Justice Center | 36-R1-D2022-100-HWE01 | WATER HEATER B1-1, DOMESTIC (ELECTRIC) | AO SMITH | 1311R000013 | DVE250A | OM00040204 |  | BASEMENT PUMP ROOM 50A | NA | NA | NA | NA | 480 | 72 | Electric | 3 | NA | NA | \Classifications\Building System Class\D20-Plumbing\D2020 - Domestic Water\Domestic Water Heater, Electric - HWE | 1017082
36-R1 | 36-R1 San Bernardino Justice Center | 36-R1-D2022-100-HWE02 | WATER HEATER B1-2, DOMESTIC (ELECTRIC) | AO SMITH | 1311R000014 | DVE250A | OM00040205 |  | BASEMENT PUMP ROOM 50A | NA | NA | NA | NA | 480 | 72 | Electric | 3 | NA | NA | \Classifications\Building System Class\D20-Plumbing\D2020 - Domestic Water\Domestic Water Heater, Electric - HWE | 1017083
36-R1 | 36-R1 San Bernardino Justice Center | 36-R1-G2050-200-LSC01 | LANDSCAPE | NA | NA | NA | OM00040287 |  | GROUNDS | NA | NA | NA | NA | NA | NA | NA | NA | NA | NA | \Classifications\Building System Class\G20-Other Systems\G2050 - Landscaping\Landscaping - LSC | 1017089
36-R1 | 36-R1 San Bernardino Justice Center | 36-R1-D5010-200-ESD04 | Electrical Switchboard (Main Electrical Rm) | EATON | G-396447 | MLA0005939 | OM00040192 |  | BASEMENT ELECTRICAL ROOM 80A | NA | NA | NA | NA | 240/480 | 4000 | Electric | 3 | NA | NA | \Classifications\Building System Class\D50-Electrical SYS\D5010 - Elec Service & Dist\Electical Service and Distribution - ESD | 1017101
36-R1 | 36-R1 San Bernardino Justice Center | 36-R1-D5010-200-ESD05 | Electrical Switchboard (Main Electrical Rm) | EATON | G-396567 | MLA0005939 | OM00040198 |  | BASEMENT ELECTRICAL ROOM 80A | NA | NA | NA | NA | 240/480 | 2000 | Electric | 3 | NA | NA | \Classifications\Building System Class\D50-Electrical SYS\D5010 - Elec Service & Dist\Electical Service and Distribution - ESD | 1017102
36-R1 | 36-R1 San Bernardino Justice Center | 36-R1-D3040-120-FCU51 | FAN COIL UNIT #10-4 (OUTSIDE RM 1099) | TRANE | NA | NA | OM00040106 |  | 10TH FLOOR ELECTRICAL ROOM 1072A | NA | 8.875X42.125X1 | NA | NA | NA | DNA | Electric | DNA | NA | NA | \Classifications\Building System Class\D30-HVAC Systems\D3040 - Distribution SYS\Fan Coil Unit - FCU | 1017071
36-R1 | 36-R1 San Bernardino Justice Center | 36-R1-D3040-120-FCU52 | FAN COIL UNIT #11-1 (OUTSIDE RM 1171A) | TRANE | T12M56365 | BCHC054G2G0A3G03D000000B01 | OM00040069 |  | FLOOR 12 PENTHOUSE RIGHT OF RM 1171A ABOVE CEILING | NA | NA | NA | .75 | 480 | 15-1.9 | Electric | 3 | NA | NA | \Classifications\Building System Class\D30-HVAC Systems\D3040 - Distribution SYS\Fan Coil Unit - FCU | 1017072
36-R1 | 36-R1 San Bernardino Justice Center | 36-R1-D4022-210-FSG01 | FIRE PUMP (ELECTRIC) | AC FIRE PUMP SYSTEMS | 13-066166-01-01/QKR681 | NA | OM00040229 |  | BASEMENT RM 002A | NA | NA | NA | 150 | 480 | 169 | Electric | 3 | NA | NA | \Classifications\Building System Class\D40-Fire Protection SYS\D4020 - Stand Pipe\Pump,Fire,Electric Motor Driven - FSG | 1017076
36-R1 | 36-R1 San Bernardino Justice Center | 36-R1-D3020-100-HET02 | HEATER WATER EXPANSION TANK | BELL & GOSSETT | 183459-01 | NA | OM00040054 |  | FLOOR 12 PENTHOUSE BOILER RM 1290A | NA | NA | NA | NA | NA | NA | NA | NA | NA | NA | \Classifications\Building System Class\D30-HVAC Systems\D3020 - Heat SYS\Heater Water Expansion Tank - HET | 1017080
36-R1 | 36-R1 San Bernardino Justice Center | 36-R1-D2023-310-HWP01 | DOMESTIC HOT WATER CIRCULATING PUMP #1 | BELL & GOSSETT | C159762-02L21 | HY012E19 | OM00040034 |  | FLOOR 12 PENTHOUSE BOILER ROOM 1290A | NA | NA | NA | 5 | 240/480 | 18-12.80-6.41 | Electric | 3 | NA | NA | \Classifications\Building System Class\D20-Plumbing\D2020 - Domestic Water\Domestic Hot Water Circulating Pump - HWP | 1017084
36-R1 | 36-R1 San Bernardino Justice Center | 36-R1-D2023-310-HWP02 | DOMESTIC HOT WATER CIRCULATING PUMP #2 | BELL & GOSSETT | C159762-01L21 | HY012E19 | OM00040035 |  | FLOOR 12 PENTHOUSE BOILER ROOM 1290A | NA | NA | NA | 5 | 240/480 | 18-12.80-6.41 | Electric | 3 | NA | NA | \Classifications\Building System Class\D20-Plumbing\D2020 - Domestic Water\Domestic Hot Water Circulating Pump - HWP | 1017085
36-R1 | 36-R1 San Bernardino Justice Center | 36-R1-D2023-310-HWP03 | DOMESTIC HOT WATER CIRCULATING PUMP (RM B50A) | GRUNDFUS PUMP | NA | 520549 | OM00040207 |  | BASEMENT PUMP ROOM 50A | NA | NA | NA | NA | 110 | DNA | Electric | 1 | NA | NA | \Classifications\Building System Class\D20-Plumbing\D2020 - Domestic Water\Domestic Hot Water Circulating Pump - HWP | 1017086
36-R1 | 36-R1 San Bernardino Justice Center | 36-R1-D2023-310-HWP04 | DOMESTIC HOT WATER CIRCULATING PUMP (RM B50A) | GRUNDFUS PUMP | NA | 520549 | OM00040206 |  | BASEMENT PUMP ROOM 50A | NA | NA | NA | NA | 110 | DNA | Electric | 1 | NA | NA | \Classifications\Building System Class\D20-Plumbing\D2020 - Domestic Water\Domestic Hot Water Circulating Pump - HWP | 1017087
36-R1 | 36-R1 San Bernardino Justice Center | 36-R1-D4022-210-JPM01 | JOCKEY FIRE PUMP | GOULDS WATER TECHNOLOGY | 3SV16FF4F20 | NA | OM00040228 |  | BASEMENT FIRE PUMP ROOM 002A | NA | NA | NA | 3 | 240/480 | 8.1-7.6/3.8 | Electric | 3 | NA | NA | \Classifications\Building System Class\D40-Fire Protection SYS\D4020 - Stand Pipe\Jockey Pump - JPM | 1017088
36-R1 | 36-R1 San Bernardino Justice Center | 36-R1-D5010-200-ESD07 | MAIN ELECTRICAL SWITCHGEAR (UNDER 560 VOLTS) (RM 070A) | EATON | G-396571 | MLA0005939 | OM00040226 |  | BASEMENT ROOMS 070A & 070B | NA | NA | NA | NA | 240/480 | 2500 | Electric | 3 | NA | NA | \Classifications\Building System Class\D50-Electrical SYS\D5010 - Elec Service & Dist\Electical Service and Distribution - ESD | 1017100
36-R1 | 36-R1 San Bernardino Justice Center | 36-R1-D3031-100-PCH02 | CHILLED WATER PUMP #2 (RM 1255) | BELL & GOSSETT | C159760-01L21 | HY012E11 | OM00040027 |  | FLOOR 12 PENTHOUSE CHILLER ROOM 1255 | NA | NA | NA | 20 | 240-480 | 55.2-49.4-24.7 | Electric | 3 | NA | NA | \Classifications\Building System Class\D30-HVAC Systems\D3030 - Cooling SYS\Chilled Water Pump - PCH | 1017105
36-R1 | 36-R1 San Bernardino Justice Center | 36-R1-D3031-100-PCH03 | CONDENSER WATER/TOWER WATER PUMP #2 (RM 1255) | BELL & GOSSETT | C159761-02L21 | RL120509 | OM00040024 |  | FLOOR 12 PENTHOUSE CHILLER ROOM 1255 | NA | NA | NA | 20 | 240-480 | 55.2-49.4-24.7 | Electric | 3 | NA | NA | \Classifications\Building System Class\D30-HVAC Systems\D3030 - Cooling SYS\Chilled Water Pump - PCH | 1017106
36-R1 | 36-R1 San Bernardino Justice Center | 36-R1-D3031-100-PCH04 | CONDENSER WATER/TOWER WATER PUMP #1 (RM 1255) | BELL & GOSSETT | C159761-01L21 | RL120229 | OM00040025 |  | FLOOR 12 PENTHOUSE CHILLER ROOM 1255 | NA | NA | NA | 20 | 240-480 | 55.2-49.4-24.7 | Electric | 3 | NA | NA | \Classifications\Building System Class\D30-HVAC Systems\D3030 - Cooling SYS\Chilled Water Pump - PCH | 1017107
36-R1 | 36-R1 San Bernardino Justice Center | 36-R1-D3060-100-RDS01 | LEAK DETECTION SYSTEM (REFRIGERANT) (RM 1255B) | POLYGARD GAS CONTROLLER | DGC05-42-04-XXXX2 | SM | OM00040026 |  | FLOOR 12 PENTHOUSE CHILLER ROOM 1255B | NA | NA | NA | NA | 110 | 20 | Electric | DNA | NA | NA | \Classifications\Building System Class\D30-HVAC Systems\D3060 - Control & Inst Air\Refrigerant Leak Detection System - RDS | 1017108
36-R1 | 36-R1 San Bernardino Justice Center | 36-R1-D3042-220-EFN30 | Exhaust Fan (B1-2) (Sallyport) | COOK | 1385L47290-00/0004601 | 200XMW | OM00040262 |  | BASEMENT SALLY PORT BUS | 4L-320 (1) OR A30 | NA | NA | .25 | 110 | 5 | Electric | 1 | NA | NA | \Classifications\Building System Class\D30-HVAC Systems\D3040 - Distribution SYS\Supply/Exhaust/Return fans- FAN | 1017115
36-R1 | 36-R1 San Bernardino Justice Center | 36-R1-D2023-310-WBS02 | DOMESTIC WATER BOOSTER PUMP B1-2 (RM 50A) | GRUNDFUS PUMP | 0474 | A96694036P113110474 | OM00040202 |  | BASEMENT PUMP ROOM 50A | NA | NA | NA | 30 | 240/480 | DNA | Electric | 3 | NA | NA | \Classifications\Building System Class\D20-Plumbing\D2020 - Domestic Water\Domestic Water Booster System - WBS | 1017118
36-R1 | 36-R1 San Bernardino Justice Center | 36-R1-D2023-310-WBS03 | DOMESTIC WATER BOOSTER PUMP B1-3 (RM 50A) | GRUNDFUS PUMP | 0473 | A96694036P113110473 | OM00040203 |  | BASEMENT PUMP ROOM 50A | NA | NA | NA | 30 | 240/480 | DNA | Electric | 3 | NA | NA | \Classifications\Building System Class\D20-Plumbing\D2020 - Domestic Water\Domestic Water Booster System - WBS | 1017120
36-R1 | 36-R1 San Bernardino Justice Center | 36-R1-D5010-200-ESD06 | Electrical Switchboard (Main Electrical Rm) | EATON | G-397603 | MLA0005939 | OM00040073 |  | FLOOR 12 PENTHOUSE BETWEEN CHILLER RM & BOILER RM | NA | NA | NA | NA | DNA | DNA | Electric | DNA | NA | NA | \Classifications\Building System Class\D50-Electrical SYS\D5010 - Elec Service & Dist\Electical Service and Distribution - ESD | 1017103
36-R1 | 36-R1 San Bernardino Justice Center | 36-R1-D3031-100-PCH01 | CHILLED WATER PUMP #1 (RM 1255) | BELL & GOSSETT | C159760-02L021 | HY012D11 | OM00040028 |  | FLOOR 12 PENTHOUSE CHILLER ROOM 1255 | NA | NA | NA | 20 | 240-480 | 55.2-49.4-24.7 | Electric | 3 | NA | NA | \Classifications\Building System Class\D30-HVAC Systems\D3030 - Cooling SYS\Chilled Water Pump - PCH | 1017104
36-R1 | 36-R1 San Bernardino Justice Center | 36-R1-D3041-210-SFN02 | SUPPLY FAN #B1-2 (RM B010A) | COOK | 138SE47290-01/0001901 | 490CPS | OM00040257 |  | BASEMENT ROOM 010A | BX-136 (3) | NA | NA | 17.75 | 480 | 24.5 | Electric | 3 | NA | NA | \Classifications\Building System Class\D30-HVAC Systems\D3040 - Distribution SYS\Supply/Exhaust/Return fans- FAN | 1017112
36-R1 | 36-R1 San Bernardino Justice Center | 36-R1-D3041-210-SFN03 | SUPPLY FAN #B1-3 (RM B048A) | COOK | 138SE47290-00/0004203 | 80SQN | OM00040258 |  | BASEMENT CENTRAL STORAGE ROOM 48A | NA | NA | NA | .25 | 110 | 5 | Electric | 1 | NA | NA | \Classifications\Building System Class\D30-HVAC Systems\D3040 - Distribution SYS\Supply/Exhaust/Return fans- FAN | 1017113
36-R1 | 36-R1 San Bernardino Justice Center | 36-R1-D3041-170-SPF01 | STAIRWELL PRESSURIZATION #1 | COOK | 133SE47290-00/0011601 | 300SQN | OM00040091 |  | FLOOR 12 PENTHOUSE STAIRWELL | NA | NA | NA | 7.5 | 240/480 | 19.1/9.55 | Electric | 3 | NA | NA | \Classifications\Building System Class\D30-HVAC Systems\D3040 - Distribution SYS\Stairwell Pressurization Fan - SPF | 1017114
36-R1 | 36-R1 San Bernardino Justice Center | 36-R1-D3041-170-SPF02 | STAIRWELL PRESSURIZATION #2 | COOK | 138SE47290-00/0012901 | 300SQN | OM00040055 |  | FLOOR 12 PENTHOUSE STAIRWELL | NA | NA | NA | 7.5 | 240/480 | 19.1/9.55 | Electric | 3 | NA | NA | \Classifications\Building System Class\D30-HVAC Systems\D3040 - Distribution SYS\Stairwell Pressurization Fan - SPF | 1017116
36-R1 | 36-R1 San Bernardino Justice Center | 36-R1-D2023-310-WBS01 | DOMESTIC WATER BOOSTER PUMP B1-1 (RM 50A) | GRUNDFUS PUMP | 0472 | A96694036P113110472 | OM00040201 |  | BASEMENT PUMP ROOM 50A | NA | NA | NA | 30 | 240/480 | DNA | Electric | 3 | NA | NA | \Classifications\Building System Class\D20-Plumbing\D2020 - Domestic Water\Domestic Water Booster System - WBS | 1017117
36-R1 | 36-R1 San Bernardino Justice Center | 36-R1-D2090-670-WLR01 | WATER TREATMENT CHLORINE (RM 1255A) | PROMINENT FLUID CONTROLS | 2713024014 | AGIA1XXXOPT40120S00 | OM00040071 |  | FLOOR 12 PENTHOUSE CHILLER ROOM 50A | NA | NA | NA | NA | 110 | 5 | Electric | 1 | NA | NA | \Classifications\Building System Class\D20-Plumbing\D2090 - Other Plumbing SYS\Water Treatment,Chlorine - WLR | 1017119
36-R1 | 36-R1 San Bernardino Justice Center | 36-R1-D2030-410-PMS01 | SEWAGE EJECTOR PUMP (B1-03) | METROPOLITIAN PUMP CO | NA | SHV300M4-2 | OM00040240 |  | BASEMENT CORRIDOR | NA | NA | NA | 6 | 480 | DNA | Electric | 3 | NA | NA | \Classifications\Building System Class\D20-Plumbing\D2030 - Sani Waste\Sewage Ejector Pump - PMS | 1017216
36-R1 | 36-R1 San Bernardino Justice Center | 36-R1-D3042-220-EFN29 | EXHAUST FAN (TEF-P1) (ROOF) | COOK | 138SE47290-00/0014201 | 480ACE | OM00040246 |  | 3RD FLOOR ATRIUM ROOF | NA | NA | NA | 2 | 480 | 5.48/2.74 | Electric | 3 | NA | NA | \Classifications\Building System Class\D30-HVAC Systems\D3040 - Distribution SYS\Supply/Exhaust/Return fans- FAN | 1017217
36-R1 | 36-R1 San Bernardino Justice Center | 36-R1-D5092-250-ELT220 | Exterior Lighting (220 Total) | NA | NA | NA | OM00040256 |  | Exterior of Building | NA | NA | NA | NA | NA | DNA | Electric | DNA | NA | NA | \Classifications\Building System Class\D50-Electrical SYS\D5090 - Elec SYS\Exterior Lighting - ELT | 1017587
36-R1 | 36-R1 San Bernardino Justice Center | 36-R1-D5092-250-ELT06 | Pilot Landing Reference Lights (6) | Unimar Bright Lighting Solutions | 1306201 | DIRW-C13-008 | OM00040255 |  | Floor 12 Penthouse Roof | NA | NA | NA | NA | NA | DNA | Electric | DNA | NA | NA | \Classifications\Building System Class\D50-Electrical SYS\D5090 - Elec SYS\Exterior Lighting - ELT | 1017588
36-R1 | 36-R1 San Bernardino Justice Center | 36-R1-D3040-120-FCU55 | Fan Coil Unit #7-1 (Room 762A) | Trane | NA | NA | OM00040104 |  | 7th Floor Interview Room 762A | NA | NA | NA | NA | 460 | 1.8 | Electric | 3 | NA | NA | \Classifications\Building System Class\D30-HVAC Systems\D3040 - Distribution SYS\Fan Coil Unit - FCU | 1017591
36-R1 | 36-R1 San Bernardino Justice Center | 36-R1-D3068-100-BAS01 | Building Automation System | Schneider Electric | NA | Vista 5.18 | OM00040315 |  | Lower Level Maintenance Office | NA | NA | NA | NA | NA | DNA | Electric |  | NA | NA | \Classifications\Building System Class\D30-HVAC Systems\D3060 - Control & Inst Air\Building Automation System - BAS | 1017580
36-R1 | 36-R1 San Bernardino Justice Center | 36-R1-E1033-310-HLF01 | Loading Dock Lift (N End by Bus Bay) | Blue Giant | NA | NA | OM00037658 |  | N End by Bus Bay | NA | NA | NA | NA | DNA | DNA | Electric |  | NA | NA | \Classifications\Building System Class\E10-Equipment\E1030 - Vehicular Equipment\Hydraulic Lift,Loading Dock - HLF | 1017584
36-R1 | 36-R1 San Bernardino Justice Center | 36-R1-D3042-220-EFN32 | Exhaust Fan (PH-1A) (Outside Chiller Rm) | Cook | NA | NA | OM00040310 |  | Floor 12 Penthouse Outside Chiller Rm | NA | NA | NA | NA | NA | DNA | Electric | DNA | NA | NA | \Classifications\Building System Class\D30-HVAC Systems\D3040 - Distribution SYS\Supply/Exhaust/Return fans- FAN | 1017585
36-R1 | 36-R1 San Bernardino Justice Center | 36-R1-D3042-220-EFN31 | Exhaust Fan (PH-1B) (Outside Chiller Rm) | NA | NA | NA | OM00040311 |  | Floor 12 Penthouse Outside Chiller Rm | NA | NA | NA | NA | NA | DNA | Electric | DNA | NA | NA | \Classifications\Building System Class\D30-HVAC Systems\D3040 - Distribution SYS\Supply/Exhaust/Return fans- FAN | 1017586
36-R1 | 36-R1 San Bernardino Justice Center | 36-R1-G3010-210-FWT02 | Fire Water Storage Tank #2 (Fire Pump Rm) | NA | NA | NA | OM00040217 |  | Basement Fire Pump Room 002A | NA | NA | NA | NA | NA | NA | NA | NA | NA | NA | \Classifications\Building System Class\G30-Site Mechanical Utilities\G3010 - Water Supply\Fire Water Tank - FWT | 1017589
36-R1 | 36-R1 San Bernardino Justice Center | 36-R1-D3040-120-FCU54 | Fan Coil Unit #3-4 (Room 337A) | Trane | NA | NA | OM00040136 |  | 3rd Floor Electrical Room 337A | NA | NA | NA | 3/4 | 460 | 1.85 | Electric | 3 | NA | NA | \Classifications\Building System Class\D30-HVAC Systems\D3040 - Distribution SYS\Fan Coil Unit - FCU | 1017590
36-R1 | 36-R1 San Bernardino Justice Center | 36-R1-D3040-120-FCU56 | Fan Coil Unit #10-2 (Room 1099) | Trane | T12M56364 | BCHC054G2G0A3G03D000000B | OM00040107 |  | 10th Floor Outside IDF Room 1099 | NA | NA | NA | NA | 460 | 1.5 | Electric | 3 | NA | NA | \Classifications\Building System Class\D30-HVAC Systems\D3040 - Distribution SYS\Fan Coil Unit - FCU | 1017592
36-R1 | 36-R1 San Bernardino Justice Center | 36-R1-D4010-150-FMS01 | Fire Stand Pipe (West Secured Stairwell) | NA | NA | NA | OM00040295 |  | Lower Level West Secured Stairwell | NA | NA | NA | NA | NA | NA | NA | NA | NA | NA | \Classifications\Building System Class\D40-Fire Protection SYS\D4010 - Sprinkler SYS\Fire Systems, stand pipes - FMS | 1017595
36-R1 | 36-R1 San Bernardino Justice Center | 36-R1-D4010-150-FMS02 | Fire Stand Pipe (Center Podium Secured Stairwell) | NA | NA | NA | OM00040301 |  | Center Podium Secured Stairwell | NA | NA | NA | NA | NA | NA | NA | NA | NA | NA | \Classifications\Building System Class\D40-Fire Protection SYS\D4010 - Sprinkler SYS\Fire Systems, stand pipes - FMS | 1017596
36-R1 | 36-R1 San Bernardino Justice Center | 36-R1-D3040-600-HES01 | Heat Exchanger Domestic Hot Water (Pump Rm) | Bell & Gossett | 569604030004 | BPX BP-412-30 | OM00040245 |  | Basement Pump Room '05 | NA | NA | NA | NA | NA | NA | NA |  | NA | NA | \Classifications\Building System Class\D30-HVAC Systems\D3040 - Distribution SYS\Heat Exchanger,Steam - HES | 1017598
36-R1 | 36-R1 San Bernardino Justice Center | 36-R1-G2023-160-PEB01 | Security Parking Electric Barrier #1 (Main Parking Entrance) | 3M | 29533 | Parking Barrier | OM00040161 |  | Main Secured Parking Entrance | NA | NA | NA | NA | 115 | 3.5 | Electric | 1 | NA | NA | \Classifications\Building System Class\G20-Other Systems\G2020 - Parking Lots\Security Parking Electric Barrier - PEB | 1017599
36-R1 | 36-R1 San Bernardino Justice Center | 36-R1-G2023-160-PEB02 | Security Parking Electric Barrier #2 (Main Parking Entrance) | 3M | 29826 | Parking Barrier | OM00040163 |  | Main Secured Parking Entrance | NA | NA | NA | NA | 115 | 3.5 | Electric | 1 | NA | NA | \Classifications\Building System Class\G20-Other Systems\G2020 - Parking Lots\Security Parking Electric Barrier - PEB | 1017600
36-R1 | 36-R1 San Bernardino Justice Center | 36-R1-G2023-160-PEB04 | Security Parking Electric Barrier #4 (Main Parking Entrance) | 3M | 29534 | Parking Barrier | OM00040165 |  | Main Secured Parking Entrance | NA | NA | NA | NA | 115 | 3.5 | Electric | 1 | NA | NA | \Classifications\Building System Class\G20-Other Systems\G2020 - Parking Lots\Security Parking Electric Barrier - PEB | 1017602
36-R1 | 36-R1 San Bernardino Justice Center | 36-R1-G2023-150-PEG01 | Security Parking Gate #1 (Main Secured Parking) | Hysecutiry | NA | 222DCX1.7ST | OM00010159 |  | Main Secured Parking | NA | NA | NA | NA | 115 | 8.3 | Electric | 1 | NA | NA | \Classifications\Building System Class\G20-Other Systems\G2020 - Parking Lots\Secured Parking Gate - PEG | 1017603
36-R1 | 36-R1 San Bernardino Justice Center | 36-R1-D2030-410-PMS03 | Sewage Ejector Pump (B1-01 M2) (Basement Pmp Rm) | Metorpolotian Pump Co | NA | NA | OM00040189 |  | Basement Pump Room | NA | NA | NA | 4.6 | 480 | DNA | Electric | 3 | NA | NA | \Classifications\Building System Class\D20-Plumbing\D2030 - Sani Waste\Sewage Ejector Pump - PMS | 1017606
36-R1 | 36-R1 San Bernardino Justice Center | 36-R1-D2030-410-PMS05 | Sewage Ejector Pump (B1-01 M2) (AHU Rm) | Metorpolotian Pump Co | NA | SHV300M4-2 | OM00040292 |  | Basement Air Handler Room | NA | NA | NA | 4.6 | 480 | DNA | Electric | 3 | NA | NA | \Classifications\Building System Class\D20-Plumbing\D2030 - Sani Waste\Sewage Ejector Pump - PMS | 1017608
36-R1 | 36-R1 San Bernardino Justice Center | 36-R1-D2030-410-PMS07 | Sewage Ejector Pump (B1-01 M2) (Judges' Parking) | Metorpolotian Pump Co | NA | SHV300M4-2 | OM00040168 |  | Basment Judges' Parking | NA | NA | NA | 4.6 | 480 | DNA | Electric | 3 | NA | NA | \Classifications\Building System Class\D20-Plumbing\D2030 - Sani Waste\Sewage Ejector Pump - PMS | 1017610
36-R1 | 36-R1 San Bernardino Justice Center | 36-R1-D2030-410-PMS08 | Sewage Ejector Pump (B1-02 M1) (Sally Port Bus Bay) | Metorpolotian Pump Co | NA | SHV300M4-2 | OM00040242 |  | Basement Sally Port Bus Bay | NA | NA | NA | 4.6 | 480 | DNA | Electric | 3 | NA | NA | \Classifications\Building System Class\D20-Plumbing\D2030 - Sani Waste\Sewage Ejector Pump - PMS | 1017611
36-R1 | 36-R1 San Bernardino Justice Center | 36-R1-D2030-410-PMS10 | Sewage Ejector Pump (B1-03 M2) (Storage Rm) | Metorpolotian Pump Co | NA | SHV300M4-2 | OM00040314 |  | Basement Sally Port Bus Bay | NA | NA | NA | 4.6 | 480 | DNA | Electric | 3 | NA | NA | \Classifications\Building System Class\D20-Plumbing\D2030 - Sani Waste\Sewage Ejector Pump - PMS | 1017613
36-R1 | 36-R1 San Bernardino Justice Center | 36-R1-B3010-100-RUF01 | Roof | NA | NA | NA | OM00010289 |  | Entire Roofing System | NA | NA | NA | NA | NA | NA | NA | NA | NA | NA | \Classifications\Building System Class\B30-Roofing\B3010 - Roof Types\Roof - RUF | 1017614
36-R1 | 36-R1 San Bernardino Justice Center | 36-R1-D2017-100-SHW01 | Emergency Eyewash Station & Shower (Rm 1255A) | Haws | NA | NA | OM00040248 |  | Floor 12 Penthouse Chiller Room 1255A | NA | NA | NA | NA | NA | NA | NA | NA | NA | NA | \Classifications\Building System Class\D20-Plumbing\D2010 - Plumb Fix\Showers - SHW | 1017615
36-R1 | 36-R1 San Bernardino Justice Center | 36-R1-D3040-120-FCU57 | Fan Coil Unit #10-3 (Room 1037A) | Trane | NA | BCHC054G2G0A3G03D000000B01 | OM00040099 |  | 10th Floor Interview Room 1037A | NA | NA | NA | NA | DNA | DNA | Electric | DNA | NA | NA | \Classifications\Building System Class\D30-HVAC Systems\D3040 - Distribution SYS\Fan Coil Unit - FCU | 1017593
36-R1 | 36-R1 San Bernardino Justice Center | 36-R1-D3041-160-FDP503 | Fire Dampers (503 Total) | NA | NA | NA | OM00040303 |  | Throughout Building | NA | NA | NA | NA | NA | NA | NA | NA | NA | NA | \Classifications\Building System Class\D30-HVAC Systems\D3040 - Distribution SYS\Fire Dampers - FDP | 1017594
36-R1 | 36-R1 San Bernardino Justice Center | 36-R1-D4010-150-FMS03 | Fire Stand Pipe (Stairwell #3) | Wilkins | H013705 | ZW4000 | OM00040298 |  | Stairwell #3 | NA | NA | NA | NA | NA | NA | NA | NA | NA | NA | \Classifications\Building System Class\D40-Fire Protection SYS\D4010 - Sprinkler SYS\Fire Systems, stand pipes - FMS | 1017597
36-R1 | 36-R1 San Bernardino Justice Center | 36-R1-G2023-160-PEB03 | Security Parking Electric Barrier #3 (Main Parking Entrance) | 3M | 29536 | Parking Barrier | OM00040164 |  | Main Secured Parking Entrance | NA | NA | NA | NA | 115 | 3.5 | Electric | 1 | NA | NA | \Classifications\Building System Class\G20-Other Systems\G2020 - Parking Lots\Security Parking Electric Barrier - PEB | 1017601
36-R1 | 36-R1 San Bernardino Justice Center | 36-R1-G2023-150-PEG02 | Security Parking Gate #2 (Main Secured Parking) | Hysecutiry | NA | 222DCX1.7ST | OM00010160 |  | Main Secured Parking | NA | NA | NA | NA | 115 | 8.3 | Electric | 1 | NA | NA | \Classifications\Building System Class\G20-Other Systems\G2020 - Parking Lots\Secured Parking Gate - PEG | 1017604
36-R1 | 36-R1 San Bernardino Justice Center | 36-R1-D2030-410-PMS02 | Sewage Ejector Pump (B1-01 M1) (Basement Pmp Rm) | Metorpolotian Pump Co | NA | SHV300M4-2 | OM00040241 |  | Basement Pump Room | NA | NA | NA | 4.6 | 480 | DNA | Electric | 3 | NA | NA | \Classifications\Building System Class\D20-Plumbing\D2030 - Sani Waste\Sewage Ejector Pump - PMS | 1017605
36-R1 | 36-R1 San Bernardino Justice Center | 36-R1-D2030-410-PMS04 | Sewage Ejector Pump (B1-01 M1) (AHU Rm) | Metorpolotian Pump Co | NA | SHV300M4-2 | OM00040291 |  | Basement Air Handler Room | NA | NA | NA | 4.6 | 480 | DNA | Electric | 3 | NA | NA | \Classifications\Building System Class\D20-Plumbing\D2030 - Sani Waste\Sewage Ejector Pump - PMS | 1017607
36-R1 | 36-R1 San Bernardino Justice Center | 36-R1-D2030-410-PMS06 | Sewage Ejector Pump (B1-01 M1) (Sally Port Bus Bay) | Metorpolotian Pump Co | NA | SHV300M4-2 | OM00040167 |  | Basement Sally Port Bus Bay | NA | NA | NA | 4.6 | 480 | DNA | Electric | 3 | NA | NA | \Classifications\Building System Class\D20-Plumbing\D2030 - Sani Waste\Sewage Ejector Pump - PMS | 1017609
36-R1 | 36-R1 San Bernardino Justice Center | 36-R1-D2030-410-PMS09 | Sewage Ejector Pump (B1-02 M2) (Judges' Parking) | Metorpolotian Pump Co | NA | SHV300M4-2 | OM00040239 |  | Basment Judges' Parking | NA | NA | NA | 4.6 | 480 | DNA | Electric | 3 | NA | NA | \Classifications\Building System Class\D20-Plumbing\D2030 - Sani Waste\Sewage Ejector Pump - PMS | 1017612
36-R1 | 36-R1 San Bernardino Justice Center | 36-R1-D5092-100-UPS01 | Uninterruptible Power Source (Room 060.1) | Eaton | EG016BAA07 | Eaton Powerware 9395 | OM00040316 |  | Basement UPS Room 060.1 | NA | NA | NA | NA | NA | DNA | Electric and lead-sulfuric acid | DNA | NA | NA | \Classifications\Building System Class\D50-Electrical SYS\D5090 - Elec SYS\Uninterruptible Power System - UPS | 1017616
36-R1 | 36-R1 San Bernardino Justice Center | 36-R1-D2040-100-PSU01 | Sump Pump (UG-1) (Maint Pit) | Zoller Pump Co | NA | N153 | OM00040234 |  | Maintenacnce Pit Under Building | NA | NA | NA | 4.6 | 480 | DNA | Electric | 3 | NA | NA | \Classifications\Building System Class\D20-Plumbing\D2040 - Rain Drain\Sump Pump - PSU | 1017617
36-R1 | 36-R1 San Bernardino Justice Center | 36-R1-D2040-100-PSU03 | Sump Pump (UG-3) (Maint Pit) | Zoller Pump Co | NA | N153 | OM00040233 |  | Maintenacnce Pit Under Building | NA | NA | NA | 4.6 | 480 | DNA | Electric | 3 | NA | NA | \Classifications\Building System Class\D20-Plumbing\D2040 - Rain Drain\Sump Pump - PSU | 1017618
36-R1 | 36-R1 San Bernardino Justice Center | 36-R1-D2040-100-PSU05 | Sump Pump (UG-5) (Maint Pit) | Zoller Pump Co | NA | N153 | OM00040235 |  | Maintenacnce Pit Under Building | NA | NA | NA | 4.6 | 480 | DNA | Electric | 3 | NA | NA | \Classifications\Building System Class\D20-Plumbing\D2040 - Rain Drain\Sump Pump - PSU | 1017619
36-R1 | 36-R1 San Bernardino Justice Center | 36-R1-D2040-100-PSU06 | Sump Pump (UG-6) (Maint Pit) | Zoller Pump Co | NA | N153 | OM00040236 |  | Maintenacnce Pit Under Building | NA | NA | NA | 4.6 | 480 | DNA | Electric | 3 | NA | NA | \Classifications\Building System Class\D20-Plumbing\D2040 - Rain Drain\Sump Pump - PSU | 1017620
36-R1 | 36-R1 San Bernardino Justice Center | 36-R1-D2040-100-PSU07 | Sump Pump (UG-7) (Maint Pit) | Zoller Pump Co | NA | N153 | OM00040237 |  | Maintenacnce Pit Under Building | NA | NA | NA | 4.6 | 480 | DNA | Electric | 3 | NA | NA | \Classifications\Building System Class\D20-Plumbing\D2040 - Rain Drain\Sump Pump - PSU | 1017621
36-R1 | 36-R1 San Bernardino Justice Center | 36-R1-D2040-100-PSU08 | Sump Pump (UG-8) (Maint Pit) PSU08 | Zoller Pump Co | NA | N153 | OM00040238 |  | Maintenacnce Pit Under Building | NA | NA | NA | 4.6 | 480 | DNA | Electric | 3 | NA | NA | \Classifications\Building System Class\D20-Plumbing\D2040 - Rain Drain\Sump Pump - PSU | 1017622
36-R1 | 36-R1 San Bernardino Justice Center | 36-R1-D2040-100-PSU10 | Sump Pump (UG-10) (Maint Pit) | Zoller Pump Co | NA | N153 | OM00040244 |  | Maintenacnce Pit Under Building | NA | NA | NA | 4.6 | 480 | DNA | Electric | 3 | NA | NA | \Classifications\Building System Class\D20-Plumbing\D2040 - Rain Drain\Sump Pump - PSU | 1017624
36-R1 | 36-R1 San Bernardino Justice Center | 36-R1-D2040-100-PSU09 | Sump Pump (UG-8) (Maint Pit) PSU09 | Zoller Pump Co | NA | N153 | OM00040243 |  | Maintenacnce Pit Under Building | NA | NA | NA | 4.6 | 480 | DNA | Electric | 3 | NA | NA | \Classifications\Building System Class\D20-Plumbing\D2040 - Rain Drain\Sump Pump - PSU | 1017623
36-R1 | 36-R1 San Bernardino Justice Center | 36-R1-D4013-200-PRE03 | Preaction System #3 (Basement Pump Rm) | Viking | NA | Total Pac 2 | OM00040170 |  | Basement Pump Room | NA | NA | NA | NA | NA | NA | NA | NA | NA | NA | \Classifications\Building System Class\D40-Fire Protection SYS\D4010 - Sprinkler SYS\Fire Systems, Preaction System - PRE | 1017736
36-R1 | 36-R1 San Bernardino Justice Center | 36-R1-D4013-200-PRE04 | Preaction System #4 (Basement Pump Rm) | Viking | NA | Total Pac 2 | OM00040171 |  | Basement Pump Room | NA | NA | NA | NA | NA | NA | NA | NA | NA | NA | \Classifications\Building System Class\D40-Fire Protection SYS\D4010 - Sprinkler SYS\Fire Systems, Preaction System - PRE | 1017737
36-R1 | 36-R1 San Bernardino Justice Center | 36-R1-D4094-450-SFM01 | Fire System Extinguishing FM200 #1 | AEIGS | NA | Kiddie Fire System | OM00040105 |  | Basement Pump Room | NA | NA | NA | NA | NA | DNA | Electric | DNA | NA | NA | \Classifications\Building System Class\D40-Fire Protection SYS\D4090 - Other Fire Protection Systems\Fire Suppression, Gaseous - SFM | 1017738
36-R1 | 36-R1 San Bernardino Justice Center | 36-R1-D2023-100-BFP09 | Backflow 3/4" (Secondary Fire NE Side) | Wilkins Zurn | 283XLD | 950XL (3/4") | OM00040153 | ID#: 2002848 Meter#: SN73797652 | Flloor 12 Grounds NE Side of Building | NA | NA | NA | NA | NA | NA | NA |  | NA | NA | \Classifications\Building System Class\D20-Plumbing\D2020 - Domestic Water\Backflow Preventer - BFP | 1017740
36-R1 | 36-R1 San Bernardino Justice Center | 36-R1-D2023-100-BFP10 | Backflow 3/4" (Secondary Fire SW Side) | Wilkins Zurn | 3826876XLD | 950XL (3/4") | OM00040642 | ID# 2002770 Meter# B44479840 | Grounds SW Side of Building | NA | NA | NA | NA | NA | NA | NA |  | NA | NA | \Classifications\Building System Class\D20-Plumbing\D2020 - Domestic Water\Backflow Preventer - BFP | 1017741
36-R1 | 36-R1 San Bernardino Justice Center | 36-R1-D2023-100-BFP11 | Backflow 6" (Main Fire SW Side) | Wilkins Zurn | V31708 | 350ADA | OM00040641 | ID# 2002769 Meter# B44479840 | Grounds SW Side of Building | NA | NA | NA | NA | NA | NA | NA |  | NA | NA | \Classifications\Building System Class\D20-Plumbing\D2020 - Domestic Water\Backflow Preventer - BFP | 1017742
36-R1 | 36-R1 San Bernardino Justice Center | 36-R1-D4013-200-PRE01 | Preaction System #1 (Penthouse) | Viking | NA | Total Pac 2 | OM00040077 |  | Floor 12 Roof Penthouse Behind Main Elevator Room | NA | NA | NA | NA | NA | NA | NA | NA | NA | NA | \Classifications\Building System Class\D40-Fire Protection SYS\D4010 - Sprinkler SYS\Fire Systems, Preaction System - PRE | 1017734
36-R1 | 36-R1 San Bernardino Justice Center | 36-R1-D4013-200-PRE02 | Preaction System #2 (Sally Port) | Viking | NA | Total Pac 2 | OM00040186 |  | Sally Port Storage Room | NA | NA | NA | NA | NA | NA | NA | NA | NA | NA | \Classifications\Building System Class\D40-Fire Protection SYS\D4010 - Sprinkler SYS\Fire Systems, Preaction System - PRE | 1017735
36-R1 | 36-R1 San Bernardino Justice Center | 36-R1-D4094-450-SFM02 | Fire System Extinguishing FM200 #2 | AEIGS | NA | Kiddie Fire System | OM00040208 |  | Basement Pump Room | NA | NA | NA | NA | NA | DNA | Electric | DNA | NA | NA | \Classifications\Building System Class\D40-Fire Protection SYS\D4090 - Other Fire Protection Systems\Fire Suppression, Gaseous - SFM | 1017739
36-R1 | 36-R1 San Bernardino Justice Center | 36-R1-D2023-100-BFP12 | Irrigation Main Backflow Preventor | WILKIN Zurn | B014278 | 375XL 2" | OM00035650 | ID#: 2003426 Meter#: B12454234 | Grounds NE Side of Building | NA | NA | NA | NA | NA | NA | NA | NA | NA | NA | \Classifications\Building System Class\D20-Plumbing\D2020 - Domestic Water\Backflow Preventer - BFP | 1020399
36-R1 | 36-R1 San Bernardino Justice Center | 36-R1-D2023-100-BFP13 | Backflow 6", Domestic Water Main Backflow (BFP13) | Appollo Valves | 546740 | RPLF4A | OM00002247 | ID#: 2002846 Meter#: B12442149 | Floor 12 NE SIDE OF BUILDING | NA | NA | NA | NA | NA | NA | NA | NA | NA | NA | \Classifications\Building System Class\D20-Plumbing\D2020 - Domestic Water\Backflow Preventer - BFP | 1021586
36-R1 | 36-R1 San Bernardino Justice Center | 36-R1-D2023-100-BFP14 | BACKFLOW 6'' (MAIN FIRE NE SIDE) | Willkin Zurn | V31760 | 350ADA | OM00040253 | ID#: 2002847 Meter#: SN73797652 | Northeast side of the building | [10 empty] | \Classifications\Building System Class\D20-Plumbing\D2020 - Domestic Water\Backflow Preventer - BFP | 1021653
37-A1 | 37-A1 County Courthouse | 37-A1-D1010-100-ELE00 | Non-operating Elevator (N1) (LOTO) DIR OSHA Address on file: 242 B St W, San Diego | Haughton | 30273 | DNA | OM00013977 | State ID# 038899 | ANNEX | NA | NA | NA | 59 | 150-258/240 | 190 | Electric | NA | NA | NA | \Classifications\Building System Class\D10-Conveyance Systems\D1010 - Elevator\Elevator,Electric,Pass/Freight - ELE | 1020507
37-A2 | 37-A2 Hall of Justice | 37-A2-D4031-100-FEX24 | No. 14 Fire extinguisher | Fire Master | NA | NON READABLE | OM00028362 |  | Outside Courtroom 75 | NA | NA | NA | NA | NA | NA | NA | NA | NA | NA | \Classifications\Building System Class\D40-Fire Protection SYS\D4030 - FIRE SPEC\Fire Extinguisher - FEX | EQ-1002898
37-A2 | 37-A2 Hall of Justice | 37-A2-D1013-310-WCL01 | Wheel Chair Elevator - WCL01 | Southworth Products Corp | 66090 | LS0528 | OM00028385 | State ID# 136400 | Inside Courtroom 60 | NA | NA | NA | 1 | 230 | 8.5 | Electric | 1 | NA | NA | \Classifications\Building System Class\D10-Conveyance Systems\D1010 - Elevator\Wheelchair Lift - WCL | EQ-1002899
37-A2 | 37-A2 Hall of Justice | 37-A2-D1013-310-WCL02 | Wheel Chair Elevator - WCL02 | Southworth Products Corp | 67101A1 | LS0528 | OM00028386 | State ID# 136401 | Inside Courtroom 61 | NA | NA | NA | 1 | 230 | 8.5 | Electric | 1 | NA | NA | \Classifications\Building System Class\D10-Conveyance Systems\D1010 - Elevator\Wheelchair Lift - WCL | EQ-1002900
37-A2 | 37-A2 Hall of Justice | 37-A2-D1013-310-WCL03 | Wheel Chair Elevator - WCL03 | Southworth Products Corp | 67101A3 | LS0528 | OM00028387 | State ID# 136402 | Inside Courtroom 62 | NA | NA | NA | 1 | 230 | 8.5 | Electric | 1 | NA | NA | \Classifications\Building System Class\D10-Conveyance Systems\D1010 - Elevator\Wheelchair Lift - WCL | EQ-1002901
37-A2 | 37-A2 Hall of Justice | 37-A2-D1013-310-WCL04 | Wheel Chair Elevator - WCL04 | Southworth Products Corp | 67101A4 | LS0528 | OM00028388 | State ID# 136403 | Inside Courtroom 63 | NA | NA | NA | 1 | 230 | 8.5 | Electric | 1 | NA | NA | \Classifications\Building System Class\D10-Conveyance Systems\D1010 - Elevator\Wheelchair Lift - WCL | EQ-1002902
37-A2 | 37-A2 Hall of Justice | 37-A2-D1013-310-WCL05 | Wheel Chair Elevator - WCL05 | Southworth Products Corp | 67101A6 | LS0528 | OM00028373 | State ID# 136404 | Inside Courtroom 64 | NA | NA | NA | 1 | 230 | 8.5 | Electric | 1 | NA | NA | \Classifications\Building System Class\D10-Conveyance Systems\D1010 - Elevator\Wheelchair Lift - WCL | EQ-1002903
37-A2 | 37-A2 Hall of Justice | 37-A2-D1013-310-WCL06 | Wheel Chair Elevator - WCL06 | Southworth Products Corp | 67101A5 | LS0528 | OM00028374 | State ID# 136405 | Inside Courtroom 65 | NA | NA | NA | 1 | 230 | 8.5 | Electric | 1 | NA | NA | \Classifications\Building System Class\D10-Conveyance Systems\D1010 - Elevator\Wheelchair Lift - WCL | EQ-1002904
37-A2 | 37-A2 Hall of Justice | 37-A2-D1013-310-WCL07 | Wheel Chair Elevator - WCL07 | Southworth Products Corp | 67101A12 | LS0528 | OM00028375 | State ID# 136406 | Inside Courtroom 66 | NA | NA | NA | 1 | 230 | 8.5 | Electric | 1 | NA | NA | \Classifications\Building System Class\D10-Conveyance Systems\D1010 - Elevator\Wheelchair Lift - WCL | EQ-1002905
37-A2 | 37-A2 Hall of Justice | 37-A2-D1013-310-WCL08 | Wheel Chair Elevator - WCL08 | Southworth Products Corp | 67101A10 | LS0528 | OM00028376 | State ID# 136407 | Inside Courtroom 67 | NA | NA | NA | 1 | 230 | 8.5 | Electric | 1 | NA | NA | \Classifications\Building System Class\D10-Conveyance Systems\D1010 - Elevator\Wheelchair Lift - WCL | EQ-1002906
37-A2 | 37-A2 Hall of Justice | 37-A2-D1013-310-WCL09 | Wheel Chair Elevator - WCL09 | Southworth Products Corp | 67101A7 | LS0528 | OM00028377 | State ID# 136408 | Inside Courtroom 68 | NA | NA | NA | 1 | 230 | 8.5 | Electric | 1 | NA | NA | \Classifications\Building System Class\D10-Conveyance Systems\D1010 - Elevator\Wheelchair Lift - WCL | EQ-1002907
37-A2 | 37-A2 Hall of Justice | 37-A2-D1013-310-WCL10 | Wheel Chair Elevator - WCL10 | Southworth Products Corp | 67101A2 | LS0528 | OM00028378 | State ID# 136409 | Inside Courtroom 69 | NA | NA | NA | 1 | 230 | 8.5 | Electric | 1 | NA | NA | \Classifications\Building System Class\D10-Conveyance Systems\D1010 - Elevator\Wheelchair Lift - WCL | EQ-1002908
37-A2 | 37-A2 Hall of Justice | 37-A2-D1013-310-WCL11 | Wheel Chair Elevator WCL-11 | Southworth Products Corp | 67101A14 | LS0528 | OM00028379 | State ID# 136410 | Inside Courtroom 70 | NA | NA | NA | 1 | 230 | 8.5 | Electric | 1 | NA | NA | \Classifications\Building System Class\D10-Conveyance Systems\D1010 - Elevator\Wheelchair Lift - WCL | EQ-1002909
37-A2 | 37-A2 Hall of Justice | 37-A2-D1013-310-WCL12 | Wheel Chair Elevator - WCL12 | Southworth Products Corp | 67101A15 | LS0528 | OM00028380 | State ID# 136411 | Inside Courtroom 71 | NA | NA | NA | 1 | 230 | 8.5 | Electric | 1 | NA | NA | \Classifications\Building System Class\D10-Conveyance Systems\D1010 - Elevator\Wheelchair Lift - WCL | EQ-1002910
37-A2 | 37-A2 Hall of Justice | 37-A2-D1013-310-WCL13 | Wheel Chair Elevator - WCL13 | Southworth Products Corp | 67101A8 | LS0528 | OM00028381 | State ID# 136412 | Inside Courtroom 72 | NA | NA | NA | 1 | 230 | 8.5 | Electric | 1 | NA | NA | \Classifications\Building System Class\D10-Conveyance Systems\D1010 - Elevator\Wheelchair Lift - WCL | EQ-1002911
37-A2 | 37-A2 Hall of Justice | 37-A2-D1013-310-WCL14 | Wheel Chair Elevator - WCL14 | Southworth Products Corp | 67101A11 | LS0528 | OM00028382 | State ID# 136413 | Inside Courtroom 73 | NA | NA | NA | 1 | 230 | 8.5 | Electric | 1 | NA | NA | \Classifications\Building System Class\D10-Conveyance Systems\D1010 - Elevator\Wheelchair Lift - WCL | EQ-1002912
37-A2 | 37-A2 Hall of Justice | 37-A2-D1013-310-WCL15 | Wheel Chair Elevator - WCL15 | Southworth Products Corp | 67101A13 | LS0528 | OM00028383 | State ID# 136414 | Inside Courtroom 74 | NA | NA | NA | 1 | 230 | 8.5 | Electric | 1 | NA | NA | \Classifications\Building System Class\D10-Conveyance Systems\D1010 - Elevator\Wheelchair Lift - WCL | EQ-1002913
37-A2 | 37-A2 Hall of Justice | 37-A2-D1013-310-WCL16 | Wheel Chair Elevator - WCL16 | Southworth Products Corp | 67101A9 | LS0528 | OM00028384 | State ID# 136415 | Inside Courtroom 75 | NA | NA | NA | 1 | 230 | 8.5 | Electric | 1 | NA | NA | \Classifications\Building System Class\D10-Conveyance Systems\D1010 - Elevator\Wheelchair Lift - WCL | EQ-1002914
37-A2 | 37-A2 Hall of Justice | 37-A2-D3041-110-AHU01 | Air handler Unit | Westinghouse Alliance | 0504-1021-A11U1 | 4BN-22.3-MB-FF-CW-A5-PF | OM00028389 |  | Air Handler Unit Room IN CEILING | DNA | 6-20X20X2; 3-12X20X2 | NA | 15 | 230/460 | 35.3/17.6 | ELECTRIC | 3 | NA | NA | \Classifications\Building System Class\D30-HVAC Systems\D3040 - Distribution SYS\Air Handling Unit - AHU | EQ-1002915
37-A2 | 37-A2 Hall of Justice | 37-A2-B2034-400-DOH02 | Roll Up Door | Atlas | 147278H | H-50-43-B2/R | OM00028390 |  | Basement Secure Jude's Parking | 16-5l304 | NA | NA | 0.5 | 460 | DNA | Electric | 3 | NA | NA | \Classifications\Building System Class\B20-General Building Exterior\B2030 - Exterior Doors\Door,Overhead-Shutter,Manual,Elec,Roll-up - DOH | EQ-1002917
37-A2 | 37-A2 Hall of Justice | 37-A2-B2010-100-BLD01 | Building Structure | NA | NA | NA | OM00036866 |  | NA | NA | NA | NA | NA | NA | NA | NA | NA | NA | NA | \Classifications\Building System Class\B20-General Building Exterior\B2010 - Exterior Walls\Building - BLD | EQ-1007328
37-A2 | 37-A2 Hall of Justice | 37-A2-D3050-250-ACU01 | SPLIT SYSTEM 1 | LIEBERT | 751340-002 | DE380AUAA00 | OM00028158 |  | IT Room 3rd floor | B-42 | (10) 24X24X4 | R-22 | 10 | 460 | 65 | Electric | 3 | NA | NA | \Classifications\Building System Class\D30-HVAC Systems\D3050 - Package SYS\Air Conditioning,Split System - ACU | 1014478
37-A2 | 37-A2 Hall of Justice | 37-A2-D3050-250-ACU02 | SPLIT SYSTEM 2 | LIEBERT | 751340-001 | DE380AUAA00 | OM00028157 |  | IT Room 3rd floor | B-42 | (10) 24X24X4 | R-22 | 10 | 460 | 65 | Electric | 3 | NA | NA | \Classifications\Building System Class\D30-HVAC Systems\D3050 - Package SYS\Air Conditioning,Split System - ACU | 1014479
37-A2 | 37-A2 Hall of Justice | 37-A2-D4094-450-SFM01 | FIRE SYSTEM FM200 | Kidde Fenwal Fire System | DNA | DNA | OM00014114 |  | DATA ROOM | NA | NA | NA | NA | NA | NA | NA | NA | NA | NA | \Classifications\Building System Class\D40-Fire Protection SYS\D4090 - Other Fire Protection Systems\Fire Suppression, Gaseous - SFM | 1014480
37-A2 | 37-A2 Hall of Justice | 37-A2-D5092-100-UPS01 | UNINTERRUPTIBLE POWER SYSTEM | LIEBERT | DNA | N POWER 130 KVA | OM00028540 |  | IT ROOM | NA | 25X25X1 (4) | NA | NA | 540 | DNA | Electric and lead-sulfuric acid | DNA | NA | NA | \Classifications\Building System Class\D50-Electrical SYS\D5090 - Elec SYS\Uninterruptible Power System - UPS | 1014481
37-A2 | 37-A2 Hall of Justice | 37-A2-D1010-100-CTY01 | Judge's Elevator | Mitsubishi | DNA | VFDL, 2BC | OM00028180 | State ID# 108074 ¦County Maintained/County Permitted | NA | NA | NA | NA | 25 | 150 | 97 | Electric | 3 | NA | NA | \Classifications\Building System Class\D10-Conveyance Systems\D1010 - Elevator\Elevator,Electric,Pass/Freight - ELE | 1014874
37-A2 | 37-A2 Hall of Justice | 37-A2-B2034-400-DOH03 | Rollup Gate (Judges' Parking) | Atlas | 147278H | DNA | OM00028391 |  | Judges' Secured Parking Area | NA | NA | NA | DNA | DNA | DNA | Electric | DNA | NA | NA | \Classifications\Building System Class\B20-General Building Exterior\B2030 - Exterior Doors\Door,Overhead-Shutter,Manual,Elec,Roll-up - DOH | 1019097
37-C1 | 37-C1 Kearny Mesa Court | 37-C1-D3050-210-PKU03 | Rooftop Package unit #3 | Trane | N12102610D | YCH181C4H0AA | OM00014148 | na | ROOF | BX77 | (8) 20X25X2 | R-22 | DNA | 460 | 40 | Electric and natural gas | 3 | 350,00 | 284000 | \Classifications\Building System Class\D30-HVAC Systems\D3050 - Package SYS\Package Unit - PKU | EQ-1002096
37-C1 | 37-C1 Kearny Mesa Court | 37-C1-D3050-210-PKU04 | Rooftop Package unit #4 | Trane | 711100819D | YCH181C3LOCA | OM00014147 | na | ROOF | BX77 | (8) 20X25X2 | R-22 | DNA | 208 | 81 | Electric and natural gas | 3 | 250000 | 203000 | \Classifications\Building System Class\D30-HVAC Systems\D3050 - Package SYS\Package Unit - PKU | EQ-1002097
37-C1 | 37-C1 Kearny Mesa Court | 37-C1-D3050-210-PKU05 | Rooftop Package unit #5 | Trane | 711100864D | YCH181C3LOCA | OM00014156 | na | ROOF | BX77 | (8) 20X25X2 | R-22 | DNA | 208 | 81 | Electric and natural gas | 3 | 250000 | 203000 | \Classifications\Building System Class\D30-HVAC Systems\D3050 - Package SYS\Package Unit - PKU | EQ-1002098
37-C1 | 37-C1 Kearny Mesa Court | 37-C1-D3050-210-PKU07 | Rooftop Package unit #7 | Trane | H19155051 | YCC036F1MOBA | OM00014146 | na | ROOF | DNA | DNA | R-22 | DNA | 208 | 25.2 | Electric and natural gas | 1 | 60,000 | 75000 | \Classifications\Building System Class\D30-HVAC Systems\D3050 - Package SYS\Package Unit - PKU | EQ-1002100
37-C1 | 37-C1 Kearny Mesa Court | 37-C1-D3050-210-PKU08 | Rooftop Package unit #8 | Carrier | 4583C14559 | 559EP048 | OM00014140 | na | ROOF | DNA | 16x25x1 (1) | R-22 | 1/3 | 208 | 25.7 | Electric | 3 | na | na | \Classifications\Building System Class\D30-HVAC Systems\D3050 - Package SYS\Package Unit - PKU | EQ-1002101
37-C1 | 37-C1 Kearny Mesa Court | 37-C1-D3050-210-PKU10 | Rooftop Package unit #10 | Trane | N13101121D | YCD049C3H0BE | OM00014145 | na | ROOF | na | 20X25X2 (2) | R-22 | na | 208 | 24.7 | Gas | 3 | 120000 | 97000 | \Classifications\Building System Class\D30-HVAC Systems\D3050 - Package SYS\Package Unit - PKU | EQ-1002103
37-C1 | 37-C1 Kearny Mesa Court | 37-C1-D3050-210-PKU11 | Rooftop Package unit #11 | Trane | N13100450D | YSH150F3RLA03 | OM00014144 | na | ROOF | DNA | (2) 20X25X2 | R-22 | DNA | 208 | 24.7 | Gas | 3 | 120000 | 97000 | \Classifications\Building System Class\D30-HVAC Systems\D3050 - Package SYS\Package Unit - PKU | EQ-1002104
37-C1 | 37-C1 Kearny Mesa Court | 37-C1-D3050-210-PKU14 | Rooftop Package unit #14 | Trane | 141212061L | YSC102F3RLA01 | OM00014149 | na | ROOF | DNA | (2) 20X25X2 | R-22 | DNA | 208 | 31 | Electric and natural gas | 3 | 90000 | 72000 | \Classifications\Building System Class\D30-HVAC Systems\D3050 - Package SYS\Package Unit - PKU | EQ-1002107
37-C1 | 37-C1 Kearny Mesa Court | 37-C1-D3050-210-PKU15 | Rooftop Package unit #15 | Trane | N13101312D | YCH181C4HOAA | OM00014155 | na | ROOF | BX77 | DNA | R-22 | na | 208 | 40 | Electric and natural gas | 3 | 350000 | 284000 | \Classifications\Building System Class\D30-HVAC Systems\D3050 - Package SYS\Package Unit - PKU | EQ-1002108
37-C1 | 37-C1 Kearny Mesa Court | 37-C1-D3042-220-EFN01 | EXHAUST FAN | JENN-AIR | DNA | 141BCR-UU | OM00014143 | na | ROOF | na | na | na | 1/4 | 115 | 5 | na | 1 |  |  | \Classifications\Building System Class\D30-HVAC Systems\D3040 - Distribution SYS\Supply/Exhaust/Return fans- FAN | EQ-1002116
37-C1 | 37-C1 Kearny Mesa Court | 37-C1-D3042-220-EFN02 | Exhaust Fan Direct Drive (EFN02) | JENN AIR | DNA | 141BCR-UU | OM00014142 | na | ROOF | na | na | na | 1/4 | 115 | 4.2 | na | 1 | na | na | \Classifications\Building System Class\D30-HVAC Systems\D3040 - Distribution SYS\Supply/Exhaust/Return fans- FAN | EQ-1002118
37-C1 | 37-C1 Kearny Mesa Court | 37-C1-D3042-220-EFN03 | Exhaust Fan Direct Drive (EFN03) | JENN AIR | DNA | 14113CR-UU | OM00014141 | na | ROOF | 4L410 | na | na | 1/4 | 115 | 5 | na | 1 | na | na | \Classifications\Building System Class\D30-HVAC Systems\D3040 - Distribution SYS\Supply/Exhaust/Return fans- FAN | EQ-1002119
37-C1 | 37-C1 Kearny Mesa Court | 37-C1-D3042-220-EFN04 | Exhaust FAN #4 | JENN AIR | DNA | 302-BCR-UU | OM00014154 | na | ROOF | A39 | na | na | 3/4 | 1115 | 10.2/5.1 | na | 1 | na | na | \Classifications\Building System Class\D30-HVAC Systems\D3040 - Distribution SYS\Supply/Exhaust/Return fans- FAN | EQ-1002120
37-C1 | 37-C1 Kearny Mesa Court | 37-C1-D3042-220-EFN05 | Exhaust FAN #5 | Jenn Air Corp | DNA | 141BCR-UU | OM00014158 | na | ROOF | 3L210 | na | na | 0.25 | 115 | 4.4 | na | 1 | na | na | \Classifications\Building System Class\D30-HVAC Systems\D3040 - Distribution SYS\Supply/Exhaust/Return fans- FAN | EQ-1002121
37-C1 | 37-C1 Kearny Mesa Court | 37-C1-D5092-250-EML25 | LIGHTING, EMERGENCY (25) | LITHONIA LIGHTING | NA | 4LB89 | OM00028403 |  | 1st FLOOR | na | na | na | na | 120 | DNA | ELECTRIC | 1 | na | na | \Classifications\Building System Class\D50-Electrical SYS\D5090 - Elec SYS\Emergency And Exit Lighting - EML | EQ-1002122
37-C1 | 37-C1 Kearny Mesa Court | 37-C1-D5010-200-ESD01 | SWITCHBOARD | FEDERAL PACIFIC | 377832 | M1642/3 | OM00028395 | na | Northeast, first floor. (east side of small claims) | na | na | na | na | 208/120 | 2000 | Electric | 3 | na | na | \Classifications\Building System Class\D50-Electrical SYS\D5010 - Elec Service & Dist\Electical Service and Distribution - ESD | EQ-1002124
37-C1 | 37-C1 Kearny Mesa Court | 37-C1-D4031-100-FEX22 | Portable, Hand Held, Fire Extinguisher (30 EXTINGUISHERS) | NA | NA | NA | OM00028402 |  | Multiple | NA | NA | NA | NA | NA | NA | NA | NA | NA | NA | \Classifications\Building System Class\D40-Fire Protection SYS\D4030 - FIRE SPEC\Fire Extinguisher - FEX | EQ-1004655
37-C1 | 37-C1 Kearny Mesa Court | 37-C1-B2010-100-BLD01 | Building Structure | NA | NA | NA | OM00001642 |  | All | NA | NA | NA | NA | NA | NA | NA | NA | NA | NA | \Classifications\Building System Class\B20-General Building Exterior\B2010 - Exterior Walls\Building - BLD | EQ-1007329
37-C1 | 37-C1 Kearny Mesa Court | 37-C1-B3010-100-RUF01 | Roofing Systems | NA | NA | NA | OM00028401 |  | NA | NA | NA | NA | NA | NA | NA | NA | NA | NA | NA | \Classifications\Building System Class\B30-Roofing\B3010 - Roof Types\Roof - RUF | EQ-1007506
37-C1 | 37-C1 Kearny Mesa Court | 37-C1-D4010-150-FMS01 | FIRE RISER | N11310 | DNA | F-607-O | OM00014256 |  | Basement - Fire Riser Room | NA | NA | NA | NA | NA | NA | NA | NA | NA | NA | \Classifications\Building System Class\D40-Fire Protection SYS\D4010 - Sprinkler SYS\Fire Systems, stand pipes - FMS | 1010112
37-C1 | 37-C1 Kearny Mesa Court | 37-C1-D1091-100-DMW01 | Dumbwaiter - East -DMW01 | Freeman | DNA | DNA | OM00028398 | State ID# 056401 | Basement | NA | NA | NA | DNA | 220 | 6.2 | Electric | 1 | NA | NA | \Classifications\Building System Class\D10-Conveyance Systems\D1090 - Other Conveyance Systems\Dumbwaiter - DMW | 1010940
37-C1 | 37-C1 Kearny Mesa Court | 37-C1-D1091-100-DMW02 | Dumbwaiter - Front -DMW02 | Freeman | DNA | DNA | OM00028399 | State ID# 056402 | BASEMENT | NA | NA | NA | NA | NA | 6.2 | Electric | 1 | NA | NA | \Classifications\Building System Class\D10-Conveyance Systems\D1090 - Other Conveyance Systems\Dumbwaiter - DMW | 1010941
37-C1 | 37-C1 Kearny Mesa Court | 37-C1-D2023-310-HWP01 | PUMP, DOMESTIC HOT WATER HWP01 | BELL & GOSSETT | 106197LF | 100 BNF | OM00002470 |  | MAIN ELECTRIC ROOM | NA | NA | NA | 1/12 | 115 | 1.75 | Electric | 1 | NA | NA | \Classifications\Building System Class\D20-Plumbing\D2020 - Domestic Water\Domestic Hot Water Circulating Pump - HWP | 1014482
37-C1 | 37-C1 Kearny Mesa Court | 37-C1-D5037-710-FAP01 | FIRE PANEL | Radionics | 07-04237-003 | D161 | OM00014184 |  | TELEPHONE ROOM | NA | NA | NA | NA | 115 | NA | Electric | 1 | NA | NA | \Classifications\Building System Class\D50-Electrical SYS\D5030 - Comm & Security\Fire Alarm Panel - FAP | 1014485
37-C1 | 37-C1 Kearny Mesa Court | 37-C1-G2023-150-PEG01 | SECURITY PARKING GATE (JUDGES) #1 | Chamberlain Elite | 0210N5753 | SL3000UL3 | OM00028406 |  | EXTERIOR | 16-50094 (1) | NA | NA | 1/2 | 115 | 4.6/4.8 | Electric | 1 | NA | NA | \Classifications\Building System Class\G20-Other Systems\G2020 - Parking Lots\Secured Parking Gate - PEG | 1014486
37-C1 | 37-C1 Kearny Mesa Court | 37-C1-G2023-150-PEG02 | SECURITY PARKING GATE (JUDGES) #2 | Chamberlain Elite | 0210N5754 | SL3000UL3 | OM00028407 |  | JUDGES PARKING | 16-50094 (1) | NA | NA | 1/2 | 115 | 4.6/4.8 | Electric | 1 | NA | NA | \Classifications\Building System Class\G20-Other Systems\G2020 - Parking Lots\Secured Parking Gate - PEG | 1014487
37-C1 | 37-C1 Kearny Mesa Court | 37-C1-G2023-150-PEG03 | SECURITY PARKING GATE #3 | Chamberlain Elite | 021ON5942 | SL3000UL3 | OM00028408 |  | JUDGES PARKING | 16-50094 (1) | NA | NA | 1/2 | 115 | 4.6/4.8 | Electric | 1 | NA | NA | \Classifications\Building System Class\G20-Other Systems\G2020 - Parking Lots\Secured Parking Gate - PEG | 1014488
37-C1 | 37-C1 Kearny Mesa Court | 37-C1-D3050-250-ACU02 | Air Conditioning Split System (N Roof) | Guardian | W1L4220947 | GCGD36S21S2C | OM00014408 |  | North Rooftop | NA | 12 x 46 x 1/4 | R-22 | 1/4 | 208 | 13.4/1.4 | Electric | 3 | NA | NA | \Classifications\Building System Class\D30-HVAC Systems\D3050 - Package SYS\Air Conditioning,Split System - ACU | 1018938
37-C1 | 37-C1 Kearny Mesa Court | 37-C1-D2023-100-BFP03 | Backflow Preventer (1.5") BFP03 | Febco | H006730 | 825YA 1.5" | OM00028164 |  | In Front of Courthouse | NA | NA | NA | NA | NA | NA | NA | NA | NA | NA | \Classifications\Building System Class\D20-Plumbing\D2020 - Domestic Water\Backflow Preventer - BFP | 1019179
37-C1 | 37-C1 Kearny Mesa Court | 37-C1-D2040-100-PSU01 | Pump, Sump (Ramp to ABM Office) | DNA | 3093 | DNA | OM00013905 |  | Ramp to ABM Office in Basement | NA | NA | NA | NA | DNA | DNA | Electric | DNA | NA | NA | \Classifications\Building System Class\D20-Plumbing\D2040 - Rain Drain\Sump Pump - PSU | 1019180
37-C1 | 37-C1 Kearny Mesa Court | 37-C1-D2040-100-PSU02 | Pump, Sump PSU01 | Zoeller Pump Company | 530038 | M53D | OM00013904 |  | Between Main Bldg & Trailer Courtroom | NA | NA | NA | 3 | DNA | DNA | Electric | DNA | NA | NA | \Classifications\Building System Class\D20-Plumbing\D2040 - Rain Drain\Sump Pump - PSU | 1019181
37-C1 | 37-C1 Kearny Mesa Court | 37-C1-D3050-210-PKU16 | Package unit #1 PJU16 | Trane | 141210408D | YSH300F3RLA030000000000B | OM00001660 |  | North Roof Top | Direct Drive | 20x25x2 (8) | R-410A | DNA | 208 | DNA | Electric and natural gas | DNA | NA | NA | \Classifications\Building System Class\D30-HVAC Systems\D3050 - Package SYS\Package Unit - PKU | 1019250
37-C1 | 37-C1 Kearny Mesa Court | 37-C1-D3050-210-PKU17 | Package unit #2 | Trane | 141210394D | YSH300F3RLA030000000000B | OM00001659 |  | North Roof Top | Direct Drive | 20x25x2 (8) | R-410A | DNA | 208 | DNA | Electric and natural gas | DNA | NA | NA | \Classifications\Building System Class\D30-HVAC Systems\D3050 - Package SYS\Package Unit - PKU | 1019251
37-C1 | 37-C1 Kearny Mesa Court | 37-C1-D3050-210-PKU18 | Package unit #6 | Trane | 14122TLF9H | 4Ycc3024B1064BA | OM00001664 |  | West Roof Top | Direct Drive | 18x24x1 | R-410A | Fans: Cond. 1/12 evap. 1/4 | 208 | DNA | Electric and natural gas | DNA | 64,000 | 51,500 | \Classifications\Building System Class\D30-HVAC Systems\D3050 - Package SYS\Package Unit - PKU | 1019252
37-C1 | 37-C1 Kearny Mesa Court | 37-C1-D3050-210-PKU19 | Package unit #9 | Trane | 141210379D | YSH150F3RLA0300000000003 | OM00001661 |  | South Root Top | BX68 | 20x25x2 (4), 20x20x2(2) | R-410A | DNA | 208 | DNA | Electric and natural gas | DNA | NA | NA | \Classifications\Building System Class\D30-HVAC Systems\D3050 - Package SYS\Package Unit - PKU | 1019253
37-C1 | 37-C1 Kearny Mesa Court | 37-C1-D3050-210-PKU20 | Package unit # 12 | Trane | 1412120747 | YSC102FRLA080000000000B | OM00001662 |  | South Root Top | AX35 | 20x25x2 (5) | R-410A | DNA | 208 | DNA | Electric and natural gas | DNA | NA | NA | \Classifications\Building System Class\D30-HVAC Systems\D3050 - Package SYS\Package Unit - PKU | 1019254
37-C1 | 37-C1 Kearny Mesa Court | 37-C1-D3050-210-PKU21 | Package unit # 13 | Trane | 1412061L | YSC102F3RLA0800000000000B | OM00001663 |  | South Root Top | AX35 | 20x25x2 (4) | R-410A | DNA | 208 | DNA | Electric and natural gas | DNA | NA | NA | \Classifications\Building System Class\D30-HVAC Systems\D3050 - Package SYS\Package Unit - PKU | 1019255
37-C1 | 37-C1 Kearny Mesa Court | 37-C1-D3042-220-EFN06 | Exhaust Fan #6 | Cook | 138F64136-00/0000701 | 80 CPV 80 CPV CL 1 | OM00001666 |  | South, On Roof | AX30 | DNA | NA | 0.333 | 115 | 5.5 | Electric | DNA | NA | NA | \Classifications\Building System Class\D30-HVAC Systems\D3040 - Distribution SYS\Supply/Exhaust/Return fans- FAN | 1019259
37-C1 | 37-C1 Kearny Mesa Court | 37-C1-D2023-100-BFP04 | Backflow #2 | FEBCO | J003154 | LF825YA | OM00001668 | Customer#1900905 Meter#: 94581419 Assembly #: 4078 | South Of Bldg. Sidewalk | NA | NA | NA | NA | NA | NA | NA | NA | NA | NA | \Classifications\Building System Class\D20-Plumbing\D2020 - Domestic Water\Backflow Preventer - BFP | 1019272
37-C1 | 37-C1 Kearny Mesa Court | 37-C1-D2023-100-BFP05 | Backflow #1 | FEBCO | J003210 | LF825YA | OM00001667 | Customer#1900905 Meter#: 94581419 Assembly #: 4079 | South Of Bldg. Sidewalk | NA | NA | NA | NA | NA | NA | NA | NA | NA | NA | \Classifications\Building System Class\D20-Plumbing\D2020 - Domestic Water\Backflow Preventer - BFP | 1019273
37-C1 | 37-C1 Kearny Mesa Court | 37-C1-D3050-210-PKU22 | Package Wall Unit #23 | Amana | 1311380774 | PTH093G25DXXXAB | OM00002487 |  | Extension Of Building, Express walk-up window. | DNA | DNA | R-410A | DNA | 208 | 4.2 | Electric | DNA | NA | NA | \Classifications\Building System Class\D30-HVAC Systems\D3050 - Package SYS\Package Unit - PKU | 1019555
37-C1 | 37-C1 Kearny Mesa Court | 37-C1-D2022-260-HWG02 | Domestic Water Heater | Rheem/Ruud | A191516912 | G100-80 | OM00002488 |  | North, Main Electrical Room | NA | NA | NA | NA | DNA | DNA | Gas | DNA | 80,000 | NA | \Classifications\Building System Class\D20-Plumbing\D2020 - Domestic Water\Domestic Water Heater, Gas - HWG | 1019562
37-C2 | 37-C2 Kearny Mesa Traffic Court KM3 Trailer | 37-C2-D3050-210-PKU20 | Wall Package unit | BARD | 125H021735196-OZ | WH361-A05XX4XXX | OM00014162 | na | KM3 TRAILER | DNA | (1)16X30X1 | R-22 | DNA | 230 | 53 | Electric | 1 | na | na | \Classifications\Building System Class\D30-HVAC Systems\D3050 - Package SYS\Package Unit - PKU | EQ-1002113
37-C2 | 37-C2 Kearny Mesa Traffic Court KM3 Trailer | 37-C2-B2010-100-BLD01 | Building | NA | NA | NA | OM00037897 | [12 empty] | \Classifications\Building System Class\B20-General Building Exterior\B2010 - Exterior Walls\Building - BLD | 1016553
37-C2 | 37-C2 Kearny Mesa Traffic Court KM3 Trailer | 37-C2-D4031-100-FEX01 | FIRE EXTINGUISHERS | NA | NA | NA | OM00028589 |  | THROUGHTOUT BUILDING | NA | NA | NA | NA | NA | NA | NA | NA | NA | NA | \Classifications\Building System Class\D40-Fire Protection SYS\D4030 - FIRE SPEC\Fire Extinguisher - FEX | 1016590
37-C2 | 37-C2 Kearny Mesa Traffic Court KM3 Trailer | 37-C2-D5092-250-EML01 | EMERGENCY LIGHTING & EXIT | NA | NA | NA | OM00028593 | NA | THROUGHTOUT BUILDING | NA | NA | NA | NA | DNA | DNA | Electric | NA | NA | NA | \Classifications\Building System Class\D50-Electrical SYS\D5090 - Elec SYS\Emergency And Exit Lighting - EML | 1016591
37-C2 | 37-C2 Kearny Mesa Traffic Court KM3 Trailer | 37-C2-D3050-210-PKU21 | Wall Package Unit #19 | Bard | 313B163209352-02 | W18H2-A04UP4xxx | OM00001665 |  | Center/Trailer KM3 | Direct Drive | 16x25x1 | R-410A | DNA | 208 | DNA | Electric | DNA | NA | NA | \Classifications\Building System Class\D30-HVAC Systems\D3050 - Package SYS\Package Unit - PKU | 1019256
37-C3 | 37-C3 Kearny Mesa Traffic Court KM4 Trailer | 37-C3-D3050-210-PKU17 | Wall Package unit #1 | BARD | 100N910706334-1 | 18WH6-A04C | OM00014159 | na | SMALL CLAIMS ADVISORY TRAILER Judge's Parking Area | DNA | (1)14X25X1 | R-22 | DNA | 230 | 35 | Electric | 1 | na | na | \Classifications\Building System Class\D30-HVAC Systems\D3050 - Package SYS\Package Unit - PKU | EQ-1002110
37-C3 | 37-C3 Kearny Mesa Traffic Court KM4 Trailer | 37-C3-D3050-210-PKU18 | Wall Package unit # 2 | BARD | 125F940842528-02 | WH361-A10 | OM00014160 | na | SAMLL CLAIMS ADVISORY TRAILER | DNA | (1)16X30X1 | R-22 | DNA | 230 | 77 | Electric | 1 | na | na | \Classifications\Building System Class\D30-HVAC Systems\D3050 - Package SYS\Package Unit - PKU | EQ-1002111
37-C3 | 37-C3 Kearny Mesa Traffic Court KM4 Trailer | 37-C3-B2010-100-BLD01 | Building | NA | NA | NA | OM00037898 | [12 empty] | \Classifications\Building System Class\B20-General Building Exterior\B2010 - Exterior Walls\Building - BLD | 1016554
37-C3 | 37-C3 Kearny Mesa Traffic Court KM4 Trailer | 37-C3-D4031-100-FEX01 | FIRE EXTINGUISHERS | NA | NA | NA | OM00028590 |  | THROUGHTOUT BUILDING | NA | NA | NA | NA | NA | NA | NA | NA | NA | NA | \Classifications\Building System Class\D40-Fire Protection SYS\D4030 - FIRE SPEC\Fire Extinguisher - FEX | 1016588
37-C3 | 37-C3 Kearny Mesa Traffic Court KM4 Trailer | 37-C3-D5092-250-EML01 | EMERGENCY LIGHTING & EXIT | NA | NA | NA | OM00028594 |  | THROUGHTOUT BUILDING | NA | NA | NA | NA | DNA | DNA | Electric | NA | NA | NA | \Classifications\Building System Class\D50-Electrical SYS\D5090 - Elec SYS\Emergency And Exit Lighting - EML | 1016589
37-C4 | 37-C4 Kearny Mesa Traffic Court KM5 & KM6 Trailer | 37-C4-D3050-210-PKU21 | Wall Package unit #1 | BARD | 1Z5H011633010-01 | WH361-A10XX4XXX | OM00014163 | na | KM6 TRAILER | DNA | (1)16X30X1 | R-22 | DNA | 230 | 15.7/17 | Electric | 1 | na | na | \Classifications\Building System Class\D30-HVAC Systems\D3050 - Package SYS\Package Unit - PKU | EQ-1002114
37-C4 | 37-C4 Kearny Mesa Traffic Court KM5 & KM6 Trailer | 37-C4-D3050-210-PKU22 | Wall Package unit | BARD | 125H011633007-01 | WH361-A1XXX4XXX | OM00014164 | na | KM5 TRAILER | DNA | (1)16X30X1 | R-22 | DNA | 230 | 27 | Electric | 1 | na | na | \Classifications\Building System Class\D30-HVAC Systems\D3050 - Package SYS\Package Unit - PKU | EQ-1002115
37-C4 | 37-C4 Kearny Mesa Traffic Court KM5 & KM6 Trailer | 37-C4-B2010-100-BLD01 | Building | NA | NA | NA | OM00037899 | [12 empty] | \Classifications\Building System Class\B20-General Building Exterior\B2010 - Exterior Walls\Building - BLD | 1016555
37-C4 | 37-C4 Kearny Mesa Traffic Court KM5 & KM6 Trailer | 37-C4-D4031-100-FEX01 | FIRE EXTINGUISHERS | NA | NA | NA | OM00028591 |  | THROUGHTOUT BUILDING | NA | NA | NA | NA | NA | NA | NA | NA | NA | NA | \Classifications\Building System Class\D40-Fire Protection SYS\D4030 - FIRE SPEC\Fire Extinguisher - FEX | 1016586
37-C4 | 37-C4 Kearny Mesa Traffic Court KM5 & KM6 Trailer | 37-C4-D5092-250-EML01 | EMERGENCY LIGHTING & EXIT | NA | NA | NA | OM00028595 |  | THROUGHTOUT BUILDING | NA | NA | NA | NA | DNA | DNA | Electric | NA | NA | NA | \Classifications\Building System Class\D50-Electrical SYS\D5090 - Elec SYS\Emergency And Exit Lighting - EML | 1016587
37-E1 | 37-E1 Juvenile Court | 37-E1-D4031-100-FEX19 | FIRE EXTINGUISHER | NA | NA | NA | OM00028415 |  | na | na | na | na | na | na | na | na | na | na | na | \Classifications\Building System Class\D40-Fire Protection SYS\D4030 - FIRE SPEC\Fire Extinguisher - FEX | EQ-1002144
37-E1 | 37-E1 Juvenile Court | 37-E1-D3050-210-PKU01 | Rooftop Package unit | Trane | J18161157 | YCC018F1LOBC | OM00017178 | na | West of main roof top | DNA | DNA | R-22 | DNA | 208-230 | 13.2 | Electric | 1 | 40 | 32,000 | \Classifications\Building System Class\D30-HVAC Systems\D3050 - Package SYS\Package Unit - PKU | EQ-1002492
37-E1 | 37-E1 Juvenile Court | 37-E1-D3050-210-PKU02 | Rooftop Package unit | Fujitsu | T_801905 | AOU18C1 | OM00017197 | na | Rooftop Package unit | B95 | DNA | R-22 | 1/4 | 230/208 | 15 | Electric | 1 | DNA | DNA | \Classifications\Building System Class\D30-HVAC Systems\D3050 - Package SYS\Package Unit - PKU | EQ-1002493
37-E1 | 37-E1 Juvenile Court | 37-E1-D3050-250-ACU06 | Air Conditioning Split System #5 | ARCOAIRE | E094608422 | N4A324AKB200 | OM00013777 |  | South lower roof top | BX77 | DNA | R-410A | DNA | 208-230 | 17.6 | Electric | 1 | DNA | DNA | \Classifications\Building System Class\D30-HVAC Systems\D3050 - Package SYS\Air Conditioning,Split System - ACU | EQ-1002494
37-E1 | 37-E1 Juvenile Court | 37-E1-D3050-250-ACU07 | Air Conditioning Split System #6 | Air Efficient Company | E084502476 | N4H324AKA200 | OM00014127 |  | Rooftop Package unit | DNA | DNA | R-410A | DNA | 208-230 | 25 | na | 1 | 250,000 | 203,000 | \Classifications\Building System Class\D30-HVAC Systems\D3050 - Package SYS\Air Conditioning,Split System - ACU | EQ-1002495
37-E1 | 37-E1 Juvenile Court | 37-E1-D3041-110-AHU01 | Air Handler Unit | York | ACJMOO7726 | CP46DWDIAF153460 | OM00017168 | na | Roof | S: (2) BX-77; R:(3) A-71 | (6) 24X24 X4 | na | 3 and 15 | "Motor1:230/460 | "Motor # 1: 40.6/20.3 | Electric | 3 | na | na | \Classifications\Building System Class\D30-HVAC Systems\D3040 - Distribution SYS\Air Handling Unit - AHU | EQ-1002503
37-E1 | 37-E1 Juvenile Court | 37-E1-D3041-110-AHU02 | Air Handler Unit | York | ACJMOO7727 | CP45DWDIAF752460 | OM00017169 | na | Air Handler Unit | B70 (3) | 24X24X4 (6) | na | Motor1: 20, Motor 2: 7.5 | 208-230/460 | "Motor # 1: 53-47/23.7 | ELECTRIC | 3 | na | na | \Classifications\Building System Class\D30-HVAC Systems\D3040 - Distribution SYS\Air Handling Unit - AHU | EQ-1002504
37-E1 | 37-E1 Juvenile Court | 37-E1-D3041-110-AHU03 | Air Handler Unit | York | ACJMOO7728 | CP46DWDIAF105460 | OM00017170 | na | Air Handler Unit | S: (2) BA-76; R:(1) A-71 | (6) 24X24 X4 | na | Motor 1: 10, Motor 2: 5 | Motor1: 208-230/460, Motor2: 208-230/460 | Motor 1: 28.2-28/14, Motor 2: 13.7-13.2 | Electric | 3 | na | na | \Classifications\Building System Class\D30-HVAC Systems\D3040 - Distribution SYS\Air Handling Unit - AHU | EQ-1002505
37-E1 | 37-E1 Juvenile Court | 37-E1-D3042-220-EFN01 | Exhaust Fan #1 | Greenheck | 498152 | UCBE103 | OM00001657 | 9908778 | Roof - EXHAUST FAN 1 | 3L210 (1) | na | na | 1/4 | 115 | 5.1 | Electric | 1 | na | na | \Classifications\Building System Class\D30-HVAC Systems\D3040 - Distribution SYS\Supply/Exhaust/Return fans- FAN | EQ-1002506
37-E1 | 37-E1 Juvenile Court | 37-E1-D3042-220-EFN02 | Exhaust Fan #2 | Greenheck | DNA | 4HX80A | OM00001658 | 9900050 | Roof -EXHAUST FAN 2 | 3L210 (1) | na | na | 1/4 | 115 | 5.1 | Electric | 1 | na | na | \Classifications\Building System Class\D30-HVAC Systems\D3040 - Distribution SYS\Supply/Exhaust/Return fans- FAN | EQ-1002507
37-E1 | 37-E1 Juvenile Court | 37-E1-D5092-250-EML22 | EMERGENCY LIGHT | LITHONIA LIGHTING | NA | 4LB89 | OM00028412 |  | EMERGENCY LIGHT | NA | NA | NA | NA | 277 | DNA | electric | 1 | NA | NA | \Classifications\Building System Class\D50-Electrical SYS\D5090 - Elec SYS\Emergency And Exit Lighting - EML | EQ-1002533
37-E1 | 37-E1 Juvenile Court | 37-E1-D5010-200-ESD01 | MAIN ELECTRICAL DISTRIBUTION PANEL | General Electric | QMR261/Type-QMR | DNA | OM00017221 | na | MAIN ELECTRICAL DISTRIBUTION PANEL | na | na | na | na | 277/480 | 300 | Electric | 3 | na | na | \Classifications\Building System Class\D50-Electrical SYS\D5010 - Elec Service & Dist\Electical Service and Distribution - ESD | EQ-1002534
37-E1 | 37-E1 Juvenile Court | 37-E1-B2010-100-BLD01 | Building Structure | NA | NA | NA | OM00028411 | NA | NA | NA | NA | NA | NA | NA | NA | NA | NA | NA | NA | \Classifications\Building System Class\B20-General Building Exterior\B2010 - Exterior Walls\Building - BLD | EQ-1007330
37-E1 | 37-E1 Juvenile Court | 37-E1-B3010-100-RUF01 | Roofing Systems | NA | NA | NA | OM00028413 |  | NA | NA | NA | NA | NA | NA | NA | NA | NA | NA | NA | \Classifications\Building System Class\B30-Roofing\B3010 - Roof Types\Roof - RUF | EQ-1007507
37-E1 | 37-E1 Juvenile Court | 37-E1-D1010-100-ELE16 | Elevator Passenger #16 State ID 64175 | U.S. Elevator | 01-402-13069 | UC3A | OM00014988 | State ID# 064175 | DNA | NA | NA | NA | 25 | 480 | 32.4 | Electric | 3 | NA | NA | \Classifications\Building System Class\D10-Conveyance Systems\D1010 - Elevator\Elevator,Electric,Pass/Freight - ELE | 1009941
37-E1 | 37-E1 Juvenile Court | 37-E1-D1091-100-DMW01 | Dumwaiter, Auto State ID 66991 | D.A Matot Inc. | 14434 | 300 | OM00017231 | State ID# 066991 | DNA | NA | NA | NA | NA | 220 | DNA | Electric | 3 | NA | NA | \Classifications\Building System Class\D10-Conveyance Systems\D1090 - Other Conveyance Systems\Dumbwaiter - DMW | 1009942
37-E1 | 37-E1 Juvenile Court | 37-E1-D3050-250-ACU01 | AIR CONDITIONING SPLIT SYSTEM 1 | Mitsubishi Electric | 8000687_T | MUY-D30NA | OM00017173 |  | 37-E1, South side exterior of building ground level | NA | DNA | R-410A | 4LBS | 208/230 | 25 | Electric | 1 | NA | NA | \Classifications\Building System Class\D30-HVAC Systems\D3050 - Package SYS\Air Conditioning,Split System - ACU | 1014489
37-E1 | 37-E1 Juvenile Court | 37-E1-D3050-250-ACU02 | AIR CONDITIONING SPLIT SYSTEM 2 | Mitsubishi Electric | 8000756_T | MUY-D30NA | OM00017174 |  | South side exterior of building ground level | NA | DNA | R-410A | DNA | 208 | 25 | Electric | 1 | NA | NA | \Classifications\Building System Class\D30-HVAC Systems\D3050 - Package SYS\Air Conditioning,Split System - ACU | 1014490
37-E1 | 37-E1 Juvenile Court | 37-E1-D3050-250-ACU03 | AIR CONDITIONING SPLIT SYSTEM 3 | Mitsubishi Electric | 8000711_T | MUY-D30NA | OM00017175 |  | South side exterior of building ground level | NA | DNA | R-410A | DNA | 208/230 | 21 | Electric | 1 | NA | NA | \Classifications\Building System Class\D30-HVAC Systems\D3050 - Package SYS\Air Conditioning,Split System - ACU | 1014491
37-E1 | 37-E1 Juvenile Court | 37-E1-D3050-250-ACU04 | AIR CONDITIONING SPLIT SYSTEM 4 | Mitsubishi Electric | 8000262_T | MUY-D30NA | OM00017176 |  | South side exterior of building ground level | NA | DNA | R-410A | 4LBS | 208/230 | 21 | Electric | 1 | NA | NA | \Classifications\Building System Class\D30-HVAC Systems\D3050 - Package SYS\Air Conditioning,Split System - ACU | 1014492
37-E1 | 37-E1 Juvenile Court | 37-E1-D5037-710-FAP01 | Fire Alarm Panel | Notifier DR - 4A |  | DR - 4A | OM00028371 | NA | Floor 1 Server Room | NA | NA | NA | NA | 110 | 20 | Electric | 1 | NA | NA | \Classifications\Building System Class\D50-Electrical SYS\D5030 - Comm & Security\Fire Alarm Panel - FAP | 1014903
37-E1 | 37-E1 Juvenile Court | 37-E1-D3021-130-BLR01 | BOILER #1, HOT WATER (GAS) | RAYPAK | 166526 | W2-0724 | OM00017219 | NA | 1ST FLOOR BOILER ROOM | NA | NA | NA | NA | 120 | 12 | Gas | 1 | 726,000 | 595,320 | \Classifications\Building System Class\D30-HVAC Systems\D3020 - Heat SYS\Boiler,Hot Water,Oil/Gas/Comb. - BLR | 1016497
37-E1 | 37-E1 Juvenile Court | 37-E1-D3021-130-BLR02 | BOILER #2, HOT WATER (GAS) | RAYPAK | 166527 | W2-0724 | OM00017220 | NA | 1ST FLOOR BOILER ROOM | NA | NA | NA | NA | 120 | 12 | Gas | 1 | 726,000 | 595,320 | \Classifications\Building System Class\D30-HVAC Systems\D3020 - Heat SYS\Boiler,Hot Water,Oil/Gas/Comb. - BLR | 1016498
37-E1 | 37-E1 Juvenile Court | 37-E1-D3031-100-PCH01 | CHILLED WATER PUMP | Taco Pump | DNA | FE2008E2D1F2L0A | OM00013873 | NA | ABM BACK OFFICE | NA | NA | NA | 3 | 230/460 | 8.0/4.0 | Electric | 3 | NA | NA | \Classifications\Building System Class\D30-HVAC Systems\D3030 - Cooling SYS\Chilled Water Pump - PCH | 1016942
37-E1 | 37-E1 Juvenile Court | 37-E1-D3031-100-PCH02 | CHILLED WATER PUMP | Taco Pump | DNA | FE2008E2D1F2L0A | OM00013874 | NA | ABM BACK OFFICE | NA | NA | NA | 3 | 208-230/460 | 7.6/3.8 | Electric | 3 | NA | NA | \Classifications\Building System Class\D30-HVAC Systems\D3030 - Cooling SYS\Chilled Water Pump - PCH | 1016943
37-E1 | 37-E1 Juvenile Court | 37-E1-D2022-260-HWG02 | Hot Water Heater | AO Smith | 1419M002183 | BTR 275 118 | OM00002556 | NA | 1st Floor | NA | NA | NA | NA | 115 | DNA | Electric | 1 | NA | NA | \Classifications\Building System Class\D20-Plumbing\D2020 - Domestic Water\Domestic Water Heater, Gas - HWG | 1018762
37-E1 | 37-E1 Juvenile Court | 37-E1-D3044-125-PHW02 | Pump, Hot Water - PHW02 | Sterling Fluid Systems | 0152436B | C810AM-BF | OM00028422 |  | Boiler Room | NA | NA | NA | 2 | 208-230/460 | 6.5-6.2/3.1 | Electric | 3 |  | NA | \Classifications\Building System Class\D30-HVAC Systems\D3040 - Distribution SYS\Hot Water Pump - PHW | 1019002
37-E1 | 37-E1 Juvenile Court | 37-E1-D3042-220-EFN03 | Fan Exhaust Belt Driven EFN03 | GreenHeck, Inc. | 498153 | SQB-10_4 | OM00002448 |  | ABM Office Back Room | 4L-360 (1) | NA | NA | 1/4 | 115 | 5.0 | Electric | 1 | NA | NA | \Classifications\Building System Class\D30-HVAC Systems\D3040 - Distribution SYS\Supply/Exhaust/Return fans- FAN | 1019003
37-E1 | 37-E1 Juvenile Court | 37-E1-D3042-220-EFN04 | Fan Exhaust Belt Driven #8 | GreenHeck, Inc. | 500540 | SQD_9_DE | OM00002555 |  | Boiler Room | DNA | DNA | NA | DNA | DNA | DNA | Electric | DNA | NA | NA | \Classifications\Building System Class\D30-HVAC Systems\D3040 - Distribution SYS\Supply/Exhaust/Return fans- FAN | 1019004
37-E1 | 37-E1 Juvenile Court | 37-E1-D2023-310-HWP01 | Pump, Domestic Hot Water Circulating HWP01 | GRUNDFOS PUMPS | PN#52722474_P1 | UP_43-75BF_216 | OM00002545 |  | Boiler Room | NA | NA | NA | DNA | DNA | 115 | Electric | 1 | NA | NA | \Classifications\Building System Class\D20-Plumbing\D2020 - Domestic Water\Domestic Hot Water Circulating Pump - HWP | 1019005
37-E1 | 37-E1 Juvenile Court | 37-E1-D3020-100-HET01 | Heater Water Expansion Tank | AMTROL Inc. | 9015A186 | SX-90V | OM00028423 |  | Boiler Room | NA | NA | NA | NA | NA | NA | NA | NA | NA | NA | \Classifications\Building System Class\D30-HVAC Systems\D3020 - Heat SYS\Heater Water Expansion Tank - HET | 1019006
37-E1 | 37-E1 Juvenile Court | 37-E1-G2023-150-PEG01 | Security Parking Gate PEG01 | Chamberlain Elite | 2908N0928 | SL3000UL3/M4P17DJ5E | OM00017226 |  | Security Parking | 16-50094 (1) | NA | NA | 1/2 | 120 | 4.6/5.8 | Electric | DNA | NA | NA | \Classifications\Building System Class\G20-Other Systems\G2020 - Parking Lots\Secured Parking Gate - PEG | 1019007
37-E1 | 37-E1 Juvenile Court | 37-E1-D3044-125-PHW01 | Pump, Hot Water PHW01 | Sterling Fluid Systems | 0152436A | C810AM-BF | OM00028421 |  | Boiler Room | NA | NA | NA | 2 | 208-230/460 | 6.5-6.2/3.1 | Electric | 3 | NA | NA | \Classifications\Building System Class\D30-HVAC Systems\D3040 - Distribution SYS\Hot Water Pump - PHW | 1019008
37-E1 | 37-E1 Juvenile Court | 37-E1-D2023-100-BFP03 | Backflow Preventer BFP03 | FEBCO | A264962 | 825Y 1" | OM00002548 |  | Sheriff's Storage Area | NA | NA | NA | NA | NA | NA | NA | NA | NA | NA | \Classifications\Building System Class\D20-Plumbing\D2020 - Domestic Water\Backflow Preventer - BFP | 1019009
37-E1 | 37-E1 Juvenile Court | 37-E1-D2023-100-BFP04 | Backflow Preventer BFP04 | FEBCO | A264963 | 825Y 3" | OM00002547 |  | Sheriff's Storage Area | NA | NA | NA | NA | NA | NA | NA | NA | NA | NA | \Classifications\Building System Class\D20-Plumbing\D2020 - Domestic Water\Backflow Preventer - BFP | 1019010
37-E1 | 37-E1 Juvenile Court | 37-E1-D2023-100-BFP05 | Backflow Preventer BFP05 | Wilkin-Zurn | G01755 | 375AR 3" | OM00002546 | Customer# Meter#: 13415031 Assembly #: 2006358 | Grounds - requires original testing form | NA | NA | NA | NA | NA | NA | NA | NA | NA | NA | \Classifications\Building System Class\D20-Plumbing\D2020 - Domestic Water\Backflow Preventer - BFP | 1019011
37-E1 | 37-E1 Juvenile Court | 37-E1-D2023-100-BFP06 | Backflow Preventer BFP06 | Wilkin-Zurn | G01756 | 375AR | OM00002551 | Customer# Meter#: 13415031 Assembly #: 2006357 | Meadow Lark Street - requires original testingform | NA | NA | NA | NA | NA | NA | NA | NA | NA | NA | \Classifications\Building System Class\D20-Plumbing\D2020 - Domestic Water\Backflow Preventer - BFP | 1019012
37-E1 | 37-E1 Juvenile Court | 37-E1-D5010-110-MCC01 | Motor Control Center | General Electric | DNA | 435x135LOI | OM00002550 |  | ABM Office | NA | NA | NA | NA | 480 | DNA | Electric | 3 | NA | NA | \Classifications\Building System Class\D50-Electrical SYS\D5010 - Elec Service & Dist\Chiller Room Electrical Panel - MCC | 1019033
37-E1 | 37-E1 Juvenile Court | 37-E1-D3068-100-BAS01 | Building Automation System | Johnson Controls | DNA | Metasys | OM00035788 |  | In Engineer's Office on the East/South corner of the building | NA | NA | NA | NA | 120 | DNA | Electric | DNA | NA | NA | \Classifications\Building System Class\D30-HVAC Systems\D3060 - Control & Inst Air\Building Automation System - BAS | 1019281
37-E1 | 37-E1 Juvenile Court | 37-E1-D3041-110-AHU04 | Air Handler Unit - Serves Dept. 4,4,5 main lobby & section Of AD's office. | Trane | K14F53835 | CSAA017UBK00 | OM00036859 |  | Located in the center of the roof | BX-44 (1), BX-53 (1) | 20x20x2 (2), 20x24x2 (4) | NA | 7.5 | 460/60/30 | 8.2 | Electric | DNA | NA | NA | \Classifications\Building System Class\D30-HVAC Systems\D3040 - Distribution SYS\Air Handling Unit - AHU | 1019282
37-E3 | 37-E3 Department 9 Trailer | 37-E3-B2010-100-BLD01 | BUILDING | NA | NA | NA | OM00028365 |  | ENTIRE BUILDING | NA | NA | NA | NA | NA | NA | NA | NA | NA | NA | \Classifications\Building System Class\B20-General Building Exterior\B2010 - Exterior Walls\Building - BLD | 1016489
37-E3 | 37-E3 Department 9 Trailer | 37-E3-D4031-100-FEX01 | FIRE EXTINGUISHER | NA | NA | NA | OM00028367 |  | THROUGHOUT BUILDING | NA | NA | NA | NA | NA | NA | NA | NA | NA | NA | \Classifications\Building System Class\D40-Fire Protection SYS\D4030 - FIRE SPEC\Fire Extinguisher - FEX | 1016490
37-E3 | 37-E3 Department 9 Trailer | 37-E3-D3050-210-PKU01 | PACKAGE UNIT | Bard | DNA | XWH602LA | OM00017180 | NA | EXTERIOR WALL | NA | NA | R-22 | NA | 240 | 41.6 | Electric | 1 | NA | NA | \Classifications\Building System Class\D30-HVAC Systems\D3050 - Package SYS\Package Unit - PKU | 1016492
37-E3 | 37-E3 Department 9 Trailer | 37-E3-B3010-100-RUF01 | ROOF | DNA | DNA | DNA | OM00028369 | NA | ENTIRE ROOFING SYSTEM | NA | NA | NA | NA | NA | NA | NA | NA | NA | NA | \Classifications\Building System Class\B30-Roofing\B3010 - Roof Types\Roof - RUF | 1016491
37-E4 | 37-E4 Department 10 Trailer | 37-E4-D3050-210-PKU01 | PACKAGE UNIT | BARD | 153J011656786-02 | WH60ZLA10VP4XXX | OM00017181 | NA | EXTERIOR WALL | NA | NA | R-22 | NA | 230/208 | 41.6/36.2 | Electric | 1 | DNA | DNA | \Classifications\Building System Class\D30-HVAC Systems\D3050 - Package SYS\Package Unit - PKU | 1016493
37-E4 | 37-E4 Department 10 Trailer | 37-E4-B2010-100-BLD01 | BUILDING | NA | NA | NA | OM00028366 |  | ENTIRE BUILDING | NA | NA | NA | NA | NA | NA | NA | NA | NA | NA | \Classifications\Building System Class\B20-General Building Exterior\B2010 - Exterior Walls\Building - BLD | 1016494
37-E4 | 37-E4 Department 10 Trailer | 37-E4-B3010-100-RUF01 | ROOF | DNA | DNA | DNA | OM00028370 | NA | ENTIRE ROOFING SYSTEM | NA | NA | NA | NA | NA | NA | NA | NA | NA | NA | \Classifications\Building System Class\B30-Roofing\B3010 - Roof Types\Roof - RUF | 1016495
37-E4 | 37-E4 Department 10 Trailer | 37-E4-D4031-100-FEX01 | FIRE EXTINGUISHER | NA | NA | NA | OM00028368 |  | THROUGHOUT BUILDING | NA | NA | NA | NA | NA | NA | NA | NA | NA | NA | \Classifications\Building System Class\D40-Fire Protection SYS\D4030 - FIRE SPEC\Fire Extinguisher - FEX | 1016496
37-F1 | 37-F1 North County Regional Center - South | 37-F1-D1010-100-ELE05 | Elevator #5 | Conveyance | 114692 | DNA | OM00017065 | State ID# 114692 | Holding Cells - Between Courts. | NA | NA | NA | DNA | 480 | DNA | electric | 3 | NA | NA | \Classifications\Building System Class\D10-Conveyance Systems\D1010 - Elevator\Elevator,Electric,Pass/Freight - ELE | EQ-1005139
37-F1 | 37-F1 North County Regional Center - South | 37-F1-D1010-100-ELE06 | Elevator #6 | Northern Elevator Limited | DNA | DNA | OM00002443 | State ID# 114693 | Holding Cells - Between Courts. | NA | NA | NA | 37.5 | 575 | 38 | electric | 3 | NA | NA | \Classifications\Building System Class\D10-Conveyance Systems\D1010 - Elevator\Elevator,Electric,Pass/Freight - ELE | EQ-1005140
37-F1 | 37-F1 North County Regional Center - South | 37-F1-D1010-100-ELE07 | Elevator #7 | Northern Elevator Limited | 8603 | TW160 | OM00002444 | State ID# 114694 | Holding Cells - Between Courts. | NA | NA | NA | 37.5 | 575 | 38 | electric | 3 | NA | NA | \Classifications\Building System Class\D10-Conveyance Systems\D1010 - Elevator\Elevator,Electric,Pass/Freight - ELE | EQ-1005141
37-F1 | 37-F1 North County Regional Center - South | 37-F1-D1013-310-WCL01 | Wheel Chair Lifter | South Worth Products Corp | DNA | LSO5-22 | OM00017923 | State ID# 114853 | 3rd Floor -DEPT 20 | NA | NA | NA | 1 | 115/230 | 21/10.5 | electric | 1 | NA | NA | \Classifications\Building System Class\D10-Conveyance Systems\D1010 - Elevator\Wheelchair Lift - WCL | EQ-1005149
37-F1 | 37-F1 North County Regional Center - South | 37-F1-D1013-310-WCL02 | Wheel Chair Lifter - WCL02 | South Worth Products Corp | 96745_A4 | LSO5-22 | OM00017924 | State ID# 114854 | 3rd Floor -DEPT 21 | NA | NA | NA | 1 | 115/230 | 21/10.5 | electric | 1 | NA | NA | \Classifications\Building System Class\D10-Conveyance Systems\D1010 - Elevator\Wheelchair Lift - WCL | EQ-1005150
37-F1 | 37-F1 North County Regional Center - South | 37-F1-D1013-310-WCL03 | Wheel Chair Lifter - WCL03 | South Worth Products Corp | DNA | LSO5-22 | OM00017925 | State ID# 114861 | 3rd Floor DEPT 22 | NA | NA | NA | 1 | 115/230 | 21/10.5 | electric | 1 | NA | NA | \Classifications\Building System Class\D10-Conveyance Systems\D1010 - Elevator\Wheelchair Lift - WCL | EQ-1005151
37-F1 | 37-F1 North County Regional Center - South | 37-F1-D1013-310-WCL04 | Wheel Chair Lifter - WCL04 | South Worth Products Corp | 96745_A5 | LSO5-22 | OM00017926 | State ID# 114862 | 3rd Floor DEPT 23 | NA | NA | NA | 1 | 115/230 | 21/10.5 | electric | 1 | NA | NA | \Classifications\Building System Class\D10-Conveyance Systems\D1010 - Elevator\Wheelchair Lift - WCL | EQ-1005152
37-F1 | 37-F1 North County Regional Center - South | 37-F1-D1013-310-WCL05 | Wheel Chair Lifter - WCL05 | South Worth Products Corp | 114863 | LSO5-22 | OM00017927 | State ID# 114863 | 3rd Floor -DEPT 24 | NA | NA | NA | 1 | 115/230 | 21/10.5 | electric | 1 | NA | NA | \Classifications\Building System Class\D10-Conveyance Systems\D1010 - Elevator\Wheelchair Lift - WCL | EQ-1005153
37-F1 | 37-F1 North County Regional Center - South | 37-F1-D1013-310-WCL06 | Wheel Chair Lifter - WCL06 | South Worth Products Corp | 96745_A2 | LSO5-22 | OM00017928 | State ID# 114864 | 3rd Floor -DEPT 25 | NA | NA | NA | 1 | 115/230 | 21/10.5 | electric | 1 | NA | NA | \Classifications\Building System Class\D10-Conveyance Systems\D1010 - Elevator\Wheelchair Lift - WCL | EQ-1005154
37-F1 | 37-F1 North County Regional Center - South | 37-F1-D1013-310-WCL07 | Wheel Chair Lifter - WCL07 | South Worth Products Corp | 114855 | LSO5-22 | OM00017929 | State ID# 114855 | 4th Floor DEPT 26 | NA | NA | NA | 1 | 115/230 | 21/10.5 | electric | 1 | NA | NA | \Classifications\Building System Class\D10-Conveyance Systems\D1010 - Elevator\Wheelchair Lift - WCL | EQ-1005155
37-F1 | 37-F1 North County Regional Center - South | 37-F1-D1013-310-WCL08 | Wheel Chair Lifter - WCL08 | South Worth Products Corp | 96746_A1 | LSO5-22 | OM00017930 | State ID# 114856 | 4th Floor - DEPT 27 | NA | NA | NA | 1 | 115/230 | 21/10.5 | electric | 1 | NA | NA | \Classifications\Building System Class\D10-Conveyance Systems\D1010 - Elevator\Wheelchair Lift - WCL | EQ-1005156
37-F1 | 37-F1 North County Regional Center - South | 37-F1-D1013-310-WCL09 | Wheel Chair Lifter - WCL09 | South Worth Products Corp | DNA | LSO5-22 | OM00017931 | State ID# 114857 | 4th Floor -DEPT 28 | NA | NA | NA | 1 | 115/230 | 21/10.5 | electric | 1 | NA | NA | \Classifications\Building System Class\D10-Conveyance Systems\D1010 - Elevator\Wheelchair Lift - WCL | EQ-1005157
37-F1 | 37-F1 North County Regional Center - South | 37-F1-D1013-310-WCL10 | Wheel Chair Lifter - WCL10 | South Worth Products Corp | 96745_A6 | LSO5-22 | OM00017932 | State ID# 114858 | 4th Floor -DEPT 29 | NA | NA | NA | 1 | 115/230 | 21/10.5 | electric | 1 | NA | NA | \Classifications\Building System Class\D10-Conveyance Systems\D1010 - Elevator\Wheelchair Lift - WCL | EQ-1005158
37-F1 | 37-F1 North County Regional Center - South | 37-F1-D1013-310-WCL11 | Wheel Chair Lifter - WCL11 | South Worth Products Corp | 114859 | LSO5-22 | OM00017933 | State ID# 114859 | 4th Floor DEPT 30 | NA | NA | NA | 1 | 115/230 | 21/10.5 | electric | 1 | NA | NA | \Classifications\Building System Class\D10-Conveyance Systems\D1010 - Elevator\Wheelchair Lift - WCL | EQ-1005159
37-F1 | 37-F1 North County Regional Center - South | 37-F1-D1013-310-WCL12 | Wheel Chair Lifter | South Worth Products Corp | 96744_A6 | LSO5-22 | OM00017934 | State ID# 114860 | 4th Floor -DEPT 31 | NA | NA | NA | 1 | 115/230 | 21/10.5 | electric | 1 | NA | NA | \Classifications\Building System Class\D10-Conveyance Systems\D1010 - Elevator\Wheelchair Lift - WCL | EQ-1005160
37-F1 | 37-F1 North County Regional Center - South | 37-F1-D4031-100-FEX33 | FIRE EXTINGUSHER (33) | NA | NA | ABC | OM00028424 |  | Corridor | NA | NA | NA | NA | NA | NA | NA | NA | NA | NA | \Classifications\Building System Class\D40-Fire Protection SYS\D4030 - FIRE SPEC\Fire Extinguisher - FEX | EQ-1005161
37-F1 | 37-F1 North County Regional Center - South | 37-F1-B2010-100-CTY01 | Building | NA | NA | NA | OM00037901 | [12 empty] | \Classifications\Building System Class\B20-General Building Exterior\B2010 - Exterior Walls\Building - BLD | 1016557
37-F1 | 37-F1 North County Regional Center - South | 37-F1-G2023-150-PEG01 | Vehicular Gate Operator (Judges' Parking) | B & B Electromatic | H3381 | XLH2043 | OM00002485 | NA | Judges' Parking | NA | NA | NA | DNA | 440 | 2.8 | Electric | 3 | NA | NA | \Classifications\Building System Class\G20-Other Systems\G2020 - Parking Lots\Secured Parking Gate - PEG | 1018942
37-F1 | 37-F1 North County Regional Center - South | 37-F1-D3050-250-ACU01 | ACU (Sever Room) ACU01 | Compu-Aire | MK98-002-8402 | MKA-317(E) | OM00002490 |  | Secure hall Adjacent to Server Room, Unit is above ceiling | DNA | 22 1/2x30x1 | R-22 | 3/4 | 277 | 4.8 | Electric | 1 | 24,000 | 24,000 | \Classifications\Building System Class\D30-HVAC Systems\D3050 - Package SYS\Air Conditioning,Split System - ACU | 1019757
37-F1 | 37-F1 North County Regional Center - South | 37-F1-D3050-250-ACU02 | ACU (Information Room) ACU02 | Compu-Aire | MK98-002-8402 | MKA-317(E) | OM00002489 |  | Information Systems | DNA | 16x20x2 (2), 22 1/2x30x1(2) | R-22 | 3/4 | 277 | 4.8 | Electric | 1 | 24,000 | 24,000 | \Classifications\Building System Class\D30-HVAC Systems\D3050 - Package SYS\Air Conditioning,Split System - ACU | 1019765
37-F1 | 37-F1 North County Regional Center - South | 37-F1-D4094-450-SFM01 | Halon Fire Suppression System | KIDDE | DNA | DNA | OM00002491 |  | Information Systems | NA | NA | NA | NA | NA | NA | NA | NA | NA | NA | \Classifications\Building System Class\D40-Fire Protection SYS\D4090 - Other Fire Protection Systems\Fire Suppression, Gaseous - SFM | 1019767
37-F2 | 37-F2 North County Regional Center - North | 37-F2-D4031-100-FEX62 | Fire Extinguisher (FEX62) | NA | NA | NA | OM00028428 |  | Family | NA | NA | NA | NA | NA | NA | NA | NA | NA | NA | \Classifications\Building System Class\D40-Fire Protection SYS\D4030 - FIRE SPEC\Fire Extinguisher - FEX | EQ-1002623
37-F2 | 37-F2 North County Regional Center - Vista Center | 37-F2-D2018-100-DKF15 | No 1 Water Drinking Fountains | Elkay | S010421359 | EBF58A | OM00017290 | NA | West Corridor | NA | NA | R-134A | 0.25 | 115 | 5 | NA | 1 | NA | NA | \Classifications\Building System Class\D20-Plumbing\D2010 - Plumb Fix\Drink Fountain (Refr Indvl Wtrcooler) - DKF | EQ-1002624
37-F2 | 37-F2 North County Regional Center - Vista Center | 37-F2-D2018-100-DKF16 | No. 2 Water Drinking Fountains | Elkay | EBFS8A | EBF58A | OM00017237 | NA | West Corridor | NA | NA | R-134A | 0.25 | 115 | 5 | NA | 1 | NA | NA | \Classifications\Building System Class\D20-Plumbing\D2010 - Plumb Fix\Drink Fountain (Refr Indvl Wtrcooler) - DKF | EQ-1002625
37-F2 | 37-F2 North County Regional Center - Vista Center | 37-F2-D2018-100-DKF17 | No. 3 Water Drinking Fountains | Hasley Taylor | HAC-8F-Q | HAC-8F-Q | OM00017238 | NA | Central | NA | NA | R-134A | 0.25 | 115 | 5 | NA | 1 | NA | NA | \Classifications\Building System Class\D20-Plumbing\D2010 - Plumb Fix\Drink Fountain (Refr Indvl Wtrcooler) - DKF | EQ-1002626
37-F2 | 37-F2 North County Regional Center - Vista Center | 37-F2-D2018-100-DKF18 | No. 4 Water Drinking Fountains | Elkay | EBFS8A | EBF58A | OM00017239 | NA | Central | NA | NA | R-134A | 0.25 | 115 | 5 | NA | 1 | NA | NA | \Classifications\Building System Class\D20-Plumbing\D2010 - Plumb Fix\Drink Fountain (Refr Indvl Wtrcooler) - DKF | EQ-1002627
37-F2 | 37-F2 North County Regional Center - Vista Center | 37-F2-D2018-100-DKF19 | No. 5 Water Drinking Fountains | Hasley Taylor | HAC-8F-Q | HAC-8F-Q | OM00017240 | NA | East Corridor | NA | NA | R-134A | 0.25 | 115 | 5 | NA | 1 | NA | NA | \Classifications\Building System Class\D20-Plumbing\D2010 - Plumb Fix\Drink Fountain (Refr Indvl Wtrcooler) - DKF | EQ-1002628
37-F2 | 37-F2 North County Regional Center - Vista Center | 37-F2-D2018-100-DKF21 | No. 7 Water Drinking Fountains | Hasley Taylor | HAC-8F-Q | HAC-8F-Q | OM00017291 | NA | Central | NA | NA | R-134A | 0.25 | 115 | 5 | NA | 1 | NA | NA | \Classifications\Building System Class\D20-Plumbing\D2010 - Plumb Fix\Drink Fountain (Refr Indvl Wtrcooler) - DKF | EQ-1002630
37-F2 | 37-F2 North County Regional Center - Vista Center | 37-F2-D2018-100-DKF22 | No. 8 Water Drinking Fountains | Sunroc | E285116B | BS114 | OM00017319 | NA | Dept's Corridor | NA | NA | R-22 | 0.25 | 115 | 5 | NA | 1 | NA | NA | \Classifications\Building System Class\D20-Plumbing\D2010 - Plumb Fix\Drink Fountain (Refr Indvl Wtrcooler) - DKF | EQ-1002631
37-F2 | 37-F2 North County Regional Center - Vista Center | 37-F2-D2018-100-DKF23 | No. 9 Water Drinking Fountains | Hasley Taylor | 72300-004101 | HAC-8F-Q | OM00017320 | NA | Dept's Corridor | NA | NA | R-134A | 0.25 | 115 | 5 | NA | 1 | NA | NA | \Classifications\Building System Class\D20-Plumbing\D2010 - Plumb Fix\Drink Fountain (Refr Indvl Wtrcooler) - DKF | EQ-1002632
37-F2 | 37-F2 North County Regional Center - Vista Center | 37-F2-D2018-100-DKF25 | No. 11 Water Drinking Fountains | Sunroc | E293913C | MSW14 | OM00017322 | NA | Dept's Corridor | NA | NA | R-134A | 0.25 | 115 | 5 | NA | 1 | NA | NA | \Classifications\Building System Class\D20-Plumbing\D2010 - Plumb Fix\Drink Fountain (Refr Indvl Wtrcooler) - DKF | EQ-1002634
37-F2 | 37-F2 North County Regional Center - Vista Center | 37-F2-D2018-100-DKF26 | No. 12 Water Drinking Fountains | Sunroc | E296912C | XSW14 | OM00017323 | NA | Dept's Corridor | NA | NA | R-134A | 0.25 | 115 | 5 | NA | 1 | NA | NA | \Classifications\Building System Class\D20-Plumbing\D2010 - Plumb Fix\Drink Fountain (Refr Indvl Wtrcooler) - DKF | EQ-1002635
37-F2 | 37-F2 North County Regional Center - Vista Center | 37-F2-D3041-110-AHU01 | ""G"" AIR HANDLER | Aladdin Air Handling Equipment | 71090 | 5B | OM00017324 | NA | Roof | B-95 (1) | (4) 24 X24X2"" | NA | 10 & 3 | 208-230/460 | 25.4-24/12 | Electric | 3 | NA | NA | \Classifications\Building System Class\D30-HVAC Systems\D3040 - Distribution SYS\Air Handling Unit - AHU | EQ-1002636
37-F2 | 37-F2 North County Regional Center - North | 37-F2-D3041-110-AHU02 | ""H"" AIR HANDLER | Aladdin Air Handling Equipment | 71087-2 | BA | OM00017325 | NA | Roof | B116 (1) | (9) 24 X24X2 | Chilled water | 15 &15 | 208-230/460 | 38.8-27/18.5 | Electric | 3 | NA | NA | \Classifications\Building System Class\D30-HVAC Systems\D3040 - Distribution SYS\Air Handling Unit - AHU | EQ-1002637
37-F2 | 37-F2 North County Regional Center - North | 37-F2-D3041-110-AHU03 | ""J"" AIR HANDLER | Aladdin | 71087-5 | DNA | OM00017326 | NA | Roof | B112 (1) | (9) 24 X24X2 | NA | 20 &15 | 208-230/460 | 38.8-37/18.5 | Electric | 3 | NA | NA | \Classifications\Building System Class\D30-HVAC Systems\D3040 - Distribution SYS\Air Handling Unit - AHU | EQ-1002638
37-F2 | 37-F2 North County Regional Center - North | 37-F2-D3041-110-AHU04 | ""K"" AIR HANDLER | Aladdin | 71091 | BA | OM00017327 | NA | Roof | B133/B135 | (12) 24 X24X2 | NA | 25 & 3 | 230/460 | 57.9/29.0 | Electric | 3 | NA | NA | \Classifications\Building System Class\D30-HVAC Systems\D3040 - Distribution SYS\Air Handling Unit - AHU | EQ-1002639
37-F2 | 37-F2 North County Regional Center - North | 37-F2-D3041-110-AHU05 | ""L"" AIR HANDLER | Aladdin Air Handling Equipment | 71092 | BA | OM00017328 | NA | Roof | B124 (3) | 24 X24X2 (12) | NA | 20 & 10 | 230/460 | 46.7/23.4 | Electric | 3 | NA | NA | \Classifications\Building System Class\D30-HVAC Systems\D3040 - Distribution SYS\Air Handling Unit - AHU | EQ-1002640
37-F2 | 37-F2 North County Regional Center - North | 37-F2-D3041-110-AHU06 | AIR HANDLER | Aladdin Air Handling Equipment | 70863 | HC | OM00017334 | NA | Basement | B105(2) | (12) 24 X24X2"" | NA | 15 & 5 | 230/460 | 40/20 | Electric | 3 | NA | NA | \Classifications\Building System Class\D30-HVAC Systems\D3040 - Distribution SYS\Air Handling Unit - AHU | EQ-1002641
37-F2 | 37-F2 North County Regional Center - North | 37-F2-D3050-250-ACU01 | Air Conditioning Split Unit | York | EFEM236893 | H2DH036S06B | OM00014088 |  | Judges Secured Parking Area | NA | (12)24X24X2"" | R-22 | DNA | 208-230/460 | 21.5 | Electric | 3 | NA | NA | \Classifications\Building System Class\D30-HVAC Systems\D3050 - Package SYS\Air Conditioning,Split System - ACU | EQ-1002642
37-F2 | 37-F2 North County Regional Center - Vista Center | 37-F2-D2040-100-PSU01 | Sump Pump | Gorman Rupp Company | 910430 | SI1/2A3A | OM00017943 | NA | Basement | NA | NA | NA | DNA | 115 | 5.4 | Electric | 1 | NA | NA | \Classifications\Building System Class\D20-Plumbing\D2040 - Rain Drain\Sump Pump - PSU | EQ-1002643
37-F2 | 37-F2 North County Regional Center - North | 37-F2-D3042-220-EFN02 | EXHAUST FAN EF-8-3 | Carness | 327671.005 | VEBL10L?AIUA20SPC1 | OM00017338 | NA | Roof of the Building | 4L210H | NA | NA | 0.25 | 115 | 5 | Electric | 1 | NA | NA | \Classifications\Building System Class\D30-HVAC Systems\D3040 - Distribution SYS\Supply/Exhaust/Return fans- FAN | EQ-1002645
37-F2 | 37-F2 North County Regional Center - North | 37-F2-D3042-220-EFN03 | EXHAUST FAN EF-12-1 | Carness | 327671.007 | VEBK12L?AIUA20SPC1 | OM00017339 | NA | Building | 4L230 | NA | NA | 0.25 | 115 | 5 | Electric | 1 | NA | NA | \Classifications\Building System Class\D30-HVAC Systems\D3040 - Distribution SYS\Supply/Exhaust/Return fans- FAN | EQ-1002646
37-F2 | 37-F2 North County Regional Center - Vista Center | 37-F2-D3042-220-EFN04 | EXHAUST FAN EF-12-2 | Carnes | 327671.009 | VEBK18L?AIUA20SPC1 | OM00017340 | NA | Roof | 4L210H (1) | NA | NA | 1/4 | 115/230 | 6.2/3.1 | Electric | 1 | NA | NA | \Classifications\Building System Class\D30-HVAC Systems\D3040 - Distribution SYS\Supply/Exhaust/Return fans- FAN | EQ-1002647
37-F2 | 37-F2 North County Regional Center - Vista Center | 37-F2-D3042-220-EFN06 | EXHAUST FAN E-9-1 | DNA | DNA | DNA | OM00017344 | NA | ROOF | 4L-410H (1) | NA | NA | 0.50 | 115 | 8.3 | Electric | 1 | NA | NA | \Classifications\Building System Class\D30-HVAC Systems\D3040 - Distribution SYS\Supply/Exhaust/Return fans- FAN | EQ-1002649
37-F2 | 37-F2 North County Regional Center - Vista Center | 37-F2-D3042-220-EFN07 | EXHAUST FAN E-9-2 | DNA | DNA | DNA | OM00017345 | NA | Roof | 4L420 | NA | NA | 3/4 | 208-230/460 | 2.8-2.8/1.4 | Electric | 3 | NA | NA | \Classifications\Building System Class\D30-HVAC Systems\D3040 - Distribution SYS\Supply/Exhaust/Return fans- FAN | EQ-1002650
37-F2 | 37-F2 North County Regional Center - North | 37-F2-D3042-220-EFN08 | EXHAUST FAN E-13-1 | DNA | DNA | DNA | OM00017346 | NA | Building | 4L410 | NA | NA | 1/4 | 115 | 5.1 | Electric | 1 | NA | NA | \Classifications\Building System Class\D30-HVAC Systems\D3040 - Distribution SYS\Supply/Exhaust/Return fans- FAN | EQ-1002651
37-F2 | 37-F2 North County Regional Center - Vista Center | 37-F2-D3042-220-EFN10 | EXHAUST FAN 10 | Carnes | 327671.004 | VEBK10K2AUA20SPC1 | OM00017348 | NA | Roof | 4L-210 (1) | NA | NA | 1/6 | 115 | 3.59 | Electric | 1 | NA | NA | \Classifications\Building System Class\D30-HVAC Systems\D3040 - Distribution SYS\Supply/Exhaust/Return fans- FAN | EQ-1002653
37-F2 | 37-F2 North County Regional Center - North | 37-F2-D3042-220-EFN11 | EXHAUST FAN 11 | DNA | Unkown | DNA | OM00017349 | NA | Roof | 4L-420H (1) | NA | NA | 1/4 | 115 | 4.2 | Electric | 1 | NA | NA | \Classifications\Building System Class\D30-HVAC Systems\D3040 - Distribution SYS\Supply/Exhaust/Return fans- FAN | EQ-1002654
37-F2 | 37-F2 North County Regional Center - Vista Center | 37-F2-D3042-220-EFN12 | EXHAUST FAN E-10-2 | DNA | DNA | DNA | OM00017350 | NA | ROOF | 4l-410 (1) | NA | NA | 1/4 | 115 | 3.9 | Electric | 1 | NA | NA | \Classifications\Building System Class\D30-HVAC Systems\D3040 - Distribution SYS\Supply/Exhaust/Return fans- FAN | EQ-1002655
37-F2 | 37-F2 North County Regional Center - North | 37-F2-D3042-220-EFN13 | EXHAUST FAN E-10-1 | DNA | Unkown | DNA | OM00017351 | NA | Roof | 4l-410H (1) | NA | NA | 1/4 | 115 | 3.9 | Electric | 1 | NA | NA | \Classifications\Building System Class\D30-HVAC Systems\D3040 - Distribution SYS\Supply/Exhaust/Return fans- FAN | EQ-1002656
37-F2 | 37-F2 North County Regional Center - North | 37-F2-D5092-250-EML99 | No. 65 Emergrency Exit Sign | NA | NA | NA | OM00028429 |  | Hallway | NA | NA | NA | NA | DNA | DNA | Electric | DNA | NA | NA | \Classifications\Building System Class\D50-Electrical SYS\D5090 - Elec SYS\Emergency And Exit Lighting - EML | EQ-1002756
37-F2 | 37-F2 North County Regional Center - Vista Center | 37-F2-D2018-100-DKF01 | No. 1 Water Fountain | Elkay | S010421359 | EBFS8A | OM00017290 | NA | Common West | NA | NA | R-134A | 0.25 | 115 | 5 | NA | 1 | NA | NA | \Classifications\Building System Class\D20-Plumbing\D2010 - Plumb Fix\Drink Fountain (Refr Indvl Wtrcooler) - DKF | EQ-1002774
37-F2 | 37-F2 North County Regional Center - Vista Center | 37-F2-D2018-100-DKF03 | No. 3 Water Fountain | Hasley Taylor | 94024965B | HAC-8F-Q | OM00017938 | NA | Central | NA | NA | R-134A | 0.25 | 115 | 5 | NA | 1 | NA | NA | \Classifications\Building System Class\D20-Plumbing\D2010 - Plumb Fix\Drink Fountain (Refr Indvl Wtrcooler) - DKF | EQ-1002776
37-F2 | 37-F2 North County Regional Center - Vista Center | 37-F2-D2018-100-DKF04 | No. 4 Water Fountain | Elkay | NONE | EBFS8A | OM00017939 | NA | Common West | NA | NA | R-134A | 0.25 | 115 | 5 | NA | 1 | NA | NA | \Classifications\Building System Class\D20-Plumbing\D2010 - Plumb Fix\Drink Fountain (Refr Indvl Wtrcooler) - DKF | EQ-1002777
37-F2 | 37-F2 North County Regional Center - Vista Center | 37-F2-D2018-100-DKF05 | No. 5 Water Fountain | Hasley Taylor | 940249659 | HAC-8F-Q | OM00017940 | NA | Common East | NA | NA | R-134A | 0.25 | 115 | 5 | NA | 1 | NA | NA | \Classifications\Building System Class\D20-Plumbing\D2010 - Plumb Fix\Drink Fountain (Refr Indvl Wtrcooler) - DKF | EQ-1002778
37-F2 | 37-F2 North County Regional Center - Vista Center | 37-F2-D2018-100-DKF06 | No. 6 Water Fountain | Elkay | NONE | EBFS8A | OM00017289 | NA | Common East | NA | NA | R-134A | 0.25 | 115 | 5 | NA | 1 | NA | NA | \Classifications\Building System Class\D20-Plumbing\D2010 - Plumb Fix\Drink Fountain (Refr Indvl Wtrcooler) - DKF | EQ-1002779
37-F2 | 37-F2 North County Regional Center - Vista Center | 37-F2-D2018-100-DKF08 | No. 8 Water Fountain | Sunroc | E285116B | B5114 | OM00017290 | NA | DEPT Corridor | NA | NA | R-134A | 0.25 | 115 | 5 | NA | 1 | NA | NA | \Classifications\Building System Class\D20-Plumbing\D2010 - Plumb Fix\Drink Fountain (Refr Indvl Wtrcooler) - DKF | EQ-1002781
37-F2 | 37-F2 North County Regional Center - Vista Center | 37-F2-D2018-100-DKF10 | No. 10 Water Fountain | Elkay | 980754958 | EBFS8A-1A | OM00017321 | NA | DEPT Corridor | NA | NA | R-134A | 0.25 | 115 | 5 | NA | 1 | NA | NA | \Classifications\Building System Class\D20-Plumbing\D2010 - Plumb Fix\Drink Fountain (Refr Indvl Wtrcooler) - DKF | EQ-1002783
37-F2 | 37-F2 North County Regional Center - Vista Center | 37-F2-D2018-100-DKF12 | No. 12 Water Fountain | Sunroc | E296912C | XSW14 | OM00017323 | NA | Common West | NA | NA | R-134A | 0.25 | 115 | 5 | NA | 1 | NA | NA | \Classifications\Building System Class\D20-Plumbing\D2010 - Plumb Fix\Drink Fountain (Refr Indvl Wtrcooler) - DKF | EQ-1002785
37-F2 | 37-F2 North County Regional Center - Vista Center | 37-F2-D2018-100-DKF13 | No. 13 Water Fountain | HAWS | 97325024 | HWCA8F | OM00017903 | NA | Common West | NA | NA | R-134A | 0.25 | 115 | 5 | NA | 1 | NA | NA | \Classifications\Building System Class\D20-Plumbing\D2010 - Plumb Fix\Drink Fountain (Refr Indvl Wtrcooler) - DKF | EQ-1002786
37-F2 | 37-F2 North County Regional Center - North | 37-F2-D1010-100-ELE01 | Employee Elevator ELE01 | US ELEVATOR CORP. | 01-356-12282 | DNA | OM00017329 | State ID# 062918 | NA | NA | NA | NA | 25 | 400 | 36 | ELECTRIC | 3 | NA | NA | \Classifications\Building System Class\D10-Conveyance Systems\D1010 - Elevator\Elevator,Electric,Pass/Freight - ELE | EQ-1002788
37-F2 | 37-F2 North County Regional Center - North | 37-F2-B2010-100-BLD01 | Building Structure | NA | NA | NA | OM00028426 | NA | NA | NA | NA | NA | NA | NA | NA | NA | NA | NA | NA | \Classifications\Building System Class\B20-General Building Exterior\B2010 - Exterior Walls\Building - BLD | EQ-1007332
37-F2 | 37-F2 North County Regional Center - North | 37-F2-B3010-100-RUF01 | Roofing Systems | NA | NA | NA | OM00028427 |  | NA | NA | NA | NA | NA | NA | NA | NA | NA | NA | NA | \Classifications\Building System Class\B30-Roofing\B3010 - Roof Types\Roof - RUF | EQ-1007509
37-F2 | 37-F2 North County Regional Center - North | 37-F2-D2040-100-PSU02 | SUMP PUMP PSU02 | Zogler Pump | 137-0051 | M137-C | OM00014059 |  | At the Bottom of Stairs | NA | NA | NA | 1/2 | 115 | DNA | Electric | 1 | NA | NA | \Classifications\Building System Class\D20-Plumbing\D2040 - Rain Drain\Sump Pump - PSU | 1014494
37-F2 | 37-F2 North County Regional Center - North | 37-F2-D3042-220-EFN01 | EXHAUST FAN E-8-1 | DNA | DNA | DNA | OM00017336 |  | ROOF | 4L-410 | NA | NA | 1/3 | 115 | 6.1/3.8 | Electric | 1 | NA | NA | \Classifications\Building System Class\D30-HVAC Systems\D3040 - Distribution SYS\Supply/Exhaust/Return fans- FAN | 1014495
37-F2 | 37-F2 North County Regional Center - North | 37-F2-D3042-220-EFN05 | EXHAUST FAN # 12 | Carnes | 327671.001 | VEBK08L?AIUA20SPC1 | OM00028372 |  | ROOF | 4L220H (1) | NA | NA | 0.25 | 115 | 5 | Electric | 1 | NA | NA | \Classifications\Building System Class\D30-HVAC Systems\D3040 - Distribution SYS\Supply/Exhaust/Return fans- FAN | 1014496
37-F2 | 37-F2 North County Regional Center - North | 37-F2-D3042-220-EFN09 | EXHAUST FAN E-7-A | DNA | DNA | DNA | OM00017335 |  | ROOF | 4L-420H (1) | NA | NA | 1/4 | 115 | 4.2 | Electric | 1 | NA | NA | \Classifications\Building System Class\D30-HVAC Systems\D3040 - Distribution SYS\Supply/Exhaust/Return fans- FAN | 1014497
37-F2 | 37-F2 North County Regional Center - North | 37-F2-D3042-220-EFN14 | EXHAUST FAN E-8-2 | DNA | DNA | DNA | OM00017337 |  | ROOF | 4L-540 | NA | NA | 1/2 | 208-220/440 | 2.0/1.0 | Electric | 3 | NA | NA | \Classifications\Building System Class\D30-HVAC Systems\D3040 - Distribution SYS\Supply/Exhaust/Return fans- FAN | 1014498
37-F2 | 37-F2 North County Regional Center - North | 37-F2-D5037-710-FAP01 | Fire Alarm Panel | Notifier a Pittway Company | DNA | 2020 | OM00014371 | NA | Rear of 37-F2 North | NA | NA | NA | NA | 110 | 20 | Electric | 1 | NA | NA | \Classifications\Building System Class\D50-Electrical SYS\D5030 - Comm & Security\Fire Alarm Panel - FAP | 1014897
37-F2 | 37-F2 North County Regional Center - North | 37-F2-D4010-150-FMS01 | Stand Pipe | NA | NA | CSC | OM00014348 | NA | Jail AHU room | NA | NA | NA | NA | NA | NA | NA |  | NA | NA | \Classifications\Building System Class\D40-Fire Protection SYS\D4010 - Sprinkler SYS\Fire Systems, stand pipes - FMS | 1014898
37-F2 | 37-F2 North County Regional Center - North | 37-F2-D3068-100-BAS01 | Buiding Automation System - BAS01 | Siemens | DNA | DNA | OM00014349 |  | AOC Maintenance Shop | NA | NA | NA | NA | 110 | DNA | Electric | 1 | NA | NA | \Classifications\Building System Class\D30-HVAC Systems\D3060 - Control & Inst Air\Building Automation System - BAS | 1015287
37-F2 | 37-F2 North County Regional Center - North | 37-F2-D3041-230-RFN06 | Return Fan (Rm E7) | Aladdin Air Handling Equip | 716951 | B8 | OM00002568 |  | Roof Room E7 | B80 (1) | NA | NA | 3 | 208-230/460 | 9-8.4/4.2 | Electric | 3 | NA | NA | \Classifications\Building System Class\D30-HVAC Systems\D3040 - Distribution SYS\Supply/Exhaust/Return fans- FAN | 1019196
37-F2 | 37-F2 North County Regional Center - North | 37-F2-D3041-230-RFN07 | Return Fan #7A (AHU Rm) | Aladdin Air Handling Equip | 70866 | BA | OM00002447 |  | Air Handler Room | NA | NA | NA | 5 | 208-230/460 | 14.5-13.1/6.54 | Electric | 3 | NA | NA | \Classifications\Building System Class\D30-HVAC Systems\D3040 - Distribution SYS\Supply/Exhaust/Return fans- FAN | 1019197
37-F2 | 37-F2 North County Regional Center - North | 37-F2-D3041-230-RFN08 | Return Fan #8 (Roof Rm H) RFN08 | Aladdin Air Handling Equip | 710894 | BA | OM00002564 |  | Roof Room H | B105 (2) | NA | NA | 5 | 230/460 | 12.6/6.3 | NA | 3 | NA | NA | \Classifications\Building System Class\D30-HVAC Systems\D3040 - Distribution SYS\Supply/Exhaust/Return fans- FAN | 1019198
37-F2 | 37-F2 North County Regional Center - North | 37-F2-D3041-230-RFN09 | Return Fan #9 (Roof Rm H) RFN09 | Aladdin Air Handling Equip | 710895 | BA | OM00002445 |  | Roof Room H | B105 (2) | NA | NA | 7.5 | 208-230/460 | 21-18.8/9.4 | Electric | 3 | NA | NA | \Classifications\Building System Class\D30-HVAC Systems\D3040 - Distribution SYS\Supply/Exhaust/Return fans- FAN | 1019199
37-F2 | 37-F2 North County Regional Center - North | 37-F2-D3041-230-RFN10 | Return Fan #10 (Roof Rm J) | Aladdin Air Handling Equip | 710896 | BA | OM00002562 |  | Roof Room J | B105 (2) | NA | NA | 7.5 | 208-230/460 | 21-18.8/9.4 | Electric | 3 | NA | NA | \Classifications\Building System Class\D30-HVAC Systems\D3040 - Distribution SYS\Supply/Exhaust/Return fans- FAN | 1019200
37-F2 | 37-F2 North County Regional Center - North | 37-F2-D3041-230-RFN11 | Return Fan #11 (Roof Rm J) | Aladdin Air Handling Equip | 710897 | BA | OM00002566 |  | Roofm Room J | B108 (2) | NA | NA | 5 | 208-230/460 | 13.9-13.4/6.7 | Electric | 3 | NA | NA | \Classifications\Building System Class\D30-HVAC Systems\D3040 - Distribution SYS\Supply/Exhaust/Return fans- FAN | 1019201
37-F2 | 37-F2 North County Regional Center - North | 37-F2-D3041-230-RFN12 | Return Fan #12 (Roof Rm K) | Aladdin Air Handling Equip | 710911 | BA | OM00002446 |  | Roof, Roof Room K | B136 (2) | NA | NA | 7.5 | 230/460 | 17.8/8.9 | Electric | 3 | NA | NA | \Classifications\Building System Class\D30-HVAC Systems\D3040 - Distribution SYS\Supply/Exhaust/Return fans- FAN | 1019202
37-F2 | 37-F2 North County Regional Center - North | 37-F2-D3041-230-RFN13 | Return Fan #13 (Roof Rm L) | Aladdin Air Handling Equip | 710921 | BA | OM00002563 |  | Roof Room L | B133 (2) | NA | NA | 7.5 | 230/460 | 18.6/9.3 | Electric | 3 | NA | NA | \Classifications\Building System Class\D30-HVAC Systems\D3040 - Distribution SYS\Supply/Exhaust/Return fans- FAN | 1019210
37-F2 | 37-F2 North County Regional Center - North | 37-F2-D3041-110-AHU07 | Air Handler Unit (Roof Room H) | Aladdin Air Handling Equip | 710873 | DNA | OM00002565 |  | Roof Room H | B116 (3) | 24x24x2 (9) | NA | 7.5 | 208-230/460 | 38.8-37/18.5 | Electric | 3 | NA | NA | \Classifications\Building System Class\D30-HVAC Systems\D3040 - Distribution SYS\Air Handling Unit - AHU | 1019211
37-F2 | 37-F2 North County Regional Center - North | 37-F2-D3041-110-AHU08 | Air Handler Unit (Roof Room J) | Aladdin Air Handling Equip | 710874 | BA | OM00002567 |  | Roof Room J | B116 (3) | 24x24x2 (12) | NA | 20 | 208-230/460 | 51-48/24 | Electric | 3 | NA | NA | \Classifications\Building System Class\D30-HVAC Systems\D3040 - Distribution SYS\Air Handling Unit - AHU | 1019212
37-F3 | 37-F3 North County Regional Center - Annex | 37-F3-D3041-110-AHU01 | No. 1 Air Handler Supply | McQuay | DNA | DNA | OM00014075 | NA | Floor 1 HVAC RM | 5VX450 (2) | (12) 24X24X2"" | NA | 15 | 230/460 | 40.6/20.3 | Electric | 3 | NA | NA | \Classifications\Building System Class\D30-HVAC Systems\D3040 - Distribution SYS\Air Handling Unit - AHU | EQ-1002968
37-F3 | 37-F3 North County Regional Center - Annex | 37-F3-D3041-110-AHU02 | No. 2 Air Handler Supply | McQuay | DNA | DNA | OM00014077 | NA | Floor 1 HVAC RM | BX34 (2) | (12) 20X24X2"" | NA | 10 | 230/460 | 28/14 | Electric | 1 | NA | NA | \Classifications\Building System Class\D30-HVAC Systems\D3040 - Distribution SYS\Air Handling Unit - AHU | EQ-1002969
37-F3 | 37-F3 Annex | 37-F3-D3042-220-EFN01 | No. 1 Exhaust Fan | Carnes | 600651001 | 1VA20SPC1 | OM00028418 | NA | Roof | NA | NA | NA | 1/20 | 115 | 1.9 | Electric | 1 | NA | NA | \Classifications\Building System Class\D30-HVAC Systems\D3040 - Distribution SYS\Supply/Exhaust/Return fans- FAN | EQ-1002974
37-F3 | 37-F3 North County Regional Center - Annex | 37-F3-D3042-220-EFN02 | No. 2 Exhaust Fan | Carnes | 327671006 | VEBK10L2A1UA20SP01 | OM00017962 | NA | Roof | 4L-220 | NA | NA | 0.25 | 115 | 1.85 | Electric | 1 | NA | NA | \Classifications\Building System Class\D30-HVAC Systems\D3040 - Distribution SYS\Supply/Exhaust/Return fans- FAN | EQ-1002975
37-F3 | 37-F3 North County Regional Center - Annex | 37-F3-D3042-220-EFN03 | No. 3 Exhaust Fan | Carnes | 327671.03 | VEBK10L2A1UA20SPC1 | OM00017963 | NA | Roof | 4L-220 | NA | NA | 0.25 | 115 | 1.85 | Electric | 1 | NA | NA | \Classifications\Building System Class\D30-HVAC Systems\D3040 - Distribution SYS\Supply/Exhaust/Return fans- FAN | EQ-1002976
37-F3 | 37-F3 North County Regional Center - Annex | 37-F3-D3042-220-EFN04 | No. 4 Exhaust Fan | Carnes | 327671002 | VEBK8L2A1UA20SPC1 | OM00017964 | NA | Roof | 4L-220 | NA | NA | 0.25 | 115 | 1.85 | Electric | 1 | NA | NA | \Classifications\Building System Class\D30-HVAC Systems\D3040 - Distribution SYS\Supply/Exhaust/Return fans- FAN | EQ-1002977
37-F3 | 37-F3 North County Regional Center - Annex | 37-F3-D3042-220-EFN05 | No. 5 Exhaust Fan | Carnes | 327671008 | VEBK10L2A1UA20SPC1 | OM00017965 | NA | Roof | 4L-230 | NA | NA | 0.25 | 115 | 1.85 | Electric | 1 | NA | NA | \Classifications\Building System Class\D30-HVAC Systems\D3040 - Distribution SYS\Supply/Exhaust/Return fans- FAN | EQ-1002978
37-F3 | 37-F3 North County Regional Center - Annex | 37-F3-D3042-220-EFN06 | No. 6 Exhaust Fan | Carnes | 327671010 | VEBK0SL7A1U20SPCI | OM00017961 | NA | Roof | NA | NA | NA | 1/20 | 115 | 1.85 | Electric | 1 | NA | NA | \Classifications\Building System Class\D30-HVAC Systems\D3040 - Distribution SYS\Supply/Exhaust/Return fans- FAN | EQ-1002979
37-F3 | 37-F3 North County Regional Center - Annex | 37-F3-D5092-250-EML26 | No. 26 Emergency Exit Sign | NA | NA | NA | OM00028433 |  | DEPT 33 | NA | NA | NA | DNA | DNA | DNA | Electric | DNA | NA | NA | \Classifications\Building System Class\D50-Electrical SYS\D5090 - Elec SYS\Emergency And Exit Lighting - EML | EQ-1003005
37-F3 | 37-F3 North County Regional Center - Annex | 37-F3-D3044-125-PHW01 | Hot Water Pump #1 | Armstrong | 476597 | 1.5x1x64030 | OM00017865 | NA | Floor 1, HVAC RM | NA | NA | NA | 3 | 230/460 | 7.4/3.7 | Electric | 3 | NA | NA | \Classifications\Building System Class\D30-HVAC Systems\D3040 - Distribution SYS\Hot Water Pump - PHW | EQ-1003006
37-F3 | 37-F3 North County Regional Center - Annex | 37-F3-D3031-100-PCH01 | Chilled Water Pump #3 | Armstrong | 476286 | 1.5x1x64030 | OM00017867 | NA | FLOOR 1, HVAC RM | NA | NA | NA | 1 1/2 | 230/460 | 4.2/2.1 | Electric | NA | NA | NA | \Classifications\Building System Class\D30-HVAC Systems\D3030 - Cooling SYS\Chilled Water Pump - PCH | EQ-1003008
37-F3 | 37-F3 Annex | 37-F3-D2023-310-HWP05 | Hot Water Pump Domestic, Circulating | GrundFos Pump | 311 | 59896174 | OM00014074 | NA | FLOOR 1, HVAC RM | NA | NA | NA | DNA | DNA | DNA | ELECTRIC | DNA | NA | NA | \Classifications\Building System Class\D20-Plumbing\D2020 - Domestic Water\Domestic Hot Water Circulating Pump - HWP | EQ-1003010
37-F3 | 37-F3 North County Regional Center - Annex | 37-F3-D3044-125-PHW06 | Industrial Boiler Circulating Pump | Bell/Gossett | 35S | 105089 | OM00014351 | NA | Outside | NA | NA | NA | 1/2 | 115/230 | 5.2/2.6 | Electric | 1 | NA | NA | \Classifications\Building System Class\D30-HVAC Systems\D3040 - Distribution SYS\Hot Water Pump - PHW | EQ-1003011
37-F3 | 37-F3 North County Regional Center - Annex | 37-F3-D4031-100-FEX05 | No. 5 Fire Extingushier | NA | NA | NA | OM00028432 |  | Floor 1 Common | NA | NA | NA | NA | NA | NA | NA | NA | NA | NA | \Classifications\Building System Class\D40-Fire Protection SYS\D4030 - FIRE SPEC\Fire Extinguisher - FEX | EQ-1003016
37-F3 | 37-F3 North County Regional Center - Annex | 37-F3-B2010-100-BLD01 | Building Structure | NA | NA | NA | OM00028430 |  | All | NA | NA | NA | NA | NA | NA | NA | NA | NA | NA | \Classifications\Building System Class\B20-General Building Exterior\B2010 - Exterior Walls\Building - BLD | EQ-1007333
37-F3 | 37-F3 North County Regional Center - Annex | 37-F3-B3010-100-RUF01 | Roofing Systems | NA | NA | NA | OM00028431 |  | NA | NA | NA | NA | NA | NA | NA | NA | NA | NA | NA | \Classifications\Building System Class\B30-Roofing\B3010 - Roof Types\Roof - RUF | EQ-1007510
37-F3 | 37-F3 North County Regional Center - Annex | 37-F3-D1013-310-WCL01 | Wheel Chair Lift - WCL01 | DNA | DNA | DNA | OM00014055 | State ID# 154137 (locked out) | Floor 1 Dept 32 | NA | NA | 1 | 1 | 240 | 10.5 | Electric | 1 | NA | NA | \Classifications\Building System Class\D10-Conveyance Systems\D1010 - Elevator\Wheelchair Lift - WCL | 1011135
37-F3 | 37-F3 North County Regional Center - Annex | 37-F3-D1013-310-WCL02 | Wheelchair Lift - WCL02 | DNA | DNA | DNA | OM00014056 | NONE (Locked Out) | Floor 1 Dept 33 | NA | NA | NA | 1 | 240 | 10.5 | Electric | 1 | NA | NA | \Classifications\Building System Class\D10-Conveyance Systems\D1010 - Elevator\Wheelchair Lift - WCL | 1011136
37-F3 | 37-F3 North County Regional Center - Annex | 37-F3-D4010-150-FMS01 | Stand Pipe | NA | NA | Victaulic | OM00028165 | NA | By Boiler | NA | NA | NA | NA | NA | NA | NA |  | NA | NA | \Classifications\Building System Class\D40-Fire Protection SYS\D4010 - Sprinkler SYS\Fire Systems, stand pipes - FMS | 1014899
37-F3 | 37-F3 North County Regional Center - Annex | 37-F3-D2022-100-HWE01 | WATER HEATER, DOMESTIC (ELECTRIC) | VAN GUARD | VG0910228259 | 3WA67 | OM00014073 |  | FLOOR 1 HVAC ROOM | NA | NA | NA | NA | DNA | DNA | Electric | 1 | NA | NA | \Classifications\Building System Class\D20-Plumbing\D2020 - Domestic Water\Domestic Water Heater, Electric - HWE | 1015684
37-F3 | 37-F3 North County Regional Center - Annex | 37-F3-C1020-110-FRD01 | Overhead Fire Door (FRO01) | DAYNE DALTON | 3094200-2 | MH22 | OM00013885 | NA | CLERKS' AREA BETWEEN PUBLIC COUNTER & PUBLIC WAITING ROOM | NA | NA | NA | DNA | 110 | 8.4 | Electric | 1 | NA | NA | \Classifications\Building System Class\C10-General Building Interior\C1020 - Fire Doors\Fire Doors - FRD | 1016829
37-F3 | 37-F3 North County Regional Center - Annex | 37-F3-C1020-110-FRD02 | Overhead Fire Door (FRO02) | DAYNE DALTON | 3094200-4 | MH22 | OM00013886 | NA | CLERKS' AREA BETWEEN PUBLIC COUNTER & PUBLIC WAITING ROOM | NA | NA | NA | DNA | 110 | 8.4 | Electric | 1 | NA | NA | \Classifications\Building System Class\C10-General Building Interior\C1020 - Fire Doors\Fire Doors - FRD | 1016830
37-F3 | 37-F3 North County Regional Center - Annex | 37-F3-C1020-110-FRD03 | Overhead Fire Door (FRO03) | DAYNE DALTON | 3094200-5 | MH22 | OM00013887 | NA | CLERKS' AREA BETWEEN PUBLIC COUNTER & PUBLIC WAITING ROOM | NA | NA | NA | DNA | 110 | 8.4 | Electric | 1 | NA | NA | \Classifications\Building System Class\C10-General Building Interior\C1020 - Fire Doors\Fire Doors - FRD | 1016831
37-F3 | 37-F3 North County Regional Center - Annex | 37-F3-C1020-110-FRD04 | Overhead Fire Door (FRO04) | DAYNE DALTON | 3094200-1 | MH22 | OM00013888 | NA | CLERKS' AREA BETWEEN PUBLIC COUNTER & PUBLIC WAITING ROOM | NA | NA | NA | DNA | 110 | 8.4 | Electric | 1 | NA | NA | \Classifications\Building System Class\C10-General Building Interior\C1020 - Fire Doors\Fire Doors - FRD | 1016832
37-F3 | 37-F3 North County Regional Center - Annex | 37-F3-C1020-110-FRD05 | Overhead Fire Door (FRO05) | DAYNE DALTON | 3094200-3 | MH22 | OM00013889 | NA | CLERKS' AREA BETWEEN PUBLIC COUNTER & PUBLIC WAITING ROOM | NA | NA | NA | DNA | 110 | 8.4 | Electric | 1 | NA | NA | \Classifications\Building System Class\C10-General Building Interior\C1020 - Fire Doors\Fire Doors - FRD | 1016833
37-F3 | 37-F3 North County Regional Center - Annex | 37-F3-D3020-100-HET01 | Heater Water Expansion Tank (AHU Rm)HET01 | Extrol MFG | 145949 | AX40V | OM00002574 |  | Air Handler Room | NA | NA | NA | NA | NA | NA | NA | NA | NA | NA | \Classifications\Building System Class\D30-HVAC Systems\D3020 - Heat SYS\Heater Water Expansion Tank - HET | 1019163
37-F3 | 37-F3 North County Regional Center - Annex | 37-F3-D5010-200-ESD01 | Electrical Switchboard, under 560 Volts SBR01 | Siemens | E351571 | DNA | OM00002576 |  | First Floor, Main Electrical Room | NA | NA | NA | NA | 480Y/277 | 1000 | Electric | 3 | NA | NA | \Classifications\Building System Class\D50-Electrical SYS\D5010 - Elec Service & Dist\Electical Service and Distribution - ESD | 1019164
37-F3 | 37-F3 North County Regional Center - Annex | 37-F3-D5010-200-ESD02 | Electrical Switchboard, under 560 Volts SBR02 | Siemens | E351572 | DNA | OM00002577 |  | First Floor, Main Electrical Room | NA | NA | NA | NA | 480Y/277 | 1000 | Electric | 3 | NA | NA | \Classifications\Building System Class\D50-Electrical SYS\D5010 - Elec Service & Dist\Electical Service and Distribution - ESD | 1019165
37-F3 | 37-F3 North County Regional Center - Annex | 37-F3-D3031-100-PCH02 | Chilled Water Pump PCH02 | Armstrong Pump Inc | 476285 | 1.5x1x64030 | OM00017868 |  | 1st Floor, DNA | NA | NA | NA | 1.5 | 230/460 | 4.2/2.1 | Electric | 3 | NA | NA | \Classifications\Building System Class\D30-HVAC Systems\D3030 - Cooling SYS\Chilled Water Pump - PCH | 1019280
37-F3 | 37-F3 North County Regional Center - Annex | 37-F3-D3021-130-BLR03 | Industrial Boiler (BLR03) | SME Natl. BD Raypak 448220 | 1707448220 | H8-0992C | OM00046485 |  | Outside | NA | NA | NA | 60 | 120/24V | 12 | Gas | 1 | 990000 | 831600 | \Classifications\Building System Class\D30-HVAC Systems\D3020 - Heat SYS\Boiler,Hot Water,Oil/Gas/Comb. - BLR | 1022926
37-F4 | 37-F4 Trailer - Dept 34 | 37-F4-D5092-250-EML03 | No. 2 Emergrency Light | NA | NA | NA | OM00028437 |  | Floor 1 DEPT 34 | NA | NA | NA | NA | DNA | DNA | Electric | DNA | NA | NA | \Classifications\Building System Class\D50-Electrical SYS\D5090 - Elec SYS\Emergency And Exit Lighting - EML | EQ-1003019
37-F4 | 37-F4 Trailer - Dept 34 | 37-F4-D2022-260-HWG01 | Domestic Water Heater | General Electric | GE0909702873 | 611P65 | OM00002580 | DNA | Roof DEPT 34 | NA | NA | NA | NA | 120 | NA | NA | 1 | NA | NA | \Classifications\Building System Class\D20-Plumbing\D2020 - Domestic Water\Domestic Water Heater, Gas - HWG | EQ-1003020
37-F4 | 37-F4 Trailer - Dept 34 | 37-F4-D3050-210-PKU01 | No. 1 A/C Packing Unit | Rheem | 5533F100413170 | RQMAA036JK000 | OM00017947 | NA | DEPT 34 | 20x20x1 (5) | 20X20X1"" | R-22 | DNA | 208/230 | 25 | Electric | 1 | NA | NA | \Classifications\Building System Class\D30-HVAC Systems\D3050 - Package SYS\Package Unit - PKU | EQ-1003021
37-F4 | 37-F4 Trailer - Dept 34 | 37-F4-D3050-210-PKU02 | No. 2 A/C Packing Unit | Rheem | 5533F100413165 | RQMAA036JK000 | OM00017948 | NA | DEPT 34 | 20x20x1 (5) | 20X20X1"" | R-22 | DNA | 208/230 | 25 | Electric | 1 | NA | NA | \Classifications\Building System Class\D30-HVAC Systems\D3050 - Package SYS\Package Unit - PKU | EQ-1003022
37-F4 | 37-F4 Trailer - Dept 34 | 37-F4-D4031-100-FEX01 | No. 1 Fire Extingusher | NA | NA | NA | OM00028436 |  | Floor 1 DEPT 34 | NA | NA | NA | NA | NA | NA | NA | NA | NA | NA | \Classifications\Building System Class\D40-Fire Protection SYS\D4030 - FIRE SPEC\Fire Extinguisher - FEX | EQ-1003023
37-F4 | 37-F4 Trailer - Dept 34 | 37-F4-B2010-100-BLD01 | Building Structure | NA | NA | NA | OM00028434 |  | All | NA | NA | NA | NA | NA | NA | NA | NA | NA | NA | \Classifications\Building System Class\B20-General Building Exterior\B2010 - Exterior Walls\Building - BLD | EQ-1007334
37-F4 | 37-F4 Trailer - Dept 34 | 37-F4-B3010-100-RUF01 | Roofing Systems | NA | NA | NA | OM00028435 |  | NA | NA | NA | NA | NA | NA | NA | NA | NA | NA | NA | \Classifications\Building System Class\B30-Roofing\B3010 - Roof Types\Roof - RUF | EQ-1007511
37-F5 | 37-F5 Trailer - Dept 35 | 37-F5-D5092-250-EML03 | No. 2 Emergrency Light | NA | NA | NA | OM00017953 |  | DEPT 35 | NA | NA | NA | NA | DNA | DNA | Electric | DNA | NA | NA | \Classifications\Building System Class\D50-Electrical SYS\D5090 - Elec SYS\Emergency And Exit Lighting - EML | EQ-1003032
37-F5 | 37-F5 Trailer - Dept 35 | 37-F5-D2022-260-HWG01 | Domestic Water Heater Electric | Rheem | R0889C03121 | 61IP6S | OM00002579 | DNA | Judges Chambers | NA | NA | NA | DNA | 120 | DNA | Electric | 1 | NA | NA | \Classifications\Building System Class\D20-Plumbing\D2020 - Domestic Water\Domestic Water Heater, Gas - HWG | EQ-1003033
37-F5 | 37-F5 Trailer - Dept 35 | 37-F5-D3050-210-PKU01 | No. 1 A/C Packing Unit | Rheem | 5533F050411616 | RQMAA036JK000 | OM00017949 | NA | DEPT 35 | DNA | 20X20X1"" | R-22 | DNA | 208/230 | 25 | Electric | 1 | NA | NA | \Classifications\Building System Class\D30-HVAC Systems\D3050 - Package SYS\Package Unit - PKU | EQ-1003034
37-F5 | 37-F5 Trailer - Dept 35 | 37-F5-D3050-210-PKU02 | No. 2 A/C Packing Unit | Rheem | DNA | RQMAA036JK000 | OM00017950 | NA | DEPT 35 | DNA | 20X20X1"" | R-22 | DNA | 208/230 | 25 | Electric | 1 | NA | NA | \Classifications\Building System Class\D30-HVAC Systems\D3050 - Package SYS\Package Unit - PKU | EQ-1003035
37-F5 | 37-F5 Trailer - Dept 35 | 37-F5-D4031-100-FEX01 | No. 1 Fire Extingusher | NA | NA | NA | OM00028440 |  | Floor 1 DEPT 35 | NA | NA | NA | NA | NA | NA | NA | NA | NA | NA | \Classifications\Building System Class\D40-Fire Protection SYS\D4030 - FIRE SPEC\Fire Extinguisher - FEX | EQ-1003036
37-F5 | 37-F5 Trailer - Dept 35 | 37-F5-B2010-100-BLD01 | Building Structure | NA | NA | NA | OM00028438 |  | All | NA | NA | NA | NA | NA | NA | NA | NA | NA | NA | \Classifications\Building System Class\B20-General Building Exterior\B2010 - Exterior Walls\Building - BLD | EQ-1007335
37-F5 | 37-F5 Trailer - Dept 35 | 37-F5-B3010-100-RUF01 | Roofing Systems | NA | NA | NA | OM00028439 |  | NA | NA | NA | NA | NA | NA | NA | NA | NA | NA | NA | \Classifications\Building System Class\B30-Roofing\B3010 - Roof Types\Roof - RUF | EQ-1007512
37-F6 | 37-F6 Trailer - Storage A | 37-F6-D5092-250-EML02 | No. 1 Emergrency Light | NA | NA | NA | OM00028445 |  | DEPT 37 | NA | NA | NA | NA | 120/277 | DNA | Electric | DNA | NA | NA | \Classifications\Building System Class\D50-Electrical SYS\D5090 - Elec SYS\Emergency And Exit Lighting - EML | EQ-1003025
37-F6 | 37-F6 Trailer - Storage A | 37-F6-D2022-260-HWG01 | Domestic Water Heater | General Electric | 1209701970 | GE02P06SAG | OM00002578 | DNA | Roof DEPT 37 | NA | NA | NA | DNA | 120 | DNA | Electric | 1 | NA | NA | \Classifications\Building System Class\D20-Plumbing\D2020 - Domestic Water\Domestic Water Heater, Gas - HWG | EQ-1003026
37-F6 | 37-F6 Department M Trailer | 37-F6-D3050-210-PKU01 | No. 1 A/C Packing Unit | Bard | 058D81251021 | 36WH2 | OM00017959 | NA | DEPT 37 | DNA | 16X30X1 | R-22 | DNA | 208 | 25 | Electric | 0001 | NA | NA | \Classifications\Building System Class\D30-HVAC Systems\D3050 - Package SYS\Package Unit - PKU | EQ-1003027
37-F6 | 37-F6 Department M Trailer | 37-F6-D3050-210-PKU02 | No. 2 A/C Packing Unit | Rheem | DNA | WH361_A05XX4XXX | OM00017960 | NA | DEPT 37 | DNA | 16X30X1 | R-22 | DNA | 208/230 | 53 | Electric | 0001 | NA | NA | \Classifications\Building System Class\D30-HVAC Systems\D3050 - Package SYS\Package Unit - PKU | EQ-1003028
37-F6 | 37-F6 Trailer - Storage A | 37-F6-D4031-100-FEX01 | No. 1 Fire Extingusher | NA | NA | NA | OM00028444 |  | Floor 1 DEPT 37 | NA | NA | NA | NA | NA | NA | NA | NA | NA | NA | \Classifications\Building System Class\D40-Fire Protection SYS\D4030 - FIRE SPEC\Fire Extinguisher - FEX | EQ-1003029
37-F6 | 37-F6 Trailer - Storage A | 37-F6-B2010-100-BLD01 | Building Structure | NA | NA | NA | OM00028442 |  | All | NA | NA | NA | NA | NA | NA | NA | NA | NA | NA | \Classifications\Building System Class\B20-General Building Exterior\B2010 - Exterior Walls\Building - BLD | EQ-1007336
37-F6 | 37-F6 Trailer - Storage A | 37-F6-B3010-100-RUF01 | Roofing Systems | NA | NA | NA | OM00028443 |  | NA | NA | NA | NA | NA | NA | NA | NA | NA | NA | NA | \Classifications\Building System Class\B30-Roofing\B3010 - Roof Types\Roof - RUF | EQ-1007513
37-F7 | 37-F7 Trailer - Family Support | 37-F7-D5092-250-EML02 | No. 1 Emergrency Light | NA | NA | NA | OM00028448 |  | Child Support | NA | NA | NA | NA | 120/227 | NA | Electric | NA | NA | NA | \Classifications\Building System Class\D50-Electrical SYS\D5090 - Elec SYS\Emergency And Exit Lighting - EML | EQ-1003038
37-F7 | 37-F7 Trailer - Family Support | 37-F7-D3050-210-PKU01 | No. 3 A/C Packing Unit | Bard | DNA | 36WH2 | OM00028529 | NA | Northside of Building | DNA | 16X30X1 | R-22 | DNA | 208 | 25 | Electric | 0001 | NA | NA | \Classifications\Building System Class\D30-HVAC Systems\D3050 - Package SYS\Package Unit - PKU | EQ-1003040
37-F7 | 37-F7 Trailer - Family Support | 37-F7-D3050-210-PKU02 | No. 4 A/C Packing Unit | Bard | DNA | 36WH2 | OM00028530 | NA | Northside of Building | 20x30x1 (1) | 16X30X1 | R-22 | DNA | 208 | 25 | Electric | 0001 | NA | NA | \Classifications\Building System Class\D30-HVAC Systems\D3050 - Package SYS\Package Unit - PKU | EQ-1003041
37-F7 | 37-F7 Department N Trailer | 37-F7-D4031-100-FEX01 | No 1 Fire Extinguisher | NA | NA | NA | OM00028449 |  | DEPT 37 | NA | NA | NA | NA | NA | NA | NA | NA | NA | NA | \Classifications\Building System Class\D40-Fire Protection SYS\D4030 - FIRE SPEC\Fire Extinguisher - FEX | EQ-1003042
37-F7 | 37-F7 Trailer - Family Support | 37-F7-B2010-100-BLD01 | Building Structure | NA | NA | NA | OM00028446 |  | All | NA | NA | NA | NA | NA | NA | NA | NA | NA | NA | \Classifications\Building System Class\B20-General Building Exterior\B2010 - Exterior Walls\Building - BLD | EQ-1007337
37-F7 | 37-F7 Trailer - Family Support | 37-F7-B3010-100-RUF01 | Roofing Systems | NA | NA | NA | OM00028447 |  | NA | NA | NA | NA | NA | NA | NA | NA | NA | NA | NA | \Classifications\Building System Class\B30-Roofing\B3010 - Roof Types\Roof - RUF | EQ-1007514
37-H1 | 37-H1 South County Regional Center | 37-H1-D5092-250-EML17 | No. 17 EMERGENCY LIGHT | NA | NA | NA | OM00028454 |  | Civil Buissness | NA | NA | NA | NA | DNA | DNA | Electric | DNA | NA | NA | \Classifications\Building System Class\D50-Electrical SYS\D5090 - Elec SYS\Emergency And Exit Lighting - EML | EQ-1003086
37-H1 | 37-H1 South County Regional Center | 37-H1-D4031-100-FEX41 | No. 41 FIRE EXTINGUISHER | AMEREX | UNKOWN | UNKOWN | OM00028453 | NA | Corridors | NA | NA | NA | NA | NA | NA | NA | NA | NA | NA | \Classifications\Building System Class\D40-Fire Protection SYS\D4030 - FIRE SPEC\Fire Extinguisher - FEX | EQ-1003110
37-H1 | 37-H1 South County Regional Center | 37-H1-D1013-310-WCL03 | Wheel Chair Lifters WCL03 | BISHAMON | 136354 | LX-50L | OM00002326 | State ID# 136354¦ Lift in Dept. 15 | Wheelchair Lift0Wheelchair Lift03RD | NA | NA | NA | 0.5 | 115 | 8.8/4.4 | electric | DNA | NA | NA | \Classifications\Building System Class\D10-Conveyance Systems\D1010 - Elevator\Wheelchair Lift - WCL | EQ-1005589
37-H1 | 37-H1 South County Regional Center | 37-H1-D1013-310-WCL02 | Wheel Chair Lifters WCL02 | BISHAMON | 136355 | LX-50L | OM00002325 | State ID# 136355¦ Lift in Dept. 14 | Wheelchair Lift0Wheelchair Lift03RD | NA | NA | NA | 0.5 | 115 | 8.8/4.4 | electric | DNA | NA | NA | \Classifications\Building System Class\D10-Conveyance Systems\D1010 - Elevator\Wheelchair Lift - WCL | EQ-1005590
37-H1 | 37-H1 South County Regional Center | 37-H1-D1013-310-WCL01 | Wheel Chair Lifters WCL01 | BISHAMON | 136356 | LX-50L | OM00002324 | State ID# 136356¦ Lift in Dept. 12 | Wheelchair Lift0Wheelchair Lift03RD | NA | NA | NA | 0.5 | 115 | 8.8/4.4 | electric | DNA | NA | NA | \Classifications\Building System Class\D10-Conveyance Systems\D1010 - Elevator\Wheelchair Lift - WCL | EQ-1005591
37-H1 | 37-H1 South County Regional Center | 37-H1-D1013-310-WCL04 | Wheel Chair Lifters WCL04 | BISHAMON | 136353 | LX-50L | OM00002327 | State ID# 136353¦ Lift in Dept. 16 | Wheelchair Lift0Wheelchair Lift03RD | NA | NA | NA | 0.5 | 115 | 8.8/4.4 | electric | DNA | NA | NA | \Classifications\Building System Class\D10-Conveyance Systems\D1010 - Elevator\Wheelchair Lift - WCL | EQ-1005592
37-H1 | 37-H1 South County Regional Center | 37-H1-D1010-100-ELE01 | No. 7 Passenger (Jail) Elevator | Montgomery Elevator Company | DNA | DNA | OM00014383 | State ID# 069101 | Jail/Court | NA | NA | NA | 50.00 | 420 | 65.3 | Electric | 3 | NA | NA | \Classifications\Building System Class\D10-Conveyance Systems\D1010 - Elevator\Elevator,Electric,Pass/Freight - ELE | 1011609
37-H1 | 37-H1 South County Regional Center | 37-H1-D1010-100-ELE02 | No. 9 Passenger/Freight (Judges) Elevator | Montgomery Elevator Company | DNA | DNA | OM00014384 | State ID# 070104 | "D" Levels - Basement | NA | NA | NA | 40.00 | 420 | 52.3 | Electric | 3 | NA | NA | \Classifications\Building System Class\D10-Conveyance Systems\D1010 - Elevator\Elevator,Electric,Pass/Freight - ELE | 1011610
37-H1 | 37-H1 South County Regional Center | 37-H1-D1010-100-ELE03 | No. 6 Passenger (Court Holding) Elevator | Montgomery Elevator Company | DNA | DNA | OM00014382 | State ID# 070105 | Jail/Court | NA | NA | NA | 30.00 | 420 | 38.2 | Electric | 3 | NA | NA | \Classifications\Building System Class\D10-Conveyance Systems\D1010 - Elevator\Elevator,Electric,Pass/Freight - ELE | 1011611
37-H1 | 37-H1 South County Regional Center | 37-H1-B2010-100-CTY01 | Building | NA | NA | NA | OM00037902 | [12 empty] | \Classifications\Building System Class\B20-General Building Exterior\B2010 - Exterior Walls\Building - BLD | 1016558
37-H1 | 37-H1 South County Regional Center | 37-H1-C1020-110-FRD01 | Overhead Rollup Fire Door #1 (Family Law Window) FRO01 | Cookson Door Company | 480836 | DNA | OM00017761 |  | Family Law Window | NA | NA | NA | NA | 120 | NA | Electric | NA | NA | NA | \Classifications\Building System Class\C10-General Building Interior\C1020 - Fire Doors\Fire Doors - FRD | 1019182
37-H1 | 37-H1 South County Regional Center | 37-H1-C1020-110-FRD02 | Overhead Rollup Fire Door #2 (Family Law Window) FRO02 | Cookson Door Company | 480834 | DNA | OM00017762 |  | Family Law Window | NA | NA | NA | NA | 120 | NA | Electric | NA | NA | NA | \Classifications\Building System Class\C10-General Building Interior\C1020 - Fire Doors\Fire Doors - FRD | 1019183
37-H1 | 37-H1 South County Regional Center | 37-H1-C1020-110-FRD03 | Overhead Rollup Fire Door #3 (Family Law Window) FRO03 | Cookson Door Company | 480833 | DNA | OM00017763 |  | Family Law Window | NA | NA | NA | NA | 120 | NA | Electric | NA | NA | NA | \Classifications\Building System Class\C10-General Building Interior\C1020 - Fire Doors\Fire Doors - FRD | 1019184
37-H1 | 37-H1 South County Regional Center | 37-H1-C1020-110-FRD04 | Overhead Rollup Fire Door #4 (Family Law Window) FRO04 | Cookson Door Company | 480832 | DNA | OM00017764 |  | Family Law Window | NA | NA | NA | NA | 120 | NA | Electric | NA | NA | NA | \Classifications\Building System Class\C10-General Building Interior\C1020 - Fire Doors\Fire Doors - FRD | 1019185
37-H1 | 37-H1 South County Regional Center | 37-H1-C1020-110-FRD05 | Overhead Rollup Fire Door #5 (Family Law Window) FRO05 | Cookson Door Company | 480835 | DNA | OM00017765 |  | Juvenile Window | NA | NA | NA | NA | 120 | NA | Electric | NA | NA | NA | \Classifications\Building System Class\C10-General Building Interior\C1020 - Fire Doors\Fire Doors - FRD | 1019186
37-H1 | 37-H1 South County Regional Center | 37-H1-C1020-110-FRD06 | Fire Door # 1 (Traffic Window) FRD01 | Won Fire Door | 835385 | 8909 | OM00014385 | OM00017768 | Traffic Window - Stations E, F & G | NA | NA | NA | NA | 120 | NA | Electric | NA | NA | NA | \Classifications\Building System Class\C10-General Building Interior\C1020 - Fire Doors\Fire Doors - FRD | 1019187
37-H1 | 37-H1 South County Regional Center | 37-H1-C1020-110-FRD07 | Fire Door # 2 (Traffic Window) FRD02 | Won Fire Door | 820108 | 8907 | OM00014386 | OM00017767 | Traffic Window - Stations H, I, J & K | NA | NA | NA | NA | 120 | NA | Electric | NA | NA | NA | \Classifications\Building System Class\C10-General Building Interior\C1020 - Fire Doors\Fire Doors - FRD | 1019188
37-H1 | 37-H1 South County Regional Center | 37-H1-C1020-110-FRD08 | Fire Door # 3 (Traffic Window) FRD03 | Won Fire Door | 820107 | 8906 | OM00014387 |  | Traffic Window - Stations L & M | NA | NA | NA | NA | 120 | NA | Electric | NA | NA | NA | \Classifications\Building System Class\C10-General Building Interior\C1020 - Fire Doors\Fire Doors - FRD | 1019189
37-H1 | 37-H1 South County Regional Center | 37-H1-C1020-110-FRD09 | Fire Door # 4 (Traffic Window) FRD04 | Won Fire Door | 820109 | 8908 | OM00014388 | OM00017769 | Traffic Window - Stations N, O & P | NA | NA | NA | NA | 120 | NA | Electric | NA | NA | NA | \Classifications\Building System Class\C10-General Building Interior\C1020 - Fire Doors\Fire Doors - FRD | 1019190
37-I1 | 37-I1 East County Regional Center | 37-I1-D4031-100-FEX125 | Fire Extinguisher (125) | NA | NA | NA | OM00028492 |  | Entire Building | NA | NA | NA | NA | NA | NA | NA | NA | NA | NA | \Classifications\Building System Class\D40-Fire Protection SYS\D4030 - FIRE SPEC\Fire Extinguisher - FEX | EQ-1007684
37-I1 | 37-I1 East County Regional Center | 37-I1-D2018-100-DKF11 | Drink Fountain (Refr Indvl Wtrclr) - DKF | Haws | HBWFA8L | 98460505 | OM00013753 | DNA | Next to Woman Restroom. 2nd floor | NA | NA | R-134A | 0.05 | 110 | 4.5 Amps | electric | 1 | DNA | DNA | \Classifications\Building System Class\D20-Plumbing\D2010 - Plumb Fix\Drink Fountain (Refr Indvl Wtrcooler) - DKF | EQ-1007685
37-I1 | 37-I1 East County Regional Center | 37-I1-D2018-100-DKF12 | Drink Fountain (Refr Indvl Wtrclr) - DKF | SUNROCK | CSR-8 | L161155 B | OM00013754 | DNA | Next to Mens Restroom. - 2nd Floor | NA | NA | R-12 | 0.05 | 110 | 4.5 Amps | electric | 1 | DNA | DNA | \Classifications\Building System Class\D20-Plumbing\D2010 - Plumb Fix\Drink Fountain (Refr Indvl Wtrcooler) - DKF | EQ-1007686
37-I1 | 37-I1 East County Regional Center | 37-I1-D2018-100-DKF13 | Drink Fountain (Refr Indvl Wtrclr) - DKF | SUNROCK | HCWC-8 | J397696 | OM00013755 | DNA | Next to Woman Restroom. 3rd Floor | NA | NA | R-12 | DNA | 110 | 5.5 Amps | electric | 1 | DNA | DNA | \Classifications\Building System Class\D20-Plumbing\D2010 - Plumb Fix\Drink Fountain (Refr Indvl Wtrcooler) - DKF | EQ-1007687
37-I1 | 37-I1 East County Regional Center | 37-I1-D2018-100-DKF14 | Drink Fountain (Refr Indvl Wtrclr) - DKF | SUNROCK | HCWC-8 | DNA | OM00013756 | DNA | Next to Men Restroom. - 3rd Floor | NA | NA | R-12 | DNA | 110 | 5.5 Amps | electric | 1 | DNA | DNA | \Classifications\Building System Class\D20-Plumbing\D2010 - Plumb Fix\Drink Fountain (Refr Indvl Wtrcooler) - DKF | EQ-1007688
37-I1 | 37-I1 East County Regional Center | 37-I1-D2018-100-DKF15 | Drink Fountain (Refr Indvl Wtrclr) - DKF | SUNROCK | HCWC-8 | 91387141 | OM00013757 | DNA | Next to Woman Restroom. - 4th Floor | NA | NA | R-12 | DNA | 110 | 5.1 Amps | electric | 1 | DNA | DNA | \Classifications\Building System Class\D20-Plumbing\D2010 - Plumb Fix\Drink Fountain (Refr Indvl Wtrcooler) - DKF | EQ-1007689
37-I1 | 37-I1 East County Regional Center | 37-I1-D2018-100-DKF16 | Drink Fountain (Refr Indvl Wtrclr) - DKF | SUNROCK | HCWC-8 | 93187163 | OM00013758 | DNA | Next to Men Restroom. 4th Floor | NA | NA | R-12 | DNA | 110 | 5.1 Amps | electric | 1 | DNA | DNA | \Classifications\Building System Class\D20-Plumbing\D2010 - Plumb Fix\Drink Fountain (Refr Indvl Wtrcooler) - DKF | EQ-1007690
37-I1 | 37-I1 East County Regional Center | 37-I1-D2018-100-DKF17 | Drink Fountain (Refr Indvl Wtrclr) - DKF | SUNROCK | HCWC-8 | 9317213 | OM00013759 | DNA | Between Dept 16-17 4th Floor | NA | NA | R-12 | DNA | 110 | 5.1 Amps | electric | 1 | DNA | DNA | \Classifications\Building System Class\D20-Plumbing\D2010 - Plumb Fix\Drink Fountain (Refr Indvl Wtrcooler) - DKF | EQ-1007691
37-I1 | 37-I1 East County Regional Center | 37-I1-D2018-100-DKF08 | Drink Fountain (Refr Indvl Wtrclr) - DKF | SUNROCK | HCWC-8 | 93187214 | OM00013760 | DNA | Between Dept 16-17 4th Floor | NA | NA | R-12 | DNA | 110 | 5.1 Amps | electric | 1 | DNA | DNA | \Classifications\Building System Class\D20-Plumbing\D2010 - Plumb Fix\Drink Fountain (Refr Indvl Wtrcooler) - DKF | EQ-1007692
37-I1 | 37-I1 East County Regional Center | 37-I1-D2018-100-DKF09 | Drink Fountain (Refr Indvl Wtrclr) - DKF | Haws | HBWFA8L | 97131996 | OM00013761 | DNA | Between Restrooms 6th Floor | NA | NA | R-12 | DNA | 110 | 5.6 Amps | electric | 1 | DNA | DNA | \Classifications\Building System Class\D20-Plumbing\D2010 - Plumb Fix\Drink Fountain (Refr Indvl Wtrcooler) - DKF | EQ-1007693
37-I1 | 37-I1 East County Regional Center | 37-I1-D2018-100-DKF10 | Drink Fountain (Refr Indvl Wtrclr) - DKF | Haws | HBWFA8LR | 97154411 | OM00013762 | DNA | Between Restrooms - 6th Floor | NA | NA | R-12 | DNA | 110 | 5.6 Amps | electric | 1 | DNA | DNA | \Classifications\Building System Class\D20-Plumbing\D2010 - Plumb Fix\Drink Fountain (Refr Indvl Wtrcooler) - DKF | EQ-1007694
37-I1 | 37-I1 East County Regional Center | 37-I1-D1013-310-WCL01 | Wheelchair Lift - WCL01 | The National Wheel O-Vator Company | 18918 | BA-42 | OM00013763 | State ID# 125321¦ Dept. 14 | Floor 4 DEPT 14 | NA | NA | NA | 3/4 | 115 | 12.0 AMPS | electric | 1 | DNA | DNA | \Classifications\Building System Class\D10-Conveyance Systems\D1010 - Elevator\Wheelchair Lift - WCL | EQ-1007695
37-I1 | 37-I1 East County Regional Center | 37-I1-D1013-310-WCL02 | Wheelchair Lift - WCL02 | The National Wheel O-Vator Company | 18919 | BC-42 | OM00013764 | State ID# 125322¦ Dept. 15 | DEPT 15 - 4th Floor | AX36 (3) | NA | NA | DNA | 115 | 12.0 AMPS | electric | 1 | DNA | DNA | \Classifications\Building System Class\D10-Conveyance Systems\D1010 - Elevator\Wheelchair Lift - WCL | EQ-1007696
37-I1 | 37-I1 East County Regional Center | 37-I1-D1013-310-WCL03 | Wheelchair Lift - WCL03 | The National Wheel O-Vator Company | 18917 | BC-42 | OM00013765 | State ID# 125323¦ Dept. 16 | Floor 4 DEPT 16 | AX36 (3) | NA | NA | 3/4 | 115 | 12.0 AMPS | electric | 1 | DNA | DNA | \Classifications\Building System Class\D10-Conveyance Systems\D1010 - Elevator\Wheelchair Lift - WCL | EQ-1007697
37-I1 | 37-I1 East County Regional Center | 37-I1-D1013-310-WCL04 | Wheelchair Lift - WCL04 | The National Wheel O-Vator Company | 18920 | BC-42 | OM00013766 | State ID# 125324¦ Dept. 17 | Floor 4 DEPT 17 | AX36 (3) | NA | NA | 3/4 | 115 | 12.0 AMPS | electric | 1 | DNA | DNA | \Classifications\Building System Class\D10-Conveyance Systems\D1010 - Elevator\Wheelchair Lift - WCL | EQ-1007698
37-I1 | 37-I1 East County Regional Center | 37-I1-D1013-310-WCL05 | Wheelchair Lift - WCL05 | Porch-Lift Vertical Peatform Access Industries Inc. | DNA | DNA | OM00013767 | State ID# 125325¦ Dept. 18 | DEPT 18 - 6th Floor | NA | NA | NA | DNA | 110 | 12.0 AMPS | electric | 1 | DNA | DNA | \Classifications\Building System Class\D10-Conveyance Systems\D1010 - Elevator\Wheelchair Lift - WCL | EQ-1007699
37-I1 | 37-I1 East County Regional Center | 37-I1-D5036-200-CSY01 | Clock Systems - MasterProgrammer,15A,120V -CSY | AmericanTimeSigCoNONE | DNA | DNA | OM00014784 | NA | Basement Security Office | NA | NA | NA | NA | 480 | DNA | Electric | 3 | NA | NA | \Classifications\Building System Class\D50-Electrical SYS\D5030 - Comm & Security\Clock Systems - CSY | 1010076
37-I1 | 37-I1 East County Regional Center | 37-I1-D3030-110-CTW01 | COOLING TOWER A CTW01 | Baltimore Aircoil Company | U867501MAD | JE3315-2 | OM00014580 | NA | LOWER MECHANICAL ROOM | 4-B100 | NA | NA | 25 | 480 | 30 | Electric | 3 | NA | NA | \Classifications\Building System Class\D30-HVAC Systems\D3030 - Cooling SYS\Cooling Tower - CTW | 1010832
37-I1 | 37-I1 East County Regional Center | 37-I1-D3030-110-CTW02 | COOLING TOWER B - CTW02 | Baltimore Aircoil Company | U867502MAD | JE3315-2 | OM00014581 | NA | LOWER MECHANICAL ROOM | 4-B100 | NA | NA | 25 | 480 | 30 | Electric | 3 | NA | NA | \Classifications\Building System Class\D30-HVAC Systems\D3030 - Cooling SYS\Cooling Tower - CTW | 1010833
37-I1 | 37-I1 East County Regional Center | 37-I1-D3031-130-CLR01 | CHILLER 1 | TRANE | L99L04482M | CVHF485 | OM00013773 | NA | Basement -LOWER MECHANICAL ROOM | NA | NA | R-123 | 351 VSDRIVE | 460 | 502 | Electric | 3 | NA |  | \Classifications\Building System Class\D30-HVAC Systems\D3030 - Cooling SYS\Chiller, Water Cooled - CLR | 1010834
37-I1 | 37-I1 East County Regional Center | 37-I1-D3031-130-CLR02 | CHILLER 2 | YORK | GEMM134311 | YTJ3A4E2-CNJ | OM00013774 | DNA | Basement Lower Mechanical Room | NA | NA | R-123 | 351 VSDRIVE | 480 | 600 | Electric | 3 | NA | NA | \Classifications\Building System Class\D30-HVAC Systems\D3030 - Cooling SYS\Chiller, Water Cooled - CLR | 1010835
37-I1 | 37-I1 East County Regional Center | 37-I1-D1010-100-ELE08 | Elevator, Judges #8 | Jenn Air Industries | 2468TD | 63_OH | OM00013867 | State ID# 072734 | 9TH FLOOR MECH ROOM | NA | NA | NA | 30 | 240 | 4.0/104 | Electric | 3 | NA | NA | \Classifications\Building System Class\D10-Conveyance Systems\D1010 - Elevator\Elevator,Electric,Pass/Freight - ELE | 1011081
37-I1 | 37-I1 East County Regional Center | 37-I1-C1020-110-FRD01 | Fire Curtain #1 | Cookson Door Company | WHI-011316 | FD-10 | OM00014600 | NA | RM 100 | NA | NA | NA | NA | 110 | TBD | Electric | 1 | NA | NA | \Classifications\Building System Class\C10-General Building Interior\C1020 - Fire Doors\Fire Doors - FRD | 1011293
37-I1 | 37-I1 East County Regional Center | 37-I1-C1020-110-FRD02 | Fire Curtain #2 | Cookson Door Company | WHI-011219 | FD-10 | OM00014518 | NA | Rm 620 | NA | NA | NA | NA | 110 | DNA | Electric | 1 | NA | NA | \Classifications\Building System Class\C10-General Building Interior\C1020 - Fire Doors\Fire Doors - FRD | 1011294
37-I1 | 37-I1 East County Regional Center | 37-I1-C1020-110-FRD03 | Fire Curtain #3 | Cookson Door Company | WHI-011218 | FD-10 | OM00014599 | NA | Rm 625 | NA | NA | NA | NA | 110 | TBD | Electric | 1 | NA | NA | \Classifications\Building System Class\C10-General Building Interior\C1020 - Fire Doors\Fire Doors - FRD | 1011295
37-I1 | 37-I1 East County Regional Center | 37-I1-D2017-100-SHW01 | Eye Washer | North Buffered Eye-Lert | DNA | DNA | OM00014821 | NA | Basement Chiller Room | NA | NA | NA | NA | NA | NA | Other | NA | NA | NA | \Classifications\Building System Class\D20-Plumbing\D2010 - Plumb Fix\Showers - SHW | 1011296
37-I1 | 37-I1 East County Regional Center | 37-I1-D2018-100-DKF01 | Drinking Fountain 01 | Halsey/Taylor | 70449-700 | WC8AFSO-1B | OM00013776 | NA | Sheriiffs Back Hallway | NA | NA | NA | NA | 110 | 20 | Electric | 3 | NA | NA | \Classifications\Building System Class\D20-Plumbing\D2010 - Plumb Fix\Drink Fountain (Refr Indvl Wtrcooler) - DKF | 1011297
37-I1 | 37-I1 East County Regional Center | 37-I1-D2018-100-DKF02 | Drinking Fountain 02 | Elkay | 990833957 | EHFA8612 | OM00014479 | NA | By ATM | NA | NA | NA | NA | 110 | 20 | Electric | 3 | NA | NA | \Classifications\Building System Class\D20-Plumbing\D2010 - Plumb Fix\Drink Fountain (Refr Indvl Wtrcooler) - DKF | 1011298
37-I1 | 37-I1 East County Regional Center | 37-I1-D2018-100-DKF03 | Drinking Fountain 03 | Sun Roc | NA | NA | OM00014480 | NA | Sheriiffs Back Hallway | NA | NA | NA | NA | 110 | 20 | Electric | 3 | NA | NA | \Classifications\Building System Class\D20-Plumbing\D2010 - Plumb Fix\Drink Fountain (Refr Indvl Wtrcooler) - DKF | 1011299
37-I1 | 37-I1 East County Regional Center | 37-I1-D2018-100-DKF04 | Drinking Fountain 04 | Sun Roc | NA | NA | OM00014481 | NA | Hallway Family Law | NA | NA | NA | NA | 110 | 20 | Electric | 3 | NA | NA | \Classifications\Building System Class\D20-Plumbing\D2010 - Plumb Fix\Drink Fountain (Refr Indvl Wtrcooler) - DKF | 1011300
37-I1 | 37-I1 East County Regional Center | 37-I1-D2018-100-DKF05 | Drinking Fountain 05 | Sun Roc | NA | NA | OM00014482 | NA | Lobby next to mens restroom | NA | NA | NA | NA | 110 | 20 | Electric | 3 | NA | NA | \Classifications\Building System Class\D20-Plumbing\D2010 - Plumb Fix\Drink Fountain (Refr Indvl Wtrcooler) - DKF | 1011301
37-I1 | 37-I1 East County Regional Center | 37-I1-D2018-100-DKF06 | Drinking Fountain 06 | Halsey/Taylor | 8225067641 | WC8AFSO | OM00014483 | NA | Public Area Criminal Matters | NA | NA | NA | NA | 110 | 20 | Electric | 3 | NA | NA | \Classifications\Building System Class\D20-Plumbing\D2010 - Plumb Fix\Drink Fountain (Refr Indvl Wtrcooler) - DKF | 1011302
37-I1 | 37-I1 East County Regional Center | 37-I1-D2018-100-DKF07 | Drinking Fountain 07 | Sun Roc | NA | NA | OM00014484 | NA | Traffic Dept By Restroom | NA | NA | NA | NA | 110 | 20 | Electric | 3 | NA | NA | \Classifications\Building System Class\D20-Plumbing\D2010 - Plumb Fix\Drink Fountain (Refr Indvl Wtrcooler) - DKF | 1011303
37-I1 | 37-I1 East County Regional Center | 37-I1-D2023-310-HWP01 | P-20 HC CIRC PUMP | BELL&GOSSETT | 1545014 | 173080 | OM00014578 | NA | LOWER MECHANICAL ROOM | 3S_F98 (1) | NA | NA | 1/2 | 115/208-230 | 5.8/2.8-2.9 | Electric | 1 | NA | NA | \Classifications\Building System Class\D20-Plumbing\D2020 - Domestic Water\Domestic Hot Water Circulating Pump - HWP | 1011304
37-I1 | 37-I1 East County Regional Center | 37-I1-D2023-310-HWP02 | P-21 HC CIRC PUMP | Armstrong Air Company | DNA | 810119-003 | OM00014576 | NA | LOWER MECHANICAL ROOM | NA | NA | NA | 1/6 | 115 | 3.6 | Electric | 1 | NA | NA | \Classifications\Building System Class\D20-Plumbing\D2020 - Domestic Water\Domestic Hot Water Circulating Pump - HWP | 1011305
37-I1 | 37-I1 East County Regional Center | 37-I1-D2023-310-HWP03 | P-22 HC CIRC PUMP | Armstrong Air Company | DNA | 810119-003 | OM00014575 | NA | LOWER MECHANICAL ROOM | NA | NA | NA | 1/6 | 115 | 3.6 | Electric | 1 | NA | NA | \Classifications\Building System Class\D20-Plumbing\D2020 - Domestic Water\Domestic Hot Water Circulating Pump - HWP | 1011306
37-I1 | 37-I1 East County Regional Center | 37-I1-D2023-310-HWP04 | P-23 HC CIRC PUMP | BELL&GOSSETT | 1835606 | 173080 | OM00014579 | NA | LOWER MECHANICAL ROOM | NA | NA | NA | 1/2 | 115/230 | 5.2/2.6 | Electric | 1 | NA | NA | \Classifications\Building System Class\D20-Plumbing\D2020 - Domestic Water\Domestic Hot Water Circulating Pump - HWP | 1011307
37-I1 | 37-I1 East County Regional Center | 37-I1-D3021-130-BLR01 | BOILER # 1 FOR REHEATS | RAYPAK | 905295747 | H7-2005 | OM00014552 | DNA | LOWER MECHANICAL ROOM | NA | 16X16X1 ( 1EA ) | NA | 1.5 | 110 | 13 | Natural gas | 1 | 1,999,000 | 1919040 | \Classifications\Building System Class\D30-HVAC Systems\D3020 - Heat SYS\Boiler,Hot Water,Oil/Gas/Comb. - BLR | 1011309
37-I1 | 37-I1 East County Regional Center | 37-I1-D3021-130-BLR02 | BOILER # 2 FOR REHEATS | RAYPAK | 905295749 | H7-2003 | OM00014553 | DNA | LOWER MECHANICAL ROOM | NA | 16X16X1 ( 1EA ) | NA | 1.5 | 110 | 13 | Natural gas | 1 | 1,999,000 | 1,739,130 | \Classifications\Building System Class\D30-HVAC Systems\D3020 - Heat SYS\Boiler,Hot Water,Oil/Gas/Comb. - BLR | 1011310
37-I1 | 37-I1 East County Regional Center | 37-I1-D3021-130-BLR04 | DOMESTIC HOT WATER BOILER # 1 | RAYPAK | 408225420 | H3-0724 | OM00014574 | DNA | LOWER MECHANICAL ROOM | NA | NA | NA | DNA | 120/24 | 12 | Natural gas | 1 | 726,000 | 595,320 | \Classifications\Building System Class\D30-HVAC Systems\D3020 - Heat SYS\Boiler,Hot Water,Oil/Gas/Comb. - BLR | 1011312
37-I1 | 37-I1 East County Regional Center | 37-I1-D3021-130-BLR05 | DOMESTIC HOT WATER BOILER # 2 | RAYPAK | 410226772 | H3-0724 | OM00014577 | DNA | LOWER MECHANICAL ROOM | NA | NA | NA | DNA | 110 | 20 | Natural gas | 1 | 726,000 | 595,320 | \Classifications\Building System Class\D30-HVAC Systems\D3020 - Heat SYS\Boiler,Hot Water,Oil/Gas/Comb. - BLR | 1011313
37-I1 | 37-I1 East County Regional Center | 37-I1-D3031-100-PCH01 | CHILLER PUMP MOTOR # 7 | Aurora Pump Company | 03-917797-2 | 344A-BF | OM00014582 | NA | LOWER MECHANICAL ROOM | NA | 6X6X12B (1) | NA | 50 | 230/460 | 118/59 | Electric | 3 | NA | NA | \Classifications\Building System Class\D30-HVAC Systems\D3030 - Cooling SYS\Chilled Water Pump - PCH | 1011315
37-I1 | 37-I1 East County Regional Center | 37-I1-D3031-100-PCH02 | CHILLER PUMP MOTOR # 8 | Aurora Pump Company | 03-917797-1 | 344A-BF | OM00014583 | NA | LOWER MECHANICAL ROOM | NA | 6X6X12B (1) | NA | 50 | 230/460 | 118/59 | Electric | 3 | NA | NA | \Classifications\Building System Class\D30-HVAC Systems\D3030 - Cooling SYS\Chilled Water Pump - PCH | 1011316
37-I1 | 37-I1 East County Regional Center | 37-I1-D3031-100-PCH03 | Pump Chilled Water (#3) | Floway Pump Inc | 31705-1-3 | DNA | OM00014547 | NA | LOWER MECHANICAL ROOM | NA | NA | NA | 40 | 230/460 | 92/46 | Electric | 3 | NA | NA | \Classifications\Building System Class\D30-HVAC Systems\D3030 - Cooling SYS\Chilled Water Pump - PCH | 1011317
37-I1 | 37-I1 East County Regional Center | 37-I1-D3031-100-PCH04 | Pump Chilled Water (#3A) | Floway Pump Inc | 31705-1-1 | DNA | OM00014546 | NA | LOWER MECHANICAL ROOM | NA | NA | NA | 40 | 230/460 | 92/46 | Electric | 3 | NA | NA | \Classifications\Building System Class\D30-HVAC Systems\D3030 - Cooling SYS\Chilled Water Pump - PCH | 1011318
37-I1 | 37-I1 East County Regional Center | 37-I1-D3031-100-PCH05 | Pump Chilled Water (#4) | Floway Pump Inc | 31705-1-2 | DNA | OM00014545 | NA | LOWER MECHANICAL ROOM | NA | NA | NA | 40 | 230/460 | 92/46 | Electric | 3 | NA | NA | \Classifications\Building System Class\D30-HVAC Systems\D3030 - Cooling SYS\Chilled Water Pump - PCH | 1011319
37-I1 | 37-I1 East County Regional Center | 37-I1-D3041-110-AHU01 | Air Handler 1 | Trane M Series Climate Changer | K09G16541 | MCCB035UA0C0UA | OM00014461 | NA | MECHANICAL ROOM, RM-GM14 | 5VX800 (1) | 24X24X2 (12) 20X24X2 (4 | NA | 20 | 230/460 | 49.6/24.8 | Electric | 3 | NA | NA | \Classifications\Building System Class\D30-HVAC Systems\D3040 - Distribution SYS\Air Handling Unit - AHU | 1011320
37-I1 | 37-I1 East County Regional Center | 37-I1-D3041-110-AHU02 | AIr Handler 2 | Trane M Series Climate Changer | K09G16546 | MCCB035UA0C0UB | OM00014462 | NA | MECHANICAL ROOM, RM-GM13 | 5VX800 (1) | 24X24X2 (12) 20X24X2 (4 | NA | 20 | 230/460 | 48/24 | Electric | 3 | NA | NA | \Classifications\Building System Class\D30-HVAC Systems\D3040 - Distribution SYS\Air Handling Unit - AHU | 1011321
37-I1 | 37-I1 East County Regional Center | 37-I1-D3041-110-AHU03 | Air Handler 3 | Trane M Series Climate Changer | K09M62935 | MCCB040UA0C0UB | OM00014537 | NA | MECHANICAL ROOM | DNA | 20x24x2 (16) 24x24x2 (4) | NA | 25 | 230/460 | 60/30 | Electric | 3 | NA | NA | \Classifications\Building System Class\D30-HVAC Systems\D3040 - Distribution SYS\Air Handling Unit - AHU | 1011322
37-I1 | 37-I1 East County Regional Center | 37-I1-D3041-110-AHU04 | Air Handler 4 | Trane M Series Climate Changer | K09H28664 | MCCB030UA0C0UA | OM00014464 | NA | MECHANICAL ROOM, RM 1M05 | 5VX750 (1) | 20X20X2 (12) 20X25X2 (4) | NA | 20 | 230/460 | 47.23.5 | Electric | 3 | NA | NA | \Classifications\Building System Class\D30-HVAC Systems\D3040 - Distribution SYS\Air Handling Unit - AHU | 1011323
37-I1 | 37-I1 East County Regional Center | 37-I1-D3041-110-AHU05 | Air Handler 5 | Trane M Series Climate Changer | K09K41064 | MCCB030UA0C0UB | OM00014465 | NA | MECHANICAL ROOM | 5VK630 (2) | 20X20X2 (12) 20X25X2 (4) | NA | 20 | 230/460 | 47/23.5 | Electric | 3 | NA | NA | \Classifications\Building System Class\D30-HVAC Systems\D3040 - Distribution SYS\Air Handling Unit - AHU | 1011324
37-I1 | 37-I1 East County Regional Center | 37-I1-D3041-110-AHU06 | Air Handler 6 | TRANE | U81C19196 | CCD803AJLB | OM00014584 | NA | MECHANICAL ROOM | 4L-430 (1) | 16X25X2 (2) | NA | 1/3 | 208-230/460 | 1.5-1.7/.08 | Electric | 1 | NA | NA | \Classifications\Building System Class\D30-HVAC Systems\D3040 - Distribution SYS\Air Handling Unit - AHU | 1011325
37-I1 | 37-I1 East County Regional Center | 37-I1-D3041-110-AHU07 | Air Handler 7 | Trane M Series Climate Changer | K09H23023 | MCCB040UA0C0UA | OM00014585 | NA | MECHANICAL ROOM | 5VX780 (1) | 20X24X2(16) 24X24X2 (4) | NA | 20 | 230/460 | 47/23.5 | Electric | 3 | NA | NA | \Classifications\Building System Class\D30-HVAC Systems\D3040 - Distribution SYS\Air Handling Unit - AHU | 1011326
37-I1 | 37-I1 East County Regional Center | 37-I1-D3041-110-AHU08 | Air Handler 8 | Trane M Series Climate Changer | K09D80359 | MCCB035UA0C0UB | OM00014568 | NA | MECHANICAL ROOM | 5VX780 (2) | 24X24X2 (12) 20X24X2 (4 | NA | 25.00 | 230/460 | 60/30 | Electric | 3 | NA | NA | \Classifications\Building System Class\D30-HVAC Systems\D3040 - Distribution SYS\Air Handling Unit - AHU | 1011327
37-I1 | 37-I1 East County Regional Center | 37-I1-D3041-110-AHU09 | Air Handler 9 | Trane M Series Climate Changer | K09H28659 | MCCB040UA0C0UA | OM00014469 | NA | MECHANICAL ROOM | 5VX670 (2) | 24X24X2 (16) 24X24X2 (4) | NA | 20 | 230/460 | 47/23.5 | Electric | 3 | NA | NA | \Classifications\Building System Class\D30-HVAC Systems\D3040 - Distribution SYS\Air Handling Unit - AHU | 1011328
37-I1 | 37-I1 East County Regional Center | 37-I1-D3041-110-AHU10 | Air Handler 10 | Trane M Series Climate Changer | K09K41069 | MCCB040UA0C0UB | OM00014470 | NA | MECHANICAL ROOM | 5VX670 (2) | 20X24X2(16) 24X24X2 (4) | NA | 20 | 230/460 | 47/23.5 | Electric | 3 | NA | NA | \Classifications\Building System Class\D30-HVAC Systems\D3040 - Distribution SYS\Air Handling Unit - AHU | 1011329
37-I1 | 37-I1 East County Regional Center | 37-I1-D3041-110-AHU11 | Air Handler 11 | Trane M Series Climate Changer | K09H23028 | MCCB040UA0C0UA | OM00014471 | NA | MECHANICAL ROOM | 5VX670 (2) | 20X24X2(16) 24X24X2 (4) | NA | 20 | 230/460 | 47/23.5 | Electric | 3 | NA | NA | \Classifications\Building System Class\D30-HVAC Systems\D3040 - Distribution SYS\Air Handling Unit - AHU | 1011330
37-I1 | 37-I1 East County Regional Center | 37-I1-D3041-110-AHU12 | Air Handler 12 | TRANE | K09D81726A | MCCB040UA0C0UB | OM00014472 | NA | MECHANICAL ROOM | 5VX670 (2) | 20X24X2(16) 24X24X2 (4) | NA | 20 | 230/460 | 47/23.5 | Electric | 3 | NA | NA | \Classifications\Building System Class\D30-HVAC Systems\D3040 - Distribution SYS\Air Handling Unit - AHU | 1011331
37-I1 | 37-I1 East County Regional Center | 37-I1-D3041-110-AHU13 | Air Handler 13 | Trane Climate Changer | U81019292 | CCBB21AELA0 | OM00014587 | NA | MECHANICAL ROOM | B-83 ( 2 ) | 20X25X2 (10) | NA | 10 | 208-230/460 | 26.50-23.90/12.00 | Electric | 3 | NA | NA | \Classifications\Building System Class\D30-HVAC Systems\D3040 - Distribution SYS\Air Handling Unit - AHU | 1011332
37-I1 | 37-I1 East County Regional Center | 37-I1-D3041-110-AHU14 | Air Handler 14 | Trane Climate Changer | U81D19294 | CCBB21AELA0 | OM00014588 | NA | MECHANICAL ROOM | B-83 ( 2 ) | 20X25X2 (10) | NA | 10 | 208-230/460 | 26.50-23.90/12.00 | Electric | 3 | NA | NA | \Classifications\Building System Class\D30-HVAC Systems\D3040 - Distribution SYS\Air Handling Unit - AHU | 1011333
37-I1 | 37-I1 East County Regional Center | 37-I1-D3041-110-AHU15 | Air Handler 15 | Trane Climate Changer | U81D19295 | CCBB21AELA0 | OM00014586 | NA | MECHANICAL ROOM | B-83 ( 2 ) | 20X25X2 (10) | NA | 10 | 208-230/460 | 26.50-23.90/12.00 | Electric | 3 | NA | NA | \Classifications\Building System Class\D30-HVAC Systems\D3040 - Distribution SYS\Air Handling Unit - AHU | 1011334
37-I1 | 37-I1 East County Regional Center | 37-I1-D3041-110-AHU16 | Air Handler 16 | Trane Climate Changer | U81D19293 | CCBB21AELA0 | OM00014589 | NA | MECHANICAL ROOM | B-83 ( 2 ) | 20X25X2 (10) | NA | 10 | 208-230/460 | 26.50-23.90/12.00 | Electric | 3 | NA | NA | \Classifications\Building System Class\D30-HVAC Systems\D3040 - Distribution SYS\Air Handling Unit - AHU | 1011335
37-I1 | 37-I1 East County Regional Center | 37-I1-D3041-110-AHU17 | Air Handler 17 | MCCB030UA0C0UA | K09M62948 | MCCB035VA0C0UA | OM00014474 | NA | MECHANICAL ROOM | 5VX630 (1) | 20X25X2 (12) 20X25X2 (4) | NA | 20 | 460 | 34.5 | Electric | 3 | NA | NA | \Classifications\Building System Class\D30-HVAC Systems\D3040 - Distribution SYS\Air Handling Unit - AHU | 1011336
37-I1 | 37-I1 East County Regional Center | 37-I1-D3041-110-AHU18 | Air Handler 18 | TRANE | U81E19408 | CCBB41AELBO | OM00014473 | NA | MECHANICAL ROOM | B120 (1) | 20X25X2 ( 20 ) 16X25X2 (4) | NA | 15 | 460 | 21 | Electric | 3 | NA | NA | \Classifications\Building System Class\D30-HVAC Systems\D3040 - Distribution SYS\Air Handling Unit - AHU | 1011337
37-I1 | 37-I1 East County Regional Center | 37-I1-D3041-110-AHU19 | AIR HANDLER UNIT #9 | TRANE | U81E19306 | CCBB31AELB0 | OM00014475 | NA | MECHANICAL ROOM | BVX1030 (1) | (8) 16X25X2, (12) 16X20X2 | NA | 5, Motor: 15 | 460 | 21 | Electric | 3 | NA | NA | \Classifications\Building System Class\D30-HVAC Systems\D3040 - Distribution SYS\Air Handling Unit - AHU | 1011338
37-I1 | 37-I1 East County Regional Center | 37-I1-D3041-110-AHU20 | Air Handler 20 | TRANE | U81E19307 | CCBB31AELB0 | OM00014476 | NA | MECHANICAL ROOM | 5VX100 (3) | 16X25X2 (8) 16X20X2 (8) | NA | 5, Motor: 15 | 460 | 21 | Electric | 3 | NA | NA | \Classifications\Building System Class\D30-HVAC Systems\D3040 - Distribution SYS\Air Handling Unit - AHU | 1011339
37-I1 | 37-I1 East County Regional Center | 37-I1-D3041-110-AHU22 | Air Handler 22 | TRANE | KO9M62953 | MCCB021UA0C0UB | OM00014478 | NA | MECHANICAL ROOM | DNA | BVX500 (1)46026 | NA | 15 | 460 | 26.2 | Electric | 3 | NA | NA | \Classifications\Building System Class\D30-HVAC Systems\D3040 - Distribution SYS\Air Handling Unit - AHU | 1011340
37-I1 | 37-I1 East County Regional Center | 37-I1-D3041-110-AHU23 | Air Handler 23 | Trane Climate Changer | U81C19197 | CCDBDAJLB | OM00014496 | NA | MECHANICAL ROOM | TBD | 16X25X2 ( 2 ) | NA | 3/4 | 208-230/460 | 3.2-3/1.5 | Electric | 3 | NA | NA | \Classifications\Building System Class\D30-HVAC Systems\D3040 - Distribution SYS\Air Handling Unit - AHU | 1011341
37-I1 | 37-I1 East County Regional Center | 37-I1-D3041-110-AHU24 | Air Handler 24 | Trane M Series Climate Changer | KO9M62958 | MCCB057UA0C0UB | OM00014538 | NA | MECHANICAL ROOM | TBD | 5VX780 (3) | NA | 25 | 230/460 | 60/30 | Electric | 3 | NA | NA | \Classifications\Building System Class\D30-HVAC Systems\D3040 - Distribution SYS\Air Handling Unit - AHU | 1011342
37-I1 | 37-I1 East County Regional Center | 37-I1-D3042-220-EFN01 | Exhaust Fan 1 | Barry Bower | 72648 | BVB-365 | OM00014593 | NA | NA | B64 (2) | NA | NA | 3 | 208-230/460 | 20-8.10/9.03 | Electric | 3 | NA | NA | \Classifications\Building System Class\D30-HVAC Systems\D3040 - Distribution SYS\Supply/Exhaust/Return fans- FAN | 1011343
37-I1 | 37-I1 East County Regional Center | 37-I1-D3042-220-EFN02 | Exhaust Fan 3 | Barry Bower | 72651 | BVB-330 | OM00014594 | NA | NA | 5L-630 (2) | NA | NA | 3 | 230/460 | 7.9/3.95 | Electric | 3 | NA | NA | \Classifications\Building System Class\D30-HVAC Systems\D3040 - Distribution SYS\Supply/Exhaust/Return fans- FAN | 1011344
37-I1 | 37-I1 East County Regional Center | 37-I1-D3042-220-EFN03 | Exhaust Fan 4 | Barry Bower | 72654 | BVB-330 | OM00014595 | NA | NA | B64 (2) | NA | NA | 3 | 230/460 | 13.2/6.6 | Electric | 3 | NA | NA | \Classifications\Building System Class\D30-HVAC Systems\D3040 - Distribution SYS\Supply/Exhaust/Return fans- FAN | 1011345
37-I1 | 37-I1 East County Regional Center | 37-I1-D3042-220-EFN05 | Exhaust Fan 5 | GreenHeck | 97G14621 | SWB-18-20-CCW-UB | OM00014596 | NA | NA | (2) 4L400 | NA | NA | 2.0 | 208-230/460 | 6.2/3.1 | Electric | 3 | NA | NA | \Classifications\Building System Class\D30-HVAC Systems\D3040 - Distribution SYS\Supply/Exhaust/Return fans- FAN | 1011346
37-I1 | 37-I1 East County Regional Center | 37-I1-D3042-220-EFN06 | Exhaust Fan 6 | Barry Bower | 72664 | BVB-300 | OM00014597 | NA | NA | B-55 ( 2 ) | NA | NA | 3.0 | 480 | 10 | Electric | 3 | NA | NA | \Classifications\Building System Class\D30-HVAC Systems\D3040 - Distribution SYS\Supply/Exhaust/Return fans- FAN | 1011347
37-I1 | 37-I1 East County Regional Center | 37-I1-D3042-220-EFN10 | Exhaust Fan 10 | Carnes | VIDRF2 | 12702-02 | OM00014605 | NA | NA | NA | N/A | NA | 1hp | 110 | DNA | Electric | 1 | NA | NA | \Classifications\Building System Class\D30-HVAC Systems\D3040 - Distribution SYS\Supply/Exhaust/Return fans- FAN | 1011348
37-I1 | 37-I1 East County Regional Center | 37-I1-D3042-220-EFN11 | Exhaust Fan 11 | Dayton Electric MFG Co. | 12348849-1102 | 4YY20 | OM00028466 | NA | NA | 4L-410 (1) | NA | NA | 1/2 hp | 480 | 8.80/4.2-4.4 | Electric | 1 | NA | NA | \Classifications\Building System Class\D30-HVAC Systems\D3040 - Distribution SYS\Supply/Exhaust/Return fans- FAN | 1011349
37-I1 | 37-I1 East County Regional Center | 37-I1-D3042-220-EFN12 | Exhaust Fan 12 | Dayton | 05F31944 | 4YY20 | OM00014493 | NA | NA | 4L-410 (1) | NA | NA | 1/3 | 115/208-230 | 6.6/3.0/3.3 | Electric | 1 | NA | NA | \Classifications\Building System Class\D30-HVAC Systems\D3040 - Distribution SYS\Supply/Exhaust/Return fans- FAN | 1011350
37-I1 | 37-I1 East County Regional Center | 37-I1-D3042-220-EFN13 | Exhaust Fan 13 | Dayton | 12034791-1003 | 2RB65 | OM00028467 | NA | NA | 4L-220 (1) | NA | NA | 1/2 hp | 208-230/460 | 2.3-2.2/1.2 | Electric | 3 | NA | NA | \Classifications\Building System Class\D30-HVAC Systems\D3040 - Distribution SYS\Supply/Exhaust/Return fans- FAN | 1011351
37-I1 | 37-I1 East County Regional Center | 37-I1-D3042-220-EFN14 | Exhaust Fan 14 | Barry Bower | 72635 | BVF-135 | OM00013775 | NA | NA | 7HHK (1) | NA | NA | 1.50 | 208-230/460 | 4.8-5.0/2.5 | Electric | 3 | NA | NA | \Classifications\Building System Class\D30-HVAC Systems\D3040 - Distribution SYS\Supply/Exhaust/Return fans- FAN | 1011352
37-I1 | 37-I1 East County Regional Center | 37-I1-D3042-220-EFN15 | Exhaust Fan 15 | Carnes | DNA | VUBBR6 | OM00014592 | NA | LOWER ROOF | 4L-250 ( 1 ) | NA | NA | 3/4 hp | 480 | 1.5 | Electric | 3 | NA | NA | \Classifications\Building System Class\D30-HVAC Systems\D3040 - Distribution SYS\Supply/Exhaust/Return fans- FAN | 1011353
37-I1 | 37-I1 East County Regional Center | 37-I1-D3042-220-EFN24 | Exhaust Fan 24 | Barry Bower | 72536 | DNA | OM00014608 | NA | NA | 4L360 (1) | NA | NA | 1.00 | 480 | 1.7 | Electric | 3 | NA | NA | \Classifications\Building System Class\D30-HVAC Systems\D3040 - Distribution SYS\Supply/Exhaust/Return fans- FAN | 1011355
37-I1 | 37-I1 East County Regional Center | 37-I1-D3042-220-EFN25 | Exhaust Fan 25 | Barry Bower | 72638 | BVB-270 | OM00028478 | NA | NA | 4L660 (2) | NA | NA | 3 | 230/460 | 10/5 | Electric | 3 | NA | NA | \Classifications\Building System Class\D30-HVAC Systems\D3040 - Distribution SYS\Supply/Exhaust/Return fans- FAN | 1011356
37-I1 | 37-I1 East County Regional Center | 37-I1-D3042-220-EFN26 | Fan Exhaust (1) | Carnes | VUBAS5-24 | 12702-02 | OM00028463 | NA | NA | 4L320 ( 2 ) | NA | NA | 1.00 | 208-230/460 | 3.4-1.7 | Electric | 3 | NA | NA | \Classifications\Building System Class\D30-HVAC Systems\D3040 - Distribution SYS\Supply/Exhaust/Return fans- FAN | 1011357
37-I1 | 37-I1 East County Regional Center | 37-I1-D3042-220-EFN27 | Fan Exhaust (2) | Carnes | VUBAR4 24 | 12702-02 | OM00028465 | NA | NA | 4L360H (1) | NA | NA | 3/4 | 460/200-230 | 1.7/2.9-3.4 | Electric | 3 | NA | NA | \Classifications\Building System Class\D30-HVAC Systems\D3040 - Distribution SYS\Supply/Exhaust/Return fans- FAN | 1011358
37-I1 | 37-I1 East County Regional Center | 37-I1-D3042-220-EFN32 | SE 1A | Barry Bower | NA | 72630 | OM00014616 | NA | NA | AP-48 ( 1 ) | NA | NA | 1.5 hp | 480 | 2.5 | Electric | 3 | NA | NA | \Classifications\Building System Class\D30-HVAC Systems\D3040 - Distribution SYS\Supply/Exhaust/Return fans- FAN | 1011363
37-I1 | 37-I1 East County Regional Center | 37-I1-D3042-220-EFN33 | Exhaust Fan SE2 | Barry Bower | DNA | 72634 | OM00028464 | NA | NA | 4L-400 (1) | NA | NA | 3/4 | 208-230/460 | 3.3-3.0/1.5 | Electric | 3 | NA | NA | \Classifications\Building System Class\D30-HVAC Systems\D3040 - Distribution SYS\Supply/Exhaust/Return fans- FAN | 1011364
37-I1 | 37-I1 East County Regional Center | 37-I1-D3042-220-EFN34 | Bathrooms Exhaust Fan | Dayton Electric MFG Co. | 1212675-1006 | 4YY16 | OM00014590 | NA | LOWER ROOF | AX22 (1) | NA | NA | 1.00 | 208-230/460 | 3.6-3.8/1.9 | Electric | 3 | NA | NA | \Classifications\Building System Class\D30-HVAC Systems\D3040 - Distribution SYS\Supply/Exhaust/Return fans- FAN | 1011365
37-I1 | 37-I1 East County Regional Center | 37-I1-D3042-240-SEF01 | Kitchen Hood Exhaust Fan # 21 SEF01 | Dayton | 11748038-0905 | 4YY20 | OM00014591 | NA | LOWER ROOF | A-36 (1) | NA | NA | 3/4 hp | 480 | 1.5 | Electric | 3 | NA | NA | \Classifications\Building System Class\D30-HVAC Systems\D3040 - Distribution SYS\Supply/Exhaust/Return fans- FAN | 1011383
37-I1 | 37-I1 East County Regional Center | 37-I1-G3060-320-DFP01 | Diesel Fuel Transfer Pump | Viking Pump | 1770631 | FH456X | OM00014601 | NA | Fire Pump Room | NA | NA | NA | 1/3 | 115/208-230 | 6.6/3.3 | Electric | 3 | NA | NA | \Classifications\Building System Class\G30-Site Mechanical Utilities\G3060 - Fuel Distribution\Pump, Fuel, Diesel Fuel Transfer Pump - DFP | 1011385
37-I1 | 37-I1 East County Regional Center | 37-I1-D3050-210-PKU01 | AA1 PACKAGE UNIT | Trane | 4174LU12H | TCC060F300BE | OM00014466 | NA | ROOF | DNA | DNA | R-22 | 1/2 | 230 | 21.1 | Electric | 3 | NA | NA | \Classifications\Building System Class\D30-HVAC Systems\D3050 - Package SYS\Package Unit - PKU | 1011386
37-I1 | 37-I1 East County Regional Center | 37-I1-D3050-210-PKU02 | AA2 PACKAKGE UNIT | Trane | 3401LJ72H | WCH060F100AB | OM00014467 | NA | ROOF | DNA | DNA | R-22 | 1/2 | 230 | 32 | Electric | 1 | NA | NA | \Classifications\Building System Class\D30-HVAC Systems\D3050 - Package SYS\Package Unit - PKU | 1011387
37-I1 | 37-I1 East County Regional Center | 37-I1-D3090-114-CMP01 | Air Compressor,30A,480V,3PH/4W CMP01 | Johnson Controls | 267808_P | A-4_I | OM00014834 | State ID#: A00676-88 | Basement Generator Room | DNA | NA | NA | 3/4 | 208/230-460 | 2.9/2.6/1.3 | Electric | 3 | NA | NA | \Classifications\Building System Class\D30-HVAC Systems\D3090 - Other HVAC Systems and Equipment\Air Compressor - CMP | 1011388
37-I1 | 37-I1 East County Regional Center | 37-I1-D4022-250-PFD01 | Fire Pump Diesel FSG 02 Motor Driven | Aurora Pump Company | 80-66073 | 485SF | OM00014598 | NA | Fire Pump Room | NA | NA | NA | 238 | Other | TBD | Diesel | 3 | NA | NA | \Classifications\Building System Class\D40-Fire Protection SYS\D4020 - Stand Pipe\Pump,Fire,Diesel Engine Driven - PFD | 1011390
37-I1 | 37-I1 East County Regional Center | 37-I1-D4022-210-JPM01 | JOCKEY FIRE PUMP P26 | AURORA PUMP | 80-13435 | F05BF | OM00014759 | NA | Fire Pump Room Basement | NA | NA | NA | NA | 230/460 | 18/9 | Electric | 3 | NA | NA | \Classifications\Building System Class\D40-Fire Protection SYS\D4020 - Stand Pipe\Jockey Pump - JPM | 1011392
37-I1 | 37-I1 East County Regional Center | 37-I1-D5010-234-ATS01 | Auto Transfer Switch,ATS-1 480V | Russel Electric | 8591-1 | RMT-16004C-VS | OM00014826 |  | Basement Main Plant Electrical Room | NA | NA | NA | NA | 480 | DNA | Electric | 3 | NA | NA | \Classifications\Building System Class\D50-Electrical SYS\D5010 - Elec Service & Dist\Automatic Transfer Switch - ATS | 1011393
37-I1 | 37-I1 East County Regional Center | 37-I1-D5010-200-ESD01 | Main Breaker Incoming | WestingHouse | 9910713 | Main Breaker,4000A,480/277v | OM00014671 | NA | Electrical | NA | NA | NA | NA | 480 | 4000 | Electric | 3 | NA | NA | \Classifications\Building System Class\D50-Electrical SYS\D5010 - Elec Service & Dist\Electical Service and Distribution - ESD | 1011394
37-I1 | 37-I1 East County Regional Center | 37-I1-D5010-200-ESD06 | Main Electrical SwitchGear 03 | WestingHouse | 9910708 | 80Y3820 | OM00014683 | NA | Boiler room | NA | NA | NA | NA | 480 | 4000 | Electric | 3 | NA | NA | \Classifications\Building System Class\D50-Electrical SYS\D5010 - Elec Service & Dist\Electical Service and Distribution - ESD | 1011396
37-I1 | 37-I1 East County Regional Center | 37-I1-D5011-240-TRN01 | Transformer, D, TRN01 | Acme Electrical Corp. | NONE | CAT#T-1-5311-1 | OM00014752 | NA | P.Lot Electrical Room | NA | NA | NA | NA | 480-208Y/120 | 15KVA | Electric | 3 | NA | NA | \Classifications\Building System Class\D50-Electrical SYS\D5010 - Elec Service & Dist\Transformer - TRN | 1011397
37-I1 | 37-I1 East County Regional Center | 37-I1-D5092-210-GEN01 | Emergency Stand by Generator | Cummins Onan | I990992837 | DFED-3380102 | OM00013772 | PTO 890863 ¦ Cert of Registration 975725 | 176 | DNA | DNA | NA | 755 | 480 | 500 kW (input Bob Perkins 5/25/2016) | Diesel | 3 | NA | NA | \Classifications\Building System Class\D50-Electrical SYS\D5090 - Elec SYS\Emergency Generator - GEN | 1011398
37-I1 | 37-I1 East County Regional Center | 37-I1-D5092-250-EML09 | Exit Lights/ Back up Lights (9) | Multiple | NA | LITHONIA LIGHTING | OM00028491 |  | Multiple | NA | NA | NA | NA | 240 | NA | Electric | 1 | NA | NA | \Classifications\Building System Class\D50-Electrical SYS\D5090 - Elec SYS\Emergency And Exit Lighting - EML | 1011399
37-I1 | 37-I1 East County Regional Center | 37-I1-D3044-125-PHW01 | MAIN PUMP # 5 FOR HEATING | BELL & GOSSETT | 62240 | 5BC-81/2_BF | OM00014556 | NA | LOWER MECHANICAL ROOM | NA | NA | NA | 15 | 230/460 | 2 | Electric | 3 | NA | NA | \Classifications\Building System Class\D30-HVAC Systems\D3040 - Distribution SYS\Hot Water Pump - PHW | 1011400
37-I1 | 37-I1 East County Regional Center | 37-I1-D3044-125-PHW02 | MAIN PUMP #6 FOR HEATING | BELL & GOSSETT | 1062241 | 5BC-81/2_BF | OM00014555 | NA | LOWER MECHANICAL ROOM | NA | NA | NA | 15 | 230/460 | 40/20 | Electric | 3 | NA | NA | \Classifications\Building System Class\D30-HVAC Systems\D3040 - Distribution SYS\Hot Water Pump - PHW | 1011401
37-I1 | 37-I1 East County Regional Center | 37-I1-D3090-220-CMD01 | AIR DRYER | SPEED AIR | G010A1150303235 | 4XX26 | OM00028487 | NA | SALLY PORT | NA | NA | R-134a | DNA | 115 | 1.3 | Electric | 1 | NA | NA | \Classifications\Building System Class\D30-HVAC Systems\D3090 - Other HVAC Systems and Equipment\Compressed Air Dryer - CMD | 1013103
37-I1 | 37-I1 East County Regional Center | 37-I1-D3090-220-CMD02 | COMPRESSOR, AIR DRYER | Hankison International | H035A1150204250 | HPRP35 | OM00028459 | NA | CENTRAL PLANT | NA | NA | R-134a | DNA | 115 | 4 | Electric | 1 | NA | NA | \Classifications\Building System Class\D30-HVAC Systems\D3090 - Other HVAC Systems and Equipment\Compressed Air Dryer - CMD | 1013105
37-I1 | 37-I1 East County Regional Center | 37-I1-D2023-100-BFP01 | BACKFLOW PREVENTER #1 (FIRE PUMP 8") | FEBCO | 0104161143 | 826YD 8" RP | OM00014655 | 0180005821-52636781-0104161143 | FIRE PUMP ROOM, 8" | NA | NA | NA | NA | NA | NA | NA | NA | NA | NA | \Classifications\Building System Class\D20-Plumbing\D2020 - Domestic Water\Backflow Preventer - BFP | 1013273
37-I1 | 37-I1 East County Regional Center | 37-I1-D1010-100-ELE02 | Passenger #2 (Low Rise 6-stop) | United States Elevator Corp | A-57189-3 | 63_OH | OM00013862 | State ID# 072732 | 9TH FLOOR MECH ROOM | NA | NA | NA | 40 | 240 | 136 | Electric | 3 | NA | NA | \Classifications\Building System Class\D10-Conveyance Systems\D1010 - Elevator\Elevator,Electric,Pass/Freight - ELE | 1013318
37-I1 | 37-I1 East County Regional Center | 37-I1-D1010-100-ELE03 | Passenger #3 (Low Rise 6-stop) | United States Elevator Corp | A-57189-1 | 63_OH | OM00013863 | State ID# 072733 | 9TH FLOOR MECHA ROOM | NA | NA | NA | 40 | 240 | 136 | Electric | 3 | NA | NA | \Classifications\Building System Class\D10-Conveyance Systems\D1010 - Elevator\Elevator,Electric,Pass/Freight - ELE | 1013319
37-I1 | 37-I1 East County Regional Center | 37-I1-D1010-100-ELE05 | Passenger #5 (High Rise 5-stop) | United States Elevator Corp | DNA | DNA | OM00013864 | State ID# 072735 | 9TH FLOOR MECH ROOM | NA | NA | NA | 40 | 240 | 136 | Electric | 3 | NA | NA | \Classifications\Building System Class\D10-Conveyance Systems\D1010 - Elevator\Elevator,Electric,Pass/Freight - ELE | 1013320
37-I1 | 37-I1 East County Regional Center | 37-I1-D1010-100-ELE06 | Passenger #6 (High Rise 5-stop) | United States Elevator Corp | DNA | DNA | OM00013865 | State ID# 072736 | 9TH FLOOR MECH ROOM | NA | NA | NA | 40 | 240 | 136 | Electric | 3 | NA | NA | \Classifications\Building System Class\D10-Conveyance Systems\D1010 - Elevator\Elevator,Electric,Pass/Freight - ELE | 1013321
37-I1 | 37-I1 East County Regional Center | 37-I1-D1010-100-ELE07 | In Custody (8-stop) | United States Elevator Corp | KS-1-482-KS | 5CD1938A838A803 | OM00013866 | State ID# 072737 | 9TH FLOOR MECH ROOM | NA | NA | NA | 40 | 230/460 | 93/46.5 | Electric | 3 | NA | NA | \Classifications\Building System Class\D10-Conveyance Systems\D1010 - Elevator\Elevator,Electric,Pass/Freight - ELE | 1013322
37-I1 | 37-I1 East County Regional Center | 37-I1-D1010-100-ELE09 | In Custody (8-stop) Prison Passenger Elevator | United States Elevator Corp. | A57191 | 63_OH | OM00013868 | State ID# 072714 | 9TH FLOOR MECH ROOM, Passenger Elevator #9 Prison | NA | NA | NA | 40 | 240 | 136 | Electric | 3 | NA | NA | \Classifications\Building System Class\D10-Conveyance Systems\D1010 - Elevator\Elevator,Electric,Pass/Freight - ELE | 1013323
37-I1 | 37-I1 East County Regional Center | 37-I1-D1010-100-ELE10 | Service Elevator (14-stop) | United States Elevator Corp. | A57179 | 63_OH | OM00013869 | State ID# 072715 | MECH ROOM | NA | NA | NA | 40 | 240 | 136 | Electric | 3 | NA | NA | \Classifications\Building System Class\D10-Conveyance Systems\D1010 - Elevator\Elevator,Electric,Pass/Freight - ELE | 1013325
37-I1 | 37-I1 East County Regional Center | 37-I1-B3010-100-RUF01 | ROOF | DNA | DNA | DNA | OM00028490 | NA | ROOF | NA | NA | NA | NA | NA | NA | NA | NA | NA | NA | \Classifications\Building System Class\B30-Roofing\B3010 - Roof Types\Roof - RUF | 1013336
37-I1 | 37-I1 East County Regional Center | 37-I1-B2034-400-DOH02 | SALLY PORT ROLL UP GATE #2 | COOKSON | DNA | 8073 | OM00028486 | NA | PARKING SECURE | NA | NA | NA | 1 | 208-230/460 | 3.2/1.6 | Electric | 3 | NA | NA | \Classifications\Building System Class\B20-General Building Exterior\B2030 - Exterior Doors\Door,Overhead-Shutter,Manual,Elec,Roll-up - DOH | 1013337
37-I1 | 37-I1 East County Regional Center | 37-I1-D2040-100-PSU01 | SUMP PUMP #2 | DNA | DNA | DNA | OM00028455 | NA | CENTRAL PLANT | NA | NA | NA | DNA | 115 | DNA | Electric | 1 | NA | NA | \Classifications\Building System Class\D20-Plumbing\D2040 - Rain Drain\Sump Pump - PSU | 1013338
37-I1 | 37-I1 East County Regional Center | 37-I1-B2010-100-BLD01 | BUILDING | NA | NA | NA | OM00028489 | NA | All | NA | NA | NA | NA | NA | NA | NA | NA | NA | NA | \Classifications\Building System Class\B20-General Building Exterior\B2010 - Exterior Walls\Building - BLD | 1013339
37-I1 | 37-I1 East County Regional Center | 37-I1-B2034-400-DOH04 | LOADING DOCK ROLL UP GATE | Cookson Gate | DNA | DNA | OM00028483 | NA | Ground Floor Trash Collection Area | NA | NA | NA | 1/6 | 115 | 4.6 | Electric | 1 | NA | NA | \Classifications\Building System Class\B20-General Building Exterior\B2030 - Exterior Doors\Door,Overhead-Shutter,Manual,Elec,Roll-up - DOH | 1013341
37-I1 | 37-I1 East County Regional Center | 37-I1-B2034-400-DOH05 | TRASH DOCK ROLL UP GATE | FRANKLIN ELECTRIC | DNA | DNA | OM00028482 | NA | PARKING SECURE | NA | NA | NA | 1/5 | 230 | 5 | Electric | 3 | NA | NA | \Classifications\Building System Class\B20-General Building Exterior\B2030 - Exterior Doors\Door,Overhead-Shutter,Manual,Elec,Roll-up - DOH | 1013342
37-I1 | 37-I1 East County Regional Center | 37-I1-B2034-400-DOH01 | SALLY PORT ROLL UP GATE #1 | Cookson Door Company | DNA | 8073 | OM00028484 | NA | PARKING SECURE | NA | NA | NA | 1 1/2 | 230 | 4.6/2.3 | Electric | 3 | NA | NA | \Classifications\Building System Class\B20-General Building Exterior\B2030 - Exterior Doors\Door,Overhead-Shutter,Manual,Elec,Roll-up - DOH | 1013343
37-I1 | 37-I1 East County Regional Center | 37-I1-D3090-114-CMP03 | COMPRESSOR, CONTROL AIR #3 | INGERSOLL RAND | DNA | T-30 | OM00028485 | State ID#: A006768-88 | SALLY PORT | DNA | NA | NA | 1 1/2 | 460 | 2.4 | Electric | 3 | NA | NA | \Classifications\Building System Class\D30-HVAC Systems\D3090 - Other HVAC Systems and Equipment\Air Compressor - CMP | 1013344
37-I1 | 37-I1 East County Regional Center | 37-I1-D3042-220-EFN18 | EXHAUST FAN #18 | CARNES | DNA | 4HX94A | OM00014490 | NA | ROOF | 4L-220 (1) | NA | NA | 1/2 | 480 | 2.5 | Electric | 3 | NA | NA | \Classifications\Building System Class\D30-HVAC Systems\D3040 - Distribution SYS\Supply/Exhaust/Return fans- FAN | 1013345
37-I1 | 37-I1 East County Regional Center | 37-I1-D3042-220-EFN19 | EXHAUST FAN #19 | BARRY BLOWER | 81-2135 | AF-DW | OM00014606 | NA | Judges Secured Parking Area | R97 (2) | NA | NA | NA | 208-230/460 | 20-18.1/9.03 | Electric | 3 | NA | NA | \Classifications\Building System Class\D30-HVAC Systems\D3040 - Distribution SYS\Supply/Exhaust/Return fans- FAN | 1013346
37-I1 | 37-I1 East County Regional Center | 37-I1-D3042-220-EFN20 | EXHAUST FAN #20 | BARRY BLOWER | 81-2134 | AF-DW | OM00014607 | NA | Judges Secured Parking Area | E94 (2) | NA | NA | 7 1/2 | 230/460 | 20.4/10.2 | Electric | 3 | NA | NA | \Classifications\Building System Class\D30-HVAC Systems\D3040 - Distribution SYS\Supply/Exhaust/Return fans- FAN | 1013347
37-I1 | 37-I1 East County Regional Center | 37-I1-D3042-220-EFN04 | Exhaust Fan #2 | GreenHeck | 03F12585 | CUBE-161-7 | OM00028488 | NA | ROOF | 4L-260 (1) | NA | NA | 3.00 | 280-230/460 | 2.7-2.8/1.4 | Electric | 3 | NA | NA | \Classifications\Building System Class\D30-HVAC Systems\D3040 - Distribution SYS\Supply/Exhaust/Return fans- FAN | 1013348
37-I1 | 37-I1 East County Regional Center | 37-I1-D3090-114-CMP04 | COMPRESSOR, CONTROL AIR | SPEED AIR | D071180 | 1WD46 | OM00028460 | State ID#: needed awaiting permit invoice was processed 3/2019 | CONTROL PLANT | 5L-680 (4) | NA | NA | 5 | 230 | 30 | Electric | 3 | NA | NA | \Classifications\Building System Class\D30-HVAC Systems\D3090 - Other HVAC Systems and Equipment\Air Compressor - CMP | 1013349
37-I1 | 37-I1 East County Regional Center | 37-I1-G3063-100-DAT01 | GENERATOR DAY TANK #1 | ENGINE & COMPRESSOR ACCESSORIES (E&CA) | S_52503Z | MH15297 | OM00014785 | NA | GENERATOR ROOM | NA | NA | NA | 1/3 | 115 | 6.6 | Diesel | NA | NA | NA | \Classifications\Building System Class\G30-Site Mechanical Utilities\G3060 - Fuel Distribution\Tank, Fuel Storage Day - DAT | 1013350
37-I1 | 37-I1 East County Regional Center | 37-I1-G3063-100-DAT02 | DAY TANK, FIRE PUMP | WE-MAC MANUFACTURING CO | DNA | DNA | OM00028456 | NA | FIRE PUMP ROOM | NA | NA | NA | 1/3 | 115 | 6.2 | Diesel | 1 | NA | NA | \Classifications\Building System Class\G30-Site Mechanical Utilities\G3060 - Fuel Distribution\Tank, Fuel Storage Day - DAT | 1013351
37-I1 | 37-I1 East County Regional Center | 37-I1-D2023-100-BFP02 | Backflow Preventer Domestic 4" RP | FEBCO | 0104251121 | 880 V 4" RP | OM00014653 | 0180005821-52636781-0104251121 | BOILER ROOM | [10 empty] | \Classifications\Building System Class\D20-Plumbing\D2020 - Domestic Water\Backflow Preventer - BFP | 1013539
37-I1 | 37-I1 East County Regional Center | 37-I1-D2023-100-BFP03 | Backflor Preventer, Domestic Boiler Room 4" RP | FEBCO | 0104251125 | 880V | OM00014654 | 0180005741-18701043-0104251225 | Basement Boiler Room | [10 empty] | \Classifications\Building System Class\D20-Plumbing\D2020 - Domestic Water\Backflow Preventer - BFP | 1013540
37-I1 | 37-I1 East County Regional Center | 37-I1-D2023-100-BFP04 | Backflow Preventer, Bypass TO BFP01 3/4" | FEBCO | A249362 | 825Y | OM00014365 | 0180005821-52636781-A249362 | Fire Pump Room | [10 empty] | \Classifications\Building System Class\D20-Plumbing\D2020 - Domestic Water\Backflow Preventer - BFP | 1013541
37-I1 | 37-I1 East County Regional Center | 37-I1-D2023-100-BFP05 | BACKFLOW, IRRIGATION 3" | FEBCO | N0608230815 | 880V | OM00014656 | 0180005711-52636810-N0608230815 | 30' directly behind meter irrigation | [10 empty] | \Classifications\Building System Class\D20-Plumbing\D2020 - Domestic Water\Backflow Preventer - BFP | 1013542
37-I1 | 37-I1 East County Regional Center | 37-I1-D4010-150-FMS01 | Stand Pipe | NA | NA | NA | OM00014367 | NA | Basement Fire Pump Room | NA | NA | NA | NA | NA | NA | NA |  | NA | NA | \Classifications\Building System Class\D40-Fire Protection SYS\D4010 - Sprinkler SYS\Fire Systems, stand pipes - FMS | 1014900
37-I1 | 37-I1 East County Regional Center | 37-I1-D5037-710-FAP01 | Fire Alarm Panel | Notifier Pittway Corp. | NA | DNA | OM00014548 | NA | Floor 1 On the wall | NA | NA | NA | NA | 110 | 20 | Electric | 1 | NA | NA | \Classifications\Building System Class\D50-Electrical SYS\D5030 - Comm & Security\Fire Alarm Panel - FAP | 1014904
37-I1 | 37-I1 East County Regional Center | 37-I1-D3068-100-BAS01 | Buiding Automation System - BAS01 | Siemens | DNA | DNA | OM00014369 |  | AOC/County Maintenance Shop | NA | NA | NA | NA | 110 | DNA | Electric | 1 | NA | NA | \Classifications\Building System Class\D30-HVAC Systems\D3060 - Control & Inst Air\Building Automation System - BAS | 1015288
37-I1 | 37-I1 East County Regional Center | 37-I1-D1010-100-ELE01 | Passenger #1 (Low Rise 6-stop) | United States Elevator Corp | A-57189-2 | 60_OH | OM00013861 | State ID# 072731¦ Pass #1 | DNA |  |  |  | 40 | 240 | 136 |  |  |  |  | \Classifications\Building System Class\D10-Conveyance Systems\D1010 - Elevator\Elevator,Electric,Pass/Freight - ELE | 1015780
37-I1 | 37-I1 East County Regional Center | 37-I1-D1091-100-DMW01 | Dumbwaiter | Inclinators Company of America | DNA | HIH | OM00014797 | State ID# 105609 | DNA1 | NA | NA | NA | DNA | DNA | DNA | DNA | DNA | NA | NA | \Classifications\Building System Class\D10-Conveyance Systems\D1090 - Other Conveyance Systems\Dumbwaiter - DMW | 1015785
37-I1 | 37-I1 East County Regional Center | 37-I1-G3010-210-FWT01 | TANK, FIRE WATER STORAGE | JOOR TANK CO | DNA | DNA | OM00014786 | NA | OUTSIDE OF BUILDING S SIDE | NA | NA | NA | NA | NA | NA | NA | NA | NA | NA | \Classifications\Building System Class\G30-Site Mechanical Utilities\G3010 - Water Supply\Fire Water Tank - FWT | 1016163
37-I1 | 37-I1 East County Regional Center | 37-I1-D4095-230-HBL01 | VENT HOOD, BACK KITCHEN | ANSUL | S243755 | R-102_Wet_Chemical | OM00014812 | NA | In lunch room | NA | NA | NA | NA | DNA | DNA | ELECTRIC | NA | NA | NA | \Classifications\Building System Class\D40-Fire Protection SYS\D4090 - Other Fire Protection Systems\Hood and Blower - HBL | 1016208
37-I1 | 37-I1 East County Regional Center | 37-I1-D4095-230-HBL02 | VENT HOOD, FRONT KITCHEN | ANSUL | 0016464 | R-102_Wet_Chemical | OM00014813 | DNA | Basement | NA | NA | NA | NA | NA | NA | Electric |  |  |  | \Classifications\Building System Class\D40-Fire Protection SYS\D4090 - Other Fire Protection Systems\Hood and Blower - HBL | 1016236
37-I1 | 37-I1 East County Regional Center | 37-I1-D5010-234-ATS02 | AUTOMATIC TRANSFER SWITCH, FIRE PUMP ATS-2 | DNA | DNA | DNA | OM00014810 |  | BASEMENT MAIN ELECTRICAL ROOM | NA | NA | NA | NA | 480 | 400 | Electric | 3 | NA | NA | \Classifications\Building System Class\D50-Electrical SYS\D5010 - Elec Service & Dist\Automatic Transfer Switch - ATS | 1016237
37-I1 | 37-I1 East County Regional Center | 37-I1-G3063-100-AST01 | TANK, DIESEL FUEL STORAGE, ABOVE GROUND | Hoover Containment Inc. | 383413 | L-DP500P (500 GAL) | OM00014811 | NA | OUTSIDE CHILLER PLANT | NA | NA | NA | NA | NA | NA | Diesel | NA | NA | NA | \Classifications\Building System Class\G30-Site Mechanical Utilities\G3060 - Fuel Distribution\Tank, Fuel Storage, Above Ground - AST | 1016238
37-I1 | 37-I1 East County Regional Center | 37-I1-D2023-100-BFP06 | BACKFLOW, COOLING TOWER 2" | WATTS | 168464 | M201-RP | OM00014366 |  | FIRE PUMP ROOM | NA | NA | NA | NA | NA | NA | NA | NA | NA | NA | \Classifications\Building System Class\D20-Plumbing\D2020 - Domestic Water\Backflow Preventer - BFP | 1016248
37-I1 | 37-I1 East County Regional Center | 37-I1-D3050-250-ACU01 | Air Conditioning, Split System (Fire Panel Rm) ACU01 | Fujitsu | GDN003283 | AOU24CL1 | OM00014804 |  | 1st Floor Fire Panel Room | NA | NA | R-410A | NA | 208/230 | 10.5 | Electric | 1 | 24000 | NA | \Classifications\Building System Class\D30-HVAC Systems\D3050 - Package SYS\Air Conditioning,Split System - ACU | 1017544
37-I1 | 37-I1 East County Regional Center | 37-I1-D2017-100-SHW02 | Eye Washes & Emergency Showers (Chiller Rm) | Bradley | DNA | 358. 1-2004 | OM00013911 |  | Basement Chiller Room | NA | NA | NA | NA | NA | NA | NA | NA | NA | NA | \Classifications\Building System Class\D20-Plumbing\D2010 - Plumb Fix\Showers - SHW | 1017545
37-I1 | 37-I1 East County Regional Center | 37-I1-D2030-410-PMS02 | Pump Ejector Sewage # 1 (East Side of Building) | Calhoun and Poxon Co | 24538 | AA1381 | OM00013910 |  | East Side of Building | NA | NA | NA | 3 | 480 | 10 | Electric | 3 | NA | NA | \Classifications\Building System Class\D20-Plumbing\D2030 - Sani Waste\Sewage Ejector Pump - PMS | 1017546
37-I1 | 37-I1 East County Regional Center | 37-I1-D3050-250-ACU02 | Air Conditioning, Split System (Fire Panel Rm) ACU02 | Fujitsu | GDN003380 | AOU24CL1 | OM00014803 |  | 1st Floor Fire Panel Room | NA | NA | R-410A | NA | 208/230 | 10.5 | Electric | 1 | 24000 | NA | \Classifications\Building System Class\D30-HVAC Systems\D3050 - Package SYS\Air Conditioning,Split System - ACU | 1017547
37-I1 | 37-I1 East County Regional Center | 37-I1-D3050-250-ACU04 | Air Conditioning, Split System (IDF Rm) | Fujitsu | HBN021869 | AOU30C1 | OM00014814 |  | Judges' Parking Garage Area | NA | PREWASH | R-410A | NA | 220 | 30 | Electric | 1 | NA | NA | \Classifications\Building System Class\D30-HVAC Systems\D3050 - Package SYS\Air Conditioning,Split System - ACU | 1017764
37-I1 | 37-I1 East County Regional Center | 37-I1-D3042-220-EFN35 | Exhaust Fan #33 (Chiller Room) | Dayton | DNA | DNA | OM00014789 | NA | Roof Chiller Room | 4L360 (2) | NA | NA | 1.5 | 208-230/480 | 5.8-6.0/2.8 | Electric | 1 | NA | NA | \Classifications\Building System Class\D30-HVAC Systems\D3040 - Distribution SYS\Supply/Exhaust/Return fans- FAN | 1018467
37-I1 | 37-I1 East County Regional Center | 37-I1-B2034-400-DOH06 | Door, Overhead Manual Roll Up DOH06 | Cookson Roll Door | 143171 | DNA | OM00014563 |  | Behind Security Area Fire Panel Room | NA | NA | NA | NA | NA | NA | NA | NA | NA | NA | \Classifications\Building System Class\B20-General Building Exterior\B2030 - Exterior Doors\Door,Overhead-Shutter,Manual,Elec,Roll-up - DOH | 1019013
37-I1 | 37-I1 East County Regional Center | 37-I1-B2034-400-DOH07 | Door, Overhead Manual Roll Up DOH07 | Cookson Roll Door | DNA | DNA | OM00002549 |  | Lunch Room | NA | NA | NA | 1/2 | 208-203/460 | 2.4/1.2 | Electric | 3 | NA | NA | \Classifications\Building System Class\B20-General Building Exterior\B2030 - Exterior Doors\Door,Overhead-Shutter,Manual,Elec,Roll-up - DOH | 1019014
37-I1 | 37-I1 East County Regional Center | 37-I1-B2034-400-DOH08 | Door, Overhead Manual Roll Up DOH08 | Cookson Roll Door | DNA | DNA | OM00002554 |  | Lunch Room | NA | NA | NA | DNA | 200-230/460 | 6.1-4.8/2.4 | Electric | 3 | NA | NA | \Classifications\Building System Class\B20-General Building Exterior\B2030 - Exterior Doors\Door,Overhead-Shutter,Manual,Elec,Roll-up - DOH | 1019015
37-I1 | 37-I1 East County Regional Center | 37-I1-B2034-400-DOH09 | Door, Overhead Manual Roll Up DOH09 | DNA | DNA | DNA | OM00013909 |  | Maintenance Shop | NA | NA | NA | 1/6 | 115 | 4.6 | Electric | 1 | NA | NA | \Classifications\Building System Class\B20-General Building Exterior\B2030 - Exterior Doors\Door,Overhead-Shutter,Manual,Elec,Roll-up - DOH | 1019016
37-I1 | 37-I1 East County Regional Center | 37-I1-D3042-220-EFN36 | Fan Exhaust EFN36 | Barry Blower | 72672 | BVF | OM00002483 |  | 1st Floor, By Exit door to Judges secured parking area | 41-450 | NA | NA | 1 | 208-230/460 | 4.6 | Electric | 3 | NA | NA | \Classifications\Building System Class\D30-HVAC Systems\D3040 - Distribution SYS\Supply/Exhaust/Return fans- FAN | 1019017
37-I1 | 37-I1 East County Regional Center | 37-I1-D3042-220-EFN37 | Fan Exhaust EFN37 | Barry Blower | 72650 | BVF-330 | OM00028479 |  | Air Handler Room, Inside IM06 | B70 (2) | NA | NA | 10 | 230/460 | 25/12.5 | Electric | 3 | NA | NA | \Classifications\Building System Class\D30-HVAC Systems\D3040 - Distribution SYS\Supply/Exhaust/Return fans- FAN | 1019018
37-I1 | 37-I1 East County Regional Center | 37-I1-D5010-200-ESD03 | Electrical Switch Board, Under 560 volts SBR03 | Industrial Electric MFG Co. | 436000 & 436001 | DNA | OM00002480 |  | Basement, Boiler Room | NA | NA | NA | NA | 480 | 14000 | Electric | 3 | NA | NA | \Classifications\Building System Class\D50-Electrical SYS\D5010 - Elec Service & Dist\Electical Service and Distribution - ESD | 1019019
37-I1 | 37-I1 East County Regional Center | 37-I1-D5010-200-ESD04 | Electrical Switch Board, Under 560 volts SBR04 | Industrial Electric MFG Co. | DNA | DNA | OM00014734 |  | Floor 1, Air Handler Room | NA | NA | NA | NA | 480 | 14000 | Electric | 3 | NA | NA | \Classifications\Building System Class\D50-Electrical SYS\D5010 - Elec Service & Dist\Electical Service and Distribution - ESD | 1019020
37-I1 | 37-I1 East County Regional Center | 37-I1-D5010-200-ESD05 | Electrical Switch Board, Under 560 volts SBR05 | Industrial Electric MFG Co. | DNA | DNA | OM00014681 |  | Basement, Chiller Room | NA | NA | NA | NA | DNA | DNA | Electric | DNA | NA | NA | \Classifications\Building System Class\D50-Electrical SYS\D5010 - Elec Service & Dist\Electical Service and Distribution - ESD | 1019021
37-I1 | 37-I1 East County Regional Center | 37-I1-D3060-100-RDS01 | Leak Detection System, Refrigerant Leak Detection System | MSA North Anerica | H14-4752961-10-001 | A-LE-A-1-1-0-0-1-1 Chillegard - LE | OM00014787 |  | Basement, Chiller Room | NA | NA | NA | NA | 100-240 | 0.4 | Electric | 1 | NA | NA | \Classifications\Building System Class\D30-HVAC Systems\D3060 - Control & Inst Air\Refrigerant Leak Detection System - RDS | 1019022
37-I1 | 37-I1 East County Regional Center | 37-I1-D3020-100-HET01 | Heater Water Expansion Tank # 1 | Roy E Hanson Jr. MGF | 436287 | DNA | OM00002479 |  | Basement, Boiler Room | NA | NA | NA | NA | NA | NA | NA | NA | NA | NA | \Classifications\Building System Class\D30-HVAC Systems\D3020 - Heat SYS\Heater Water Expansion Tank - HET | 1019023
37-I1 | 37-I1 East County Regional Center | 37-I1-D3020-100-HET02 | Heater Water Expansion Tank # 2 | Roy E Hanson Jr. MGF | 436288 | DNA | OM00002478 |  | Basement, Boiler Room | NA | NA | NA | NA | NA | NA | NA | NA | NA | NA | \Classifications\Building System Class\D30-HVAC Systems\D3020 - Heat SYS\Heater Water Expansion Tank - HET | 1019024
37-I1 | 37-I1 East County Regional Center | 37-I1-D2023-310-HWP05 | Pump, Domestic Hot Water Circulating | Taco Pump | 1636C6E3 6.40 | DNA | OM00002477 |  | Basement, Boiler Room | NA | NA | NA | 1.5 | 115/230 | 15.0/7.5 | Electric | 1 | NA | NA | \Classifications\Building System Class\D20-Plumbing\D2020 - Domestic Water\Domestic Hot Water Circulating Pump - HWP | 1019025
37-I1 | 37-I1 East County Regional Center | 37-I1-D2023-310-WBS02 | Pump, Domestic Water Booster System WBS02 | Dayton Pump | DNA | DNA | OM00002475 |  | Basement, Boiler Room | NA | NA | NA | DNA | 230/460 | 14.0/7.0 | Electric | 3 | NA | NA | \Classifications\Building System Class\D20-Plumbing\D2020 - Domestic Water\Domestic Water Booster System - WBS | 1019027
37-I1 | 37-I1 East County Regional Center | 37-I1-D2023-310-WBS03 | Pump, Domestic Water Booster System WBS-03 | Weil Pump Company | 269-194 | 2-310002-15 | OM00002474 |  | Basement, Boiler Room | NA | NA | NA | 15 | 230/460 | 37.6/18.8 | Electric | 3 | NA | NA | \Classifications\Building System Class\D20-Plumbing\D2020 - Domestic Water\Domestic Water Booster System - WBS | 1019028
37-I1 | 37-I1 East County Regional Center | 37-I1-D2030-410-PMS01 | Pump, Ejector Sewage | CalHoun/ Paxon Company | DNA | DNA | OM00002553 |  | Ground Floor | NA | NA | NA | DNA | DNA | DNA | Electric | DNA | NA | NA | \Classifications\Building System Class\D20-Plumbing\D2030 - Sani Waste\Sewage Ejector Pump - PMS | 1019029
37-I1 | 37-I1 East County Regional Center | 37-I1-D2040-100-PSU03 | Pump, Sump # 1 | DNA | DNA | DNA | OM00002481 |  | Fire Pump Room | NA | NA | NA | DNA | DNA | DNA | Electric | DNA | NA | NA | \Classifications\Building System Class\D20-Plumbing\D2040 - Rain Drain\Sump Pump - PSU | 1019030
37-I1 | 37-I1 East County Regional Center | 37-I1-D2023-310-WBS04 | Domestic Water Booster System (WBS04) | Grundfos | 1148011 | MPC-E3,CRE15-3,3X460 | OM00013800 |  | Booster Pump and Boiler Room | NA | NA | NA | 7.5 | 460 | 30 | Electric | 3 | NA | NA | \Classifications\Building System Class\D20-Plumbing\D2020 - Domestic Water\Domestic Water Booster System - WBS | 1019973
37-I1 | 37-I1 East County Regional Center | 37-I1-D3021-130-BLR06 | BOILER #3 FOR REHEATS (BLR06) | RayPak | DNA | DNA | OM00014977 |  | Boiler Room and Booster Pump Room | NA | 16x16x1 Filter Size 1 | NA | 1.5 | 115/230 | 15 | Gas | 1 | 1,999,000 | 1,723,138 | \Classifications\Building System Class\D30-HVAC Systems\D3020 - Heat SYS\Boiler,Hot Water,Oil/Gas/Comb. - BLR | 1020452
37-I1 | 37-I1 East County Regional Center | 37-I1-D2023-310-HWP07 | Pump, Domestic Hot Water Circulating (HWP07) | US Motors | 156060 | T63ZZRL-765 | OM00013798 |  | Basement, Boiler Room | NA | NA | NA | 1.5 | 115/230 | 15.0/7.5 | Electric | 1 | NA | NA | \Classifications\Building System Class\D20-Plumbing\D2020 - Domestic Water\Domestic Hot Water Circulating Pump - HWP | 1022874
37-I1 | 37-I1 East County Regional Center | 37-I1-B2034-400-DOH10 | Judge's Roll Up Gate (DOH10) | Lift Master | 4417N2658 | GH763L6 E79930 | OM00014979 |  | PARKING SECURE | NA | NA | NA | DNA | 208/230 | 4.2 | Electric | 3 | NA | NA | \Classifications\Building System Class\B20-General Building Exterior\B2030 - Exterior Doors\Door,Overhead-Shutter,Manual,Elec,Roll-up - DOH | 1022875
37-I1 | 37-I1 East County Regional Center | 37-I1-D4022-210-FSG02 | Fire Pump Motor Driven (FSG02) | Metron | 2421813 | MP400-125-480C | OM00013797 |  |  | NA | NA | NA | 125 | 460 | 146 | Electric | 3 | NA | NA | \Classifications\Building System Class\D40-Fire Protection SYS\D4020 - Stand Pipe\Pump,Fire,Electric Motor Driven - FSG | 1022918
37-K1 | 37-K1 Banks Street (storage) | 37-K1-D4031-100-FEX05 | HAND HELD FIRE EXTINGUISHER | NA | NA | NA | OM00036864 |  | Multiple | NA | NA | NA | NA | NA | NA | NA | NA | NA | NA | \Classifications\Building System Class\D40-Fire Protection SYS\D4030 - FIRE SPEC\Fire Extinguisher - FEX | 1009950
37-L1 | 37-L1 New Central San Diego Courthouse | 37-L1-B2010-100-BLD01 | Building | NA | NA | NA | DNA |  |  | NA | NA | NA | NA | NA | NA | NA | NA | NA | NA | \Classifications\Building System Class\B20-General Building Exterior\B2010 - Exterior Walls\Building - BLD | 1021657
37-L1 | 37-L1 New Central San Diego Courthouse | 37-L1-D5092-210-GEN01 | Emergency Generator | Kohler Power Systems | SGM32BXH6 | 3250REOZD | OM00046137 | APCD2016-PTO-002614 ¦ Engine S/N: 5282010332 | Floor B2, Generator Room B282 | DNA | DNA | NA | 4680 | 277/480 | 4,510 | Diesel | 3 | DNA | DNA | \Classifications\Building System Class\D50-Electrical SYS\D5090 - Elec SYS\Emergency Generator - GEN | 1021807
37-L1 | 37-L1 New Central San Diego Courthouse | 37-L1-D2023-100-BFP01 | Backflow Preventer, Fire 8" | Wilkins | R05165 | 475DA RPDA 8" | OM00046351 | Assembly ID: 12010944 | Grounds -State St. N/W Corner | NA | NA | NA | NA | NA | NA | NA | NA | NA | NA | \Classifications\Building System Class\D20-Plumbing\D2020 - Domestic Water\Backflow Preventer - BFP | 1022165
37-L1 | 37-L1 New Central San Diego Courthouse | 37-L1-D2023-100-BFP02 | Backflow Preventer, Fire 8" | Wilkins | R05173 | 475DA RPDA 8" | OM00046354 | Assembly ID: 12010946 | Grounds - Union St. N/E Corner | NA | NA | NA | NA | NA | NA | NA | NA | NA | NA | \Classifications\Building System Class\D20-Plumbing\D2020 - Domestic Water\Backflow Preventer - BFP | 1022166
37-L1 | 37-L1 New Central San Diego Courthouse | 37-L1-D2023-100-BFP03 | Backflow Preventer, Domestic Water 4" | Zurn Wilkins | Q08585 | 475 4" | OM00046353 | Assembly ID: 12010943 | Grounds - State St. N/W Corner | NA | NA | NA | NA | NA | NA | NA | NA | NA | NA | \Classifications\Building System Class\D20-Plumbing\D2020 - Domestic Water\Backflow Preventer - BFP | 1022167
37-L1 | 37-L1 New Central San Diego Courthouse | 37-L1-D2023-100-BFP04 | Backflow Preventer, Domestic Water 4" | Zurn Wilkins | Q08587 | 475 4" | OM00046352 | Assembly ID: 2006201 | Grounds - State St. N/W Corner | NA | NA | NA | NA | NA | NA | NA | NA | NA | NA | \Classifications\Building System Class\D20-Plumbing\D2020 - Domestic Water\Backflow Preventer - BFP | 1022168
37-L1 | 37-L1 New Central San Diego Courthouse | 37-L1-D2023-100-BFP05 | Backflow Preventer, Irrigation 1" | Febco | J037181 | 825YA | OM00046350 |  | Grounds - State St. N/W Corner | NA | NA | NA | NA | NA | NA | NA | NA | NA | NA | \Classifications\Building System Class\D20-Plumbing\D2020 - Domestic Water\Backflow Preventer - BFP | 1022169
37-L1 | 37-L1 New Central San Diego Courthouse | 37-L1-D2023-100-BFP06 | Backflow Preventer, Chilled Water Make Up 3/4" | Wilkins | B014139 | 375 XL 3/4 | OM00046153 |  | NRG Room | NA | NA | NA | NA | NA | NA | NA | NA | NA | NA | \Classifications\Building System Class\D20-Plumbing\D2020 - Domestic Water\Backflow Preventer - BFP | 1022170
37-L1 | 37-L1 New Central San Diego Courthouse | 37-L1-D2023-100-BFP07 | Backflow Preventer, Hot Water - HVAC | Wilkins | 375XLA293654 | 375-RP-1 1/2 | OM00046109 |  | Boiler Room 2340 | NA | NA | NA | NA | NA | NA | NA |  | NA | NA | \Classifications\Building System Class\D20-Plumbing\D2020 - Domestic Water\Backflow Preventer - BFP | 1022171
37-L1 | 37-L1 New Central San Diego Courthouse | 37-L1-D4010-150-FMS01 | Stand Pipe (Stairway 4) | NA | NA | NA | OM00046377 |  | Landing | NA | NA | NA | NA | NA | NA | NA | NA | NA | NA | \Classifications\Building System Class\D40-Fire Protection SYS\D4010 - Sprinkler SYS\Fire Systems, stand pipes - FMS | 1022172
37-L1 | 37-L1 New Central San Diego Courthouse | 37-L1-D4010-150-FMS02 | Stand Pipe (Stairway 2b) | NA | NA | NA | OM00046376 |  | Landing - Stairway 2b | NA | NA | NA | NA | NA | NA | NA | NA | NA | NA | \Classifications\Building System Class\D40-Fire Protection SYS\D4010 - Sprinkler SYS\Fire Systems, stand pipes - FMS | 1022173
37-L1 | 37-L1 New Central San Diego Courthouse | 37-L1-D4010-150-FMS04 | Stand Pipe (Stairway 1B) | NA | NA | NA | OM00046379 |  | Stairway 1B - Landing | NA | NA | NA | NA | NA | NA | NA | NA | NA | NA | \Classifications\Building System Class\D40-Fire Protection SYS\D4010 - Sprinkler SYS\Fire Systems, stand pipes - FMS | 1022174
37-L1 | 37-L1 New Central San Diego Courthouse | 37-L1-D4010-150-FMS05 | Stand Pipe (Stairway 3A) | NA | NA | NA | OM00046380 |  | Stairway 3A - Landing | NA | NA | NA | NA | NA | NA | NA | NA | NA | NA | \Classifications\Building System Class\D40-Fire Protection SYS\D4010 - Sprinkler SYS\Fire Systems, stand pipes - FMS | 1022175
37-L1 | 37-L1 New Central San Diego Courthouse | 37-L1-D4010-150-FMS06 | Stand Pipe (Stairway 7 Holding) | NA | NA | NA | OM00046381 |  | Stairway 7 -B1 Landing | NA | NA | NA | NA | NA | NA | NA | NA | NA | NA | \Classifications\Building System Class\D40-Fire Protection SYS\D4010 - Sprinkler SYS\Fire Systems, stand pipes - FMS | 1022176
37-L1 | 37-L1 New Central San Diego Courthouse | 37-L1-D4010-150-FMS03 | Stand Pipe (Level 1 S/E Exit) | NA | NA | NA | OM00046378 |  | Level 1 S/E Exit - Exit Door | NA | NA | NA | NA | NA | NA | NA | NA | NA | NA | \Classifications\Building System Class\D40-Fire Protection SYS\D4010 - Sprinkler SYS\Fire Systems, stand pipes - FMS | 1022177
37-L1 | 37-L1 New Central San Diego Courthouse | 37-L1-D4010-150-FMS07 | Stand Pipe (Stairway 6B) | NA | NA | NA | OM00046382 |  | Stairway 6B - B1 Landing | NA | NA | NA | NA | NA | NA | NA | NA | NA | NA | \Classifications\Building System Class\D40-Fire Protection SYS\D4010 - Sprinkler SYS\Fire Systems, stand pipes - FMS | 1022178
37-L1 | 37-L1 New Central San Diego Courthouse | 37-L1-D5037-710-FAP01 | Fire Alarm Panel Node01 | Edwards | 3916202735 | EST3 | OM00046357 |  | First Floor, Fire Control Room | NA | NA | NA | NA | 120 | NA | Electric | 1 | NA | NA | \Classifications\Building System Class\D50-Electrical SYS\D5030 - Comm & Security\Fire Alarm Panel - FAP | 1022179
37-L1 | 37-L1 New Central San Diego Courthouse | 37-L1-D5037-710-FAP02 | Fire Alarm Panel Node02 | Edwards | NA | EST3 | OM00046358 |  | Fire Control Room - RM 0124 | NA | NA | NA | NA | 120 | DNA | Electric | 1 | NA | NA | \Classifications\Building System Class\D50-Electrical SYS\D5030 - Comm & Security\Fire Alarm Panel - FAP | 1022180
37-L1 | 37-L1 New Central San Diego Courthouse | 37-L1-D5037-710-FAP03 | Fire Alarm Panel Node03 | Edwards | NA | EST3 | OM00046359 |  | Electrical Room | NA | NA | NA | NA | 120 | Electric | Electric | 1 | NA | NA | \Classifications\Building System Class\D50-Electrical SYS\D5030 - Comm & Security\Fire Alarm Panel - FAP | 1022181
37-L1 | 37-L1 New Central San Diego Courthouse | 37-L1-D5037-710-FAP04 | Fire Alarm Panel Node04 | Edwards | NA | EST3 | OM00046360 |  | Electrical Room - 10E1 | NA | NA | NA | NA | 120 | DNA | Electric | 1 | NA | NA | \Classifications\Building System Class\D50-Electrical SYS\D5030 - Comm & Security\Fire Alarm Panel - FAP | 1022182
37-L1 | 37-L1 New Central San Diego Courthouse | 37-L1-D5037-710-FAP05 | Fire Alarm Panel Node05 | Edwards | NA | EST3 | OM00046361 |  | Electrical Room - 15E1 | NA | NA | NA | NA | 120 | DNA | Electric | 1 | NA | NA | \Classifications\Building System Class\D50-Electrical SYS\D5030 - Comm & Security\Fire Alarm Panel - FAP | 1022183
37-L1 | 37-L1 New Central San Diego Courthouse | 37-L1-D5037-710-FAP06 | Fire Alarm Panel Node06 | Edwards | NA | EST3 | OM00046362 |  | Electrical Room - 20E1 | NA | NA | NA | NA | 120 | DNA | Electric | 1 | NA | NA | \Classifications\Building System Class\D50-Electrical SYS\D5030 - Comm & Security\Fire Alarm Panel - FAP | 1022184
37-L1 | 37-L1 New Central San Diego Courthouse | 37-L1-D1010-100-ELE01 | Low Rise Passenger ELE01 | Otis | 7N621772 | ABA21305CE1 | OM00046301 | State ID# 165452 ¦Under Warranty txfr to JCC 11/07/2018 | Low Rise Machine Room - 1156 | NA | NA | NA | NA | 480 | DNA | Electric | 3 | NA | NA | \Classifications\Building System Class\D10-Conveyance Systems\D1010 - Elevator\Elevator,Electric,Pass/Freight - ELE | 1022185
37-L1 | 37-L1 New Central San Diego Courthouse | 37-L1-D1010-100-ELE02 | Low Rise Passenger ELE02 | Otis | 7N621773 | ABA21305CE1 | OM00046302 | State ID# 165453 ¦Under Warranty txfr to JCC 11/07/2018 | Low Rise Machine Room - RM 1156 | NA | NA | NA | NA | 480 | DNA | Electric | 3 | NA | NA | \Classifications\Building System Class\D10-Conveyance Systems\D1010 - Elevator\Elevator,Electric,Pass/Freight - ELE | 1022186
37-L1 | 37-L1 New Central San Diego Courthouse | 37-L1-D1010-100-ELE03 | Low Rise Passenger ELE03 | Otis | 7N621774 | ABA21305CE1 | OM00046303 | State ID# 165355¦Under Warranty txfr to JCC 11/07/2018 | Low Rise Machine Room - 1156 | NA | NA | NA | NA | 480 | DNA | Electric | 3 | NA | NA | \Classifications\Building System Class\D10-Conveyance Systems\D1010 - Elevator\Elevator,Electric,Pass/Freight - ELE | 1022187
37-L1 | 37-L1 New Central San Diego Courthouse | 37-L1-D1010-100-ELE04 | Low Rise Passenger ELE04 | Otis | 7N621775 | ABA21305CE1 | OM00046304 | State ID# 165356¦Under Warranty txfr to JCC 11/07/2018 | Low Rise Machine Room- 1156 | NA | NA | NA | NA | 480 | DNA | Electric | 3 | NA | NA | \Classifications\Building System Class\D10-Conveyance Systems\D1010 - Elevator\Elevator,Electric,Pass/Freight - ELE | 1022188
37-L1 | 37-L1 New Central San Diego Courthouse | 37-L1-D1010-100-ELE05 | Low Rise Passenger ELE05 | Otis | 7N621776 | ABA21305CE1 | OM00046305 | State ID# 165357 ¦Under Warranty txfr to JCC 11/07/2018 | Low Rise Machine Room -1156 | NA | NA | NA | NA | 480 | DNA | Electric | 3 | NA | NA | \Classifications\Building System Class\D10-Conveyance Systems\D1010 - Elevator\Elevator,Electric,Pass/Freight - ELE | 1022189
37-L1 | 37-L1 New Central San Diego Courthouse | 37-L1-D1010-100-ELE06 | Low Rise Passenger ELE06 | Otis | 7N621777 | ABA21305CE1 | OM00046306 | State ID# 165358¦Under Warranty txfr to JCC 11/07/2018 | Low Rise Machine Room- 1156 | NA | NA | NA | NA | 480 | DNA | Electric | 3 | NA | NA | \Classifications\Building System Class\D10-Conveyance Systems\D1010 - Elevator\Elevator,Electric,Pass/Freight - ELE | 1022190
37-L1 | 37-L1 New Central San Diego Courthouse | 37-L1-D1010-100-ELE07 | Low Rise Passenger ELE07 | Otis | 7N621778 | ABA21305CE1 | OM00046307 | State ID# 165459 ¦Under Warranty txfr to JCC 11/07/2018 | Low Rise Machine Room - 1156 | NA | NA | NA | NA | 480 | DNA | Electric | 3 | NA | NA | \Classifications\Building System Class\D10-Conveyance Systems\D1010 - Elevator\Elevator,Electric,Pass/Freight - ELE | 1022191
37-L1 | 37-L1 New Central San Diego Courthouse | 37-L1-D1010-100-ELE08 | Low Rise Passenger ELE08 | Otis | 7N621779 | ABA21305CE1 | OM00046308 | State ID# 165460 ¦Under Warranty txfr to JCC 11/07/2018 | Low Rise Machine Room - 1156 | NA | NA | NA | NA | 480 | DNA | Electric | 3 | NA | NA | \Classifications\Building System Class\D10-Conveyance Systems\D1010 - Elevator\Elevator,Electric,Pass/Freight - ELE | 1022192
37-L1 | 37-L1 New Central San Diego Courthouse | 37-L1-D1010-100-ELE09 | High Rise Passenger ELE09 | Otis | 7N621780 | ABA21305CE1 | OM00046309 | State ID# 172646 ¦Under Warranty txfr to JCC 11/07/2018 | Floor 24- High Rise Machine Room | NA | NA | NA | NA | 480 | DNA | Electric | 3 | NA | NA | \Classifications\Building System Class\D10-Conveyance Systems\D1010 - Elevator\Elevator,Electric,Pass/Freight - ELE | 1022193
37-L1 | 37-L1 New Central San Diego Courthouse | 37-L1-D1010-100-ELE10 | High Rise Passenger ELE10 | Otis | 7N621781 | ABA21305CE1 | OM00046310 | State ID# 172647 ¦Under Warranty txfr to JCC 11/07/2018 | Floor 24 - High Rise Machine Room | NA | NA | NA | NA | 480 | DNA | Electric | 3 | NA | NA | \Classifications\Building System Class\D10-Conveyance Systems\D1010 - Elevator\Elevator,Electric,Pass/Freight - ELE | 1022194
37-L1 | 37-L1 New Central San Diego Courthouse | 37-L1-D1010-100-ELE11 | High Rise Passenger ELE11 | Otis | 7N621782 | ABA21305CE1 | OM00046311 | State ID# 172648 ¦Under Warranty txfr to JCC 11/07/2018 | Floor 24 - High Rise Machine Room | NA | NA | NA | NA | 480 | DNA | Electric | 3 | NA | NA | \Classifications\Building System Class\D10-Conveyance Systems\D1010 - Elevator\Elevator,Electric,Pass/Freight - ELE | 1022195
37-L1 | 37-L1 New Central San Diego Courthouse | 37-L1-D1010-100-ELE12 | High Rise Passenger ELE12 | Otis | 7N621783 | ABA21305CE1 | OM00046312 | State ID# 172649 ¦Under Warranty txfr to JCC 11/07/2018 | Floor 24 - High Rise Machine Room | NA | NA | NA | NA | 480 | DNA | Electric | 3 | NA | NA | \Classifications\Building System Class\D10-Conveyance Systems\D1010 - Elevator\Elevator,Electric,Pass/Freight - ELE | 1022196
37-L1 | 37-L1 New Central San Diego Courthouse | 37-L1-D1010-100-ELE13 | High Rise Passenger ELE13 | Otis | 7N621784 | ABA21305CE1 | OM00046313 | State ID# 172627 ¦Under Warranty txfr to JCC 11/07/2018 | Floor 24 - High Rise Machine Room | NA | NA | NA | NA | 480 | DNA | Electric | 3 | NA | NA | \Classifications\Building System Class\D10-Conveyance Systems\D1010 - Elevator\Elevator,Electric,Pass/Freight - ELE | 1022197
37-L1 | 37-L1 New Central San Diego Courthouse | 37-L1-D1010-100-ELE14 | High Rise Passenger ELE14 | Otis | 7N621785 | ABA21305CE1 | OM00046314 | State ID# 172628 ¦Under Warranty txfr to JCC 11/07/2018 | Floor 24- High Rise Machine Room | NA | NA | NA | NA | 480 | DNA | Electric | 3 | NA | NA | \Classifications\Building System Class\D10-Conveyance Systems\D1010 - Elevator\Elevator,Electric,Pass/Freight - ELE | 1022198
37-L1 | 37-L1 New Central San Diego Courthouse | 37-L1-D1010-100-ELE15 | High Rise Passenger ELE15 | Otis | 7N621786 | ABA21305CE1 | OM00046315 | State ID# 172629 ¦Under Warranty txfr to JCC 11/07/2018 | Floor 24 - High Rise Machine Room | NA | NA | NA | NA | 480 | DNA | Electric | 3 | NA | NA | \Classifications\Building System Class\D10-Conveyance Systems\D1010 - Elevator\Elevator,Electric,Pass/Freight - ELE | 1022199
37-L1 | 37-L1 New Central San Diego Courthouse | 37-L1-D1010-100-ELE16 | High Rise Passenger ELE16 | Otis | 7N621787 | ABA21305CE1 | OM00046316 | State ID# 172630 ¦Under Warranty txfr to JCC 11/07/2018 | Floor 24 -High Rise Machine Room | NA | NA | NA | NA | 480 | DNA | Electric | 3 | NA | NA | \Classifications\Building System Class\D10-Conveyance Systems\D1010 - Elevator\Elevator,Electric,Pass/Freight - ELE | 1022200
37-L1 | 37-L1 New Central San Diego Courthouse | 37-L1-D1010-100-ELE17 | Judges Elevator 01 | Otis | 7N621788 | ABA21305CE1 | OM00046077 | State ID# 172704 ¦Under Warranty txfr to JCC 11/07/2018 | Floor 24 - Elevator Machine Room | NA | NA | NA | NA | 480 | DNA | Electric | 3 | NA | NA | \Classifications\Building System Class\D10-Conveyance Systems\D1010 - Elevator\Elevator,Electric,Pass/Freight - ELE | 1022201
37-L1 | 37-L1 New Central San Diego Courthouse | 37-L1-D1010-100-ELE18 | Judges Elevator 02 | Otis | 7N621789 | ABA21305CE1 | OM00046078 | State ID# 172705 ¦Under Warranty txfr to JCC 11/07/2018 | Floor 24 -Elevator Machine Room | NA | NA | NA | NA | 480 | DNA | Electric | 3 | NA | NA | \Classifications\Building System Class\D10-Conveyance Systems\D1010 - Elevator\Elevator,Electric,Pass/Freight - ELE | 1022202
37-L1 | 37-L1 New Central San Diego Courthouse | 37-L1-D1010-100-ELE19 | Service Freight Elevator 01 | Otis | 7N621792 | ABA21305CE1 | OM00046300 | State ID# 165464 ¦Under Warranty txfr to JCC 11/07/2018 | Floor 25 - SF Machine Room | NA | NA | NA | NA | 480 | DNA | Electric | 3 | NA | NA | \Classifications\Building System Class\D10-Conveyance Systems\D1010 - Elevator\Elevator,Electric,Pass/Freight - ELE | 1022203
37-L1 | 37-L1 New Central San Diego Courthouse | 37-L1-D1010-100-ELE20 | Custody Elevator 01 | Otis | E792271 | ABA21305CE1 | OM00046299 | State ID# 165454 ¦Under Warranty txfr to JCC 11/07/2018 | Floor 24 - H1 Machine Room | NA | NA | NA | NA | 480 | DNA | Electric | 3 | NA | NA | \Classifications\Building System Class\D10-Conveyance Systems\D1010 - Elevator\Elevator,Electric,Pass/Freight - ELE | 1022204
37-L1 | 37-L1 New Central San Diego Courthouse | 37-L1-D1010-100-ELE21 | Custody Elevator 02 | Otis | 621771732 | ABA21305CE1 | OM00046298 | State ID# 165455 ¦Under Warranty txfr to JCC 11/07/2018 | H2 Machine Room | NA | NA | NA | NA | 480 | DNA | Electric | 3 | NA | NA | \Classifications\Building System Class\D10-Conveyance Systems\D1010 - Elevator\Elevator,Electric,Pass/Freight - ELE | 1022205
37-L1 | 37-L1 New Central San Diego Courthouse | 37-L1-D1010-100-ELE22 | Custody Elevator 03 | Otis | F7922727 | ABA21305CE1 | OM00046297 | State ID# 165458 ¦Under Warranty txfr to JCC 11/07/2018 | Floor 24 - H3 Machine Room | NA | NA | NA | NA | 480 | DNA | Electric | 3 | NA | NA | \Classifications\Building System Class\D10-Conveyance Systems\D1010 - Elevator\Elevator,Electric,Pass/Freight - ELE | 1022206
37-L1 | 37-L1 New Central San Diego Courthouse | 37-L1-G3060-320-DFP01 | Diesel Fuel Supply Pump, Day Tank DFP01 | FE Petro | 140713/3 | FOP-B2-1-400590 | OM00046125 |  | Storage Tank Room - Basement2 | NA | NA | NA | 1.5 | 208/460 | 4.4, 4.5/2.2 | Electric | 3 | NA | NA | \Classifications\Building System Class\G30-Site Mechanical Utilities\G3060 - Fuel Distribution\Pump, Fuel, Diesel Fuel Transfer Pump - DFP | 1022207
37-L1 | 37-L1 New Central San Diego Courthouse | 37-L1-G3060-320-DFP02 | Diesel Fuel Supply Pump, Day Tank DFP02 | FE Petro | 140713/3 | FOP-B2-1-400590 | OM00046126 |  | Storage Tank Room | NA | NA | NA | 1.5 | 208/460 | 4.4, 4.5/2.2 | Electric | 3 | NA | NA | \Classifications\Building System Class\G30-Site Mechanical Utilities\G3060 - Fuel Distribution\Pump, Fuel, Diesel Fuel Transfer Pump - DFP | 1022208
37-L1 | 37-L1 New Central San Diego Courthouse | 37-L1-G3060-320-DFP03 | Diesel Fuel Return Pump, Day Tank DFP03 | Viking Pump | 8490770383 | HL475 | OM00046139 |  | Generator Room - B2 | NA | NA | NA | 1.5 | 208 | DNA | Electric | DNA | NA | NA | \Classifications\Building System Class\G30-Site Mechanical Utilities\G3060 - Fuel Distribution\Pump, Fuel, Diesel Fuel Transfer Pump - DFP | 1022209
37-L1 | 37-L1 New Central San Diego Courthouse | 37-L1-G3063-100-DAT01 | Diesel Fuel Day Tank DAT01 | Containment Solutions | BK013221 | V4AA1600V8505 | OM00046138 |  | Generator Room -B2 | NA | NA | NA | NA | NA | NA | Diesel | NA | NA | NA | \Classifications\Building System Class\G30-Site Mechanical Utilities\G3060 - Fuel Distribution\Tank, Fuel Storage Day - DAT | 1022211
37-L1 | 37-L1 New Central San Diego Courthouse | 37-L1-G3063-100-AST01 | Diesel Fuel Storage Tank AST01 - 2000 Gallon Capacity | Containment Solutions | BK012769 | V4AA102MVS630 | OM00046147 |  | Storage Tank Room B2 | NA | NA | NA | NA | Diesel | NA | Diesel | NA | NA | NA | \Classifications\Building System Class\G30-Site Mechanical Utilities\G3060 - Fuel Distribution\Tank, Fuel Storage, Above Ground - AST | 1022212
37-L1 | 37-L1 New Central San Diego Courthouse | 37-L1-G3010-210-FWT01 | Fire Water Storage Tank FWT01 | NA | NA | NA | OM00046087 |  | Fire Pump Room - B1 | NA | NA | NA | NA | NA | NA | NA | NA | NA | NA | \Classifications\Building System Class\G30-Site Mechanical Utilities\G3010 - Water Supply\Fire Water Tank - FWT | 1022213
37-L1 | 37-L1 New Central San Diego Courthouse | 37-L1-D4022-210-JPM01 | Jockey Fire Pump | Goulds Water Technology | 1SV26FF4F20 | E-SV | OM00046086 |  | Fire Pump Room - B1 | NA | NA | NA | 3.0 | 208/230 | DNA | Electric | DNA | NA | NA | \Classifications\Building System Class\D40-Fire Protection SYS\D4020 - Stand Pipe\Jockey Pump - JPM | 1022214
37-L1 | 37-L1 New Central San Diego Courthouse | 37-L1-D4022-210-FSG01 | Fire Pump | A-C Fire Pump Systems | 15-0073871-01-01/QKW777 | 7322-BEN VIT-CT | OM00046112 |  | Fire Pump Room - B137 | NA | NA | NA | DNA | 460 | 300 | Electric | DNA | NA | NA | \Classifications\Building System Class\D40-Fire Protection SYS\D4020 - Stand Pipe\Pump,Fire,Electric Motor Driven - FSG | 1022215
37-L1 | 37-L1 New Central San Diego Courthouse | 37-L1-D3021-130-BLR01 | B-R-1 Heating Boiler | Aerco Benchmark | G-15-2879 | Benchmark 3000 | OM00046102 |  | Boiler Room - 2340 | NA | NA | NA | NA | 480 | 5 | Gas | 3 | 3,000,000 | 2,610,000 | \Classifications\Building System Class\D30-HVAC Systems\D3020 - Heat SYS\Boiler,Hot Water,Oil/Gas/Comb. - BLR | 1022216
37-L1 | 37-L1 New Central San Diego Courthouse | 37-L1-D3021-130-BLR02 | B-R-2 Heating Boiler | Aerco Benchmark | G-15-2880 | Benchmark 3000 | OM00046103 |  | Boiler Room - 2340 | NA | NA | NA | NA | 480 | 5 | Gas | 3 | 3,000,000 | 2,610,000 | \Classifications\Building System Class\D30-HVAC Systems\D3020 - Heat SYS\Boiler,Hot Water,Oil/Gas/Comb. - BLR | 1022217
37-L1 | 37-L1 New Central San Diego Courthouse | 37-L1-D5092-100-UPS01 | UPS-B2A | Emerson | D15D280001 | 40SA11MAAA1A923 | OM00046248 |  | UPS Room B250 | NA | 21X24X1 19ea | NA | NA | 480 | 1323 | Electric | 3 | NA | NA | \Classifications\Building System Class\D50-Electrical SYS\D5090 - Elec SYS\Uninterruptible Power System - UPS | 1022218
37-L1 | 37-L1 New Central San Diego Courthouse | 37-L1-D2017-100-SHW01 | Emergency Shower/EyeWash Station | Water Saver | DNA | DNA | OM00046156 |  | NRG Room - B230 | NA | NA | NA | NA | NA | NA | NA | NA | NA | NA | \Classifications\Building System Class\D20-Plumbing\D2010 - Plumb Fix\Showers - SHW | 1022219
37-L1 | 37-L1 New Central San Diego Courthouse | 37-L1-G2023-150-PEG01 | L1 Coiling Door PEG01 | ASI Doors Inc. | NA | 109E | OM00046253 |  | Entrance Gate | NA | NA | NA | 3.25 | 460 | 7.5 | Electric | 3 | NA | NA | \Classifications\Building System Class\G20-Other Systems\G2020 - Parking Lots\Secured Parking Gate - PEG | 1022220
37-L1 | 37-L1 New Central San Diego Courthouse | 37-L1-G2023-150-PEG02 | L1 Coiling Door PEG02 | ASI Doors Inc. | NA | 109E | OM00046252 |  | L1 - Exit Gate | NA | NA | NA | 3.75 | 460 | 7.5 | Electric | 3 | NA | NA | \Classifications\Building System Class\G20-Other Systems\G2020 - Parking Lots\Secured Parking Gate - PEG | 1022221
37-L1 | 37-L1 New Central San Diego Courthouse | 37-L1-G2023-150-PEG03 | B1 Coiling Door PEG03 | ASI Doors Inc. | NA | 109E | OM00046250 |  | B1 - Sally Port Entrance | NA | NA | NA | 3.75 | 460 | 7.5 | Electric | 3 | NA | NA | \Classifications\Building System Class\G20-Other Systems\G2020 - Parking Lots\Secured Parking Gate - PEG | 1022222
37-L1 | 37-L1 New Central San Diego Courthouse | 37-L1-G2023-150-PEG04 | B1 Coiling Door PEG04 | ASI Doors Inc. | NA | 109E | OM00046251 |  | Sally Port Exit - B1 | NA | NA | NA | 3.75 | 460 | 7.5 | Electric | 3 | NA | NA | \Classifications\Building System Class\G20-Other Systems\G2020 - Parking Lots\Secured Parking Gate - PEG | 1022223
37-L1 | 37-L1 New Central San Diego Courthouse | 37-L1-G2023-150-PEG05 | B2 Coiling Door PEG05 | ASI Doors Inc. | NA | 109E | OM00046249 |  | Ramp ajacent to Sally Port | NA | NA | NA | 3.75 | 460 | 7.5 | Electric | 3 | NA | NA | \Classifications\Building System Class\G20-Other Systems\G2020 - Parking Lots\Secured Parking Gate - PEG | 1022224
37-L1 | 37-L1 New Central San Diego Courthouse | 37-L1-D2023-310-WBS01 | Domestic Water Booster Pump | Technoforce | 1013547 | 650-000-100 | OM00046365 |  | Domestic Pump Room - B234 | NA | NA | NA | 50 | 460 | 55 | Electric | 3 | NA | NA | \Classifications\Building System Class\D20-Plumbing\D2020 - Domestic Water\Domestic Water Booster System - WBS | 1022225
37-L1 | 37-L1 New Central San Diego Courthouse | 37-L1-E1097-100-WDO01 | Window Washer System 01 | Technoforce | NA | 5499 | OM00046367 |  | Outside High Rise Machine Room - Floor 23 | NA | NA | NA | .25 | 230 | 1.12 | Electric | 3 | NA | NA | \Classifications\Building System Class\E10-Equipment\E1090 - Other Equipment\Window Washing Unit - WDO | 1022226
37-L1 | 37-L1 New Central San Diego Courthouse | 37-L1-E1097-100-WDO02 | Basket, Track Mounted | Skymaster | NA | 5499 |  |  | Floor 23 -Outside High Rise Machine Room | NA | NA | NA | .25 | 230 | 1.2 | Electric | 3 | NA | NA | \Classifications\Building System Class\E10-Equipment\E1090 - Other Equipment\Window Washing Unit - WDO | 1022227
37-L1 | 37-L1 New Central San Diego Courthouse | 37-L1-E1097-100-WDO03 | Window Washer System 03 | Skymaster | NA | 5499 | OM00046369 |  | Roof catwalk | NA | NA | NA | .25 | 230 | 1.12 | Electric | 3 | NA | NA | \Classifications\Building System Class\E10-Equipment\E1090 - Other Equipment\Window Washing Unit - WDO | 1022228
37-L1 | 37-L1 New Central San Diego Courthouse | 37-L1-D5010-234-ATS01 | ATS-B2A | Kohler Power System | DNA | EMPAC1500 | OM00046141 |  | Generator Room | NA | NA | NA | NA | 480 | DNA | Electric | 3 | NA | NA | \Classifications\Building System Class\D50-Electrical SYS\D5010 - Elec Service & Dist\Automatic Transfer Switch - ATS | 1022229
37-L1 | 37-L1 New Central San Diego Courthouse | 37-L1-D5010-234-ATS02 | ATS-B2B | Kohler Power System | DNA | IMPAC1500 | OM00046122 |  | Generator Room - B2 | NA | NA | NA | NA | 480 | DNA | Electric | 3 | NA | NA | \Classifications\Building System Class\D50-Electrical SYS\D5010 - Elec Service & Dist\Automatic Transfer Switch - ATS | 1022230
37-L1 | 37-L1 New Central San Diego Courthouse | 37-L1-D5010-234-ATS03 | Fire Pump ATS | Fire Trol | 1265863-01RE | FTA950-AN600B | OM00046085 |  | B137 - Fire Pump Room | NA | NA | NA | NA | 480 | 300 | Electric | 3 | NA | NA | \Classifications\Building System Class\D50-Electrical SYS\D5010 - Elec Service & Dist\Automatic Transfer Switch - ATS | 1022231
37-L1 | 37-L1 New Central San Diego Courthouse | 37-L1-D5010-234-ATS04 | ATS-B2C | Kohler Power System | SGM32BJL8 | KCP-DMVA-2000S | OM00046245 |  | UPS Room - B250 | NA | NA | NA | NA | 480 | 2000 | Electric | 3 | NA | NA | \Classifications\Building System Class\D50-Electrical SYS\D5010 - Elec Service & Dist\Automatic Transfer Switch - ATS | 1022232
37-L1 | 37-L1 New Central San Diego Courthouse | 37-L1-D5010-234-ATS05 | ATS-RA | Kohler Power System | SGM32BJ5W | KEP-BMTA-1600S | OM00046268 |  | Emer. Pwr. Elect Room | NA | NA | NA | NA | 480 | 1600 | Electric | 3 | NA | NA | \Classifications\Building System Class\D50-Electrical SYS\D5010 - Elec Service & Dist\Automatic Transfer Switch - ATS | 1022233
37-L1 | 37-L1 New Central San Diego Courthouse | 37-L1-E1092-100-TCP01 | Trash Compactor | Marathon | 53033922 | RJ-250SC | OM00046254 |  | B1 Loading Dock | NA | NA | NA | 49,800 LB PSI | 480 | DNA | Electric | 3 | NA | NA | \Classifications\Building System Class\E10-Equipment\E1090 - Other Equipment\Trash Compactor - TCP | 1022236
37-L1 | 37-L1 New Central San Diego Courthouse | 37-L1-D3041-110-AHU01 | AHU-R-01 | Huntair | DNA | CSU-29K-CHW | OM00046079 |  | Mechanical Room - 2330 | NA | 24x24 | Water | NA | 460 | 54 | Electric | 3 | NA | NA | \Classifications\Building System Class\D30-HVAC Systems\D3040 - Distribution SYS\Air Handling Unit - AHU | 1022237
37-L1 | 37-L1 New Central San Diego Courthouse | 37-L1-D3041-110-AHU02 | AHU-R-02 | Huntair | DNA | CSU-29K-CHW | OM00046084 |  | Mechanical Room - 2330 | DNA | 24x24 | Water | DNA | 460 | 54 | Electric | 3 | NA | NA | \Classifications\Building System Class\D30-HVAC Systems\D3040 - Distribution SYS\Air Handling Unit - AHU | 1022238
37-L1 | 37-L1 New Central San Diego Courthouse | 37-L1-D3041-110-AHU03 | AHU-R-03 | Huntair | DNA | FTA950-AN600B | OM00046081 |  | Mechanical Room - 2330 | DNA | 24x24 | Water | NA | 460 | 112 | Electric | 3 | NA | NA | \Classifications\Building System Class\D30-HVAC Systems\D3040 - Distribution SYS\Air Handling Unit - AHU | 1022239
37-L1 | 37-L1 New Central San Diego Courthouse | 37-L1-D3041-110-AHU04 | AHU-R-04 | Huntair | DNA | CSU-66K-CHW | OM00046082 |  | Mechanical Room - 2330 | NA | 24x24 | Water | NA | 460 | 112 | Electric | 3 | NA | NA | \Classifications\Building System Class\D30-HVAC Systems\D3040 - Distribution SYS\Air Handling Unit - AHU | 1022240
37-L1 | 37-L1 New Central San Diego Courthouse | 37-L1-D3041-110-AHU05 | AHU-R-05 | Huntair | DNA | CSU-70K-CHW | OM00046080 |  | Mechanical Room - 2330 | DNA | 24x24 | Water | NA | 460 | 144 | Electric | 3 | NA | NA | \Classifications\Building System Class\D30-HVAC Systems\D3040 - Distribution SYS\Air Handling Unit - AHU | 1022241
37-L1 | 37-L1 New Central San Diego Courthouse | 37-L1-D3041-110-AHU06 | AHU-R-06 | Huntair | DNA | CSU-70K-CHW | OM00046083 |  | Mechanical Room - 2330 | DNA | 24x24 | Water | DNA | 460 | 144 | Electric | 3 | NA | NA | \Classifications\Building System Class\D30-HVAC Systems\D3040 - Distribution SYS\Air Handling Unit - AHU | 1022242
37-L1 | 37-L1 New Central San Diego Courthouse | 37-L1-D3041-110-AHU07 | AHU-R-07 | Daikin | FB0U151100669 | 08H010GDAM | OM00046069 |  | Roof N/E | DNA | 24x24 | Water | NA | 460 | DNA | Electric | 3 | NA | NA | \Classifications\Building System Class\D30-HVAC Systems\D3040 - Distribution SYS\Air Handling Unit - AHU | 1022243
37-L1 | 37-L1 New Central San Diego Courthouse | 37-L1-D3041-110-AHU08 | AHU-R-08 | Daikin | FB0U151100621 | CAH011GDAM | OM00046073 |  | Mechanical Room - 2422 | DNA | 24x24 | Water | NA | 460 | DNA | Electric | 3 | NA | NA | \Classifications\Building System Class\D30-HVAC Systems\D3040 - Distribution SYS\Air Handling Unit - AHU | 1022244
37-L1 | 37-L1 New Central San Diego Courthouse | 37-L1-D3041-110-AHU10 | AHU-R-10 | Daikin | FB0U151100643 | CAH006DAC | OM00046071 |  | 2450 - H1 Machine Room | NA | 24x24 | Water | DNA | 460 | DNA | Electric | 3 | NA | NA | \Classifications\Building System Class\D30-HVAC Systems\D3040 - Distribution SYS\Air Handling Unit - AHU | 1022245
37-L1 | 37-L1 New Central San Diego Courthouse | 37-L1-D3041-110-AHU11 | AHU-R-11 | Daikin | FB0U151100620 | CAH006DAC | OM00046070 |  | H3 Machine Room | DNA | 24x24 | Water | NA | 460 | DNA | Electric | 3 | NA | NA | \Classifications\Building System Class\D30-HVAC Systems\D3040 - Distribution SYS\Air Handling Unit - AHU | 1022246
37-L1 | 37-L1 New Central San Diego Courthouse | 37-L1-D3041-110-AHU12 | AHU-12-1 | Daikin | FB0U150900146 | 0AH008GDAM | OM00046159 |  | Floor 12 Roof Area | NA | NA | Water | DNA | 460 | DNA | Electric | 3 | NA | NA | \Classifications\Building System Class\D30-HVAC Systems\D3040 - Distribution SYS\Air Handling Unit - AHU | 1022247
37-L1 | 37-L1 New Central San Diego Courthouse | 37-L1-D3041-110-AHU13 | AHU-5-1A | Huntair | DNA | CSU-40K-CHW | OM00046202 |  | Roof Area Mech Room | DNA | DNA | Water | DNA | 460 | DNA | Electric | 3 | NA | NA | \Classifications\Building System Class\D30-HVAC Systems\D3040 - Distribution SYS\Air Handling Unit - AHU | 1022248
37-L1 | 37-L1 New Central San Diego Courthouse | 37-L1-D3041-110-AHU14 | AHU-5-1B | Huntair | DNA | CSU-40K-CHW | OM00046203 |  | Roof Area Mech Room - floot 5 | NA | NA | Water | DNA | 460 | DNA | Electric | 3 | NA | NA | \Classifications\Building System Class\D30-HVAC Systems\D3040 - Distribution SYS\Air Handling Unit - AHU | 1022249
37-L1 | 37-L1 New Central San Diego Courthouse | 37-L1-D3041-110-AHU15 | FC-3-5 AHU Food Service | Trane | K15C22250 | UCCAA14C0A0FT12 | OM00046232 |  | Food Service Area | DNA | DNA | Water | 5 | 460 | 8.3 |  | 3 | NA | NA | \Classifications\Building System Class\D30-HVAC Systems\D3040 - Distribution SYS\Air Handling Unit - AHU | 1022250
37-L1 | 37-L1 New Central San Diego Courthouse | 37-L1-D3041-110-AHU16 | CRAC-B1-1 | Data Aire | 9force 2015-1829-E | GFCU-06334 | OM00046363 |  | MDF Room | DNA | DNA | Water | 7.5 | 480 | 11.5 | Electric | 3 | NA | NA | \Classifications\Building System Class\D30-HVAC Systems\D3040 - Distribution SYS\Air Handling Unit - AHU | 1022251
37-L1 | 37-L1 New Central San Diego Courthouse | 37-L1-D3041-110-AHU17 | CRAC-B1-2 | Delta Aire | DNA | GFCU-06334 | OM00046636 |  | MDF Room - B1T3 | DNA | NA | Water | 7.5 | 480 | 11.5 | Electric | 3 | NA | NA | \Classifications\Building System Class\D30-HVAC Systems\D3040 - Distribution SYS\Air Handling Unit - AHU | 1022252
37-L1 | 37-L1 New Central San Diego Courthouse | 37-L1-D3041-170-SPF01 | STP-R-1 Stair 1 Pressurization Fan | Greenheck | 14424796 | GEI-30-I-150-X | OM00046089 |  | South Side Roof | NA | NA | NA | 15 | 460 | DNA | Electric | 3 | NA | NA | \Classifications\Building System Class\D30-HVAC Systems\D3040 - Distribution SYS\Stairwell Pressurization Fan - SPF | 1022253
37-L1 | 37-L1 New Central San Diego Courthouse | 37-L1-D3041-170-SPF02 | STP-R-2 Stair 2 Pressurization Fan | Greenheck | 14424797 | GEI-36-I-150-X | OM00046074 |  | Roof, North/East Corner | NA | NA | NA | 15 | 460 | DNA | Electric | 3 | NA | NA | \Classifications\Building System Class\D30-HVAC Systems\D3040 - Distribution SYS\Stairwell Pressurization Fan - SPF | 1022254
37-L1 | 37-L1 New Central San Diego Courthouse | 37-L1-D3041-170-SPF03 | STP-5-3 Stair 3 Pressurization Fan | Greenheck | 14194775 | LSF-15-30 | OM00046197 |  | 5th Floor Roof | NA | NA | NA | 3 | 460 | DNA | Electric | 3 | NA | NA | \Classifications\Building System Class\D30-HVAC Systems\D3040 - Distribution SYS\Stairwell Pressurization Fan - SPF | 1022255
37-L1 | 37-L1 New Central San Diego Courthouse | 37-L1-D3041-170-SPF04 | STP-5-1 Stair 4 Pressurization Fan | Greenheck | 14194773 | LSF-15-30 | OM00046199 |  | 5th Floor Roof | NA | NA | NA | 3 | 460 | DNA | Electric | 3 | NA | NA | \Classifications\Building System Class\D30-HVAC Systems\D3040 - Distribution SYS\Stairwell Pressurization Fan - SPF | 1022256
37-L1 | 37-L1 New Central San Diego Courthouse | 37-L1-D3041-170-SPF05 | STP-5-2 Stair 5 Pressurization Fan | Greenheck | 14194774 | LSF-15-30 | OM00046198 |  | 5th Floor Roof | NA | NA | NA | 3 | 460 | DNA | Electric | 3 | NA | NA | \Classifications\Building System Class\D30-HVAC Systems\D3040 - Distribution SYS\Stairwell Pressurization Fan - SPF | 1022257
37-L1 | 37-L1 New Central San Diego Courthouse | 37-L1-D3042-240-SEF01 | SX-R-1 Roof Smoke Exhaust Fan | Greenheck | 14421983 | GEI-27-II-250-HTUL | OM00046065 |  | 24th Floor Roof | NA | NA | NA | 2.5 | 460 | DNA | Electric | 3 | NA | NA | \Classifications\Building System Class\D30-HVAC Systems\D3040 - Distribution SYS\Supply/Exhaust/Return fans- FAN | 1022258
37-L1 | 37-L1 New Central San Diego Courthouse | 37-L1-D3042-240-SEF02 | SX-R-2 Roof Smoke Exhaust Fan | Greenheck | 14421985 | GEI-27-II-250-HTUL | OM00046066 |  | 24th Floor Roof | NA | NA | NA | 2.5 | 460 | DNA | Electric | 3 | NA | NA | \Classifications\Building System Class\D30-HVAC Systems\D3040 - Distribution SYS\Supply/Exhaust/Return fans- FAN | 1022259
37-L1 | 37-L1 New Central San Diego Courthouse | 37-L1-D3042-240-SEF03 | SX-B1-1 Holding Cell Area Smoke Exhaust | Greenheck | 14111135 | GEI-24-I-150-HTUL | OM00046113 |  | Custodial Storage - B130 | NA | NA | NA | 15 | 460 | DNA | Electric | 3 | NA | NA | \Classifications\Building System Class\D30-HVAC Systems\D3040 - Distribution SYS\Supply/Exhaust/Return fans- FAN | 1022260
37-L1 | 37-L1 New Central San Diego Courthouse | 37-L1-D3042-240-SEF04 | SX-B1-2 Locker Area Smoke Exhaust | Greenheck | 14111136 | GEI-24-I-150-HTUL | OM00046110 |  | Fan Room | NA | NA | NA | 3 | 460 | DNA | Electric | 3 | NA | NA | \Classifications\Building System Class\D30-HVAC Systems\D3040 - Distribution SYS\Supply/Exhaust/Return fans- FAN | 1022261
37-L1 | 37-L1 New Central San Diego Courthouse | 37-L1-D3042-240-SEF05 | SX-B1-3 Storage Area Smoke Exhaust | Greenheck | 14111137 | GEI-27-I-75-HTUL | OM00046088 |  | Custodial Storage - B130 | NA | NA | NA | 7.5 | 460 | DNA | Electric | 3 | NA | NA | \Classifications\Building System Class\D30-HVAC Systems\D3040 - Distribution SYS\Supply/Exhaust/Return fans- FAN | 1022262
37-L1 | 37-L1 New Central San Diego Courthouse | 37-L1-D3042-240-SEF06 | SX-B1-4 Loading Dock/Sally Port Smoke Exhaust | Greenheck | 14111131 | GEI-27-II-50-HTUL | OM00046117 |  | Sally Port Driveway SE Corner B135 | NA | NA | NA | 5 | 460 | DNA | Electric | 3 | NA | NA | \Classifications\Building System Class\D30-HVAC Systems\D3040 - Distribution SYS\Supply/Exhaust/Return fans- FAN | 1022264
37-L1 | 37-L1 New Central San Diego Courthouse | 37-L1-D3041-210-SFN01 | SF-R-1 Hi Rise Elevator Pressurization | Greenheck | TBI-FS-3H-36-100-X | OM00046075 | OM00046075 |  | East Corner | NA | NA | NA | 10 | 460 | DNA | Electric | 3 | NA | NA | \Classifications\Building System Class\D30-HVAC Systems\D3040 - Distribution SYS\Supply/Exhaust/Return fans- FAN | 1022265
37-L1 | 37-L1 New Central San Diego Courthouse | 37-L1-D3041-210-SFN02 | SF-R-2 Supply Fan | Greenheck | 14424854 | SG-95-VG-6-X | OM00046098 |  | Electrical Room 23E1 | NA | NA | NA | 1/6 | 460 | DNA | Electric | 3 | NA | NA | \Classifications\Building System Class\D30-HVAC Systems\D3040 - Distribution SYS\Supply/Exhaust/Return fans- FAN | 1022266
37-L1 | 37-L1 New Central San Diego Courthouse | 37-L1-D3041-210-SFN03 | SF-B2-1 Supply Fan | Greenheck | 14099622 | QE-I-22-I-75-X | OM00046140 |  | Generator Room | NA | NA | NA | 7.5 HP | 460 | DNA | Electric | 3 | NA | NA | \Classifications\Building System Class\D30-HVAC Systems\D3040 - Distribution SYS\Supply/Exhaust/Return fans- FAN | 1022267
37-L1 | 37-L1 New Central San Diego Courthouse | 37-L1-D3041-210-SFN04 | SF-B2-2 Supply Fan | Greenheck | 14099823 | QEI-60-II-750-X | OM00046120 |  | Generator Room - B282 | NA | NA | NA | 75 Hp | 460 | DNA | Electric | 3 | NA | NA | \Classifications\Building System Class\D30-HVAC Systems\D3040 - Distribution SYS\Supply/Exhaust/Return fans- FAN | 1022268
37-L1 | 37-L1 New Central San Diego Courthouse | 37-L1-D3041-210-SFN05 | SF-12-1 Elevator Pressurization | Greenheck | 14238933 15I | TBI-FS-3H36-75-X | OM00046160 |  | 12 Floor Roof | NA | NA | NA | 7.5 HP | 460 | DNA | Electric | 3 | NA | NA | \Classifications\Building System Class\D30-HVAC Systems\D3040 - Distribution SYS\Supply/Exhaust/Return fans- FAN | 1022269
37-L1 | 37-L1 New Central San Diego Courthouse | 37-L1-D3042-220-EFN01 | TX-R-1 Roof Toilet/Smoke Exhaust South | Greenheck | 14424798 | QEI-36-II-400-HTUL | OM00046067 |  | South Side, Roof | NA | NA | NA | 40 HP | 460 | DNA | Electric | 3 | NA | NA | \Classifications\Building System Class\D30-HVAC Systems\D3040 - Distribution SYS\Supply/Exhaust/Return fans- FAN | 1022270
37-L1 | 37-L1 New Central San Diego Courthouse | 37-L1-D3042-220-EFN02 | TX-R-2 Roof Toilet/Smoke Exhaust Center | Greenheck | 14421987 | QEI-30-II-400-HTUL | OM00046068 |  | Roof Center | NA | NA | NA | 15 HP | 460 | DNA | Electric | 3 | NA | NA | \Classifications\Building System Class\D30-HVAC Systems\D3040 - Distribution SYS\Supply/Exhaust/Return fans- FAN | 1022271
37-L1 | 37-L1 New Central San Diego Courthouse | 37-L1-D3042-220-EFN03 | TX-R-3 Roof Toilet/Smoke Exhaust North | Greenheck | 14421990-16c | QEI-33-II-200-HTUL | OM00046076 |  | Roof North/East | NA | NA | NA | 20HP | 460 | DNA | Electric | 3 | NA | NA | \Classifications\Building System Class\D30-HVAC Systems\D3040 - Distribution SYS\Supply/Exhaust/Return fans- FAN | 1022272
37-L1 | 37-L1 New Central San Diego Courthouse | 37-L1-D3042-220-EFN04 | EF-R-1 Exhaust Fan | Greenheck | 14424850 | QEI-44-I-400-X | OM00046090 |  | Mechanical Room 2330 | NA | NA | NA | 40 | 460 | DNA | Electric | 3 | NA | NA | \Classifications\Building System Class\D30-HVAC Systems\D3040 - Distribution SYS\Supply/Exhaust/Return fans- FAN | 1022273
37-L1 | 37-L1 New Central San Diego Courthouse | 37-L1-D3042-220-EFN05 | EF-R-2 Exhaust Fan | Greenheck | 14424753 | QEI-44-I-400-X | OM00046091 |  | Mechanical Room 2330 | NA | NA | NA | 40 | 460 | DNA | Electric | 3 | NA | NA | \Classifications\Building System Class\D30-HVAC Systems\D3040 - Distribution SYS\Supply/Exhaust/Return fans- FAN | 1022274
37-L1 | 37-L1 New Central San Diego Courthouse | 37-L1-D3042-220-EFN06 | EF-R-3 Exhaust Fan | Greenheck | 14424758 | QEI-44-I-400-X | OM00046092 |  | Mechanical Room 2330 | NA | NA | NA | 40 | 460 | DNA | Electric | 3 | NA | NA | \Classifications\Building System Class\D30-HVAC Systems\D3040 - Distribution SYS\Supply/Exhaust/Return fans- FAN | 1022275
37-L1 | 37-L1 New Central San Diego Courthouse | 37-L1-D3042-220-EFN07 | EF-R-4 Exhaust Fan | Greenheck | 14424760 | QEI-44-I-400-X | OM00046093 |  | Mechanical Room 2330 | NA | NA | NA | 40 | 460 | DNA | Electric | 3 | NA | NA | \Classifications\Building System Class\D30-HVAC Systems\D3040 - Distribution SYS\Supply/Exhaust/Return fans- FAN | 1022276
37-L1 | 37-L1 New Central San Diego Courthouse | 37-L1-D3042-220-EFN08 | EF-R-5 Exhaust Fan | Greenheck | 1.44E07 | QEI-44-I-400-X | OM00046094 |  | Mechanical Room 2330 | NA | NA | NA | 40 | 460 | DNA | Electric | 3 | NA | NA | \Classifications\Building System Class\D30-HVAC Systems\D3040 - Distribution SYS\Supply/Exhaust/Return fans- FAN | 1022277
37-L1 | 37-L1 New Central San Diego Courthouse | 37-L1-D3042-220-EFN09 | EF-R-6 Exhaust Fan | Greenheck | 14423764 | QEI-44-I-400-X | OM00046095 |  | Mechanical Room 2330 | NA | NA | NA | 40 | 460 | DNA | Electric | 3 | NA | NA | \Classifications\Building System Class\D30-HVAC Systems\D3040 - Distribution SYS\Supply/Exhaust/Return fans- FAN | 1022278
37-L1 | 37-L1 New Central San Diego Courthouse | 37-L1-D3042-220-EFN10 | EF-R-8 Exhaust Fan | Greenheck | 14424853 | SQ-90-VG-6-X | OM00046097 |  | Mechanical Room 2330 | NA | NA | NA | .25 | 120 | DNA | Electric | 1 | NA | NA | \Classifications\Building System Class\D30-HVAC Systems\D3040 - Distribution SYS\Supply/Exhaust/Return fans- FAN | 1022279
37-L1 | 37-L1 New Central San Diego Courthouse | 37-L1-D3042-220-EFN11 | EF-1-1 Exhaust Fan | Greenheck | 14159916 156 | SQ-95-VG--^-X | OM00046370 |  | Coffee Cart Storage | NA | NA | NA | one sixth | 120 | DNA | Electric | 1 | NA | NA | \Classifications\Building System Class\D30-HVAC Systems\D3040 - Distribution SYS\Supply/Exhaust/Return fans- FAN | 1022280
37-L1 | 37-L1 New Central San Diego Courthouse | 37-L1-D3042-220-EFN12 | EF-B1-1 Exhaust Fan | Greenheck | 1.44E07 | ESQ=160-15-X | OM00046111 |  | Corridor SW Corner B137 | NA | NA | NA | 1.5 | 460 | DNA | Electric | 3 | NA | NA | \Classifications\Building System Class\D30-HVAC Systems\D3040 - Distribution SYS\Supply/Exhaust/Return fans- FAN | 1022281
37-L1 | 37-L1 New Central San Diego Courthouse | 37-L1-D3042-220-EFN13 | EF-B1-2 Garage Exhaust | Greenheck | 14111132 | QEI-27-II-50-THUL | OM00046096 |  | Fan Room - B176 | NA | NA | NA | 5 | 460 | DNA | Electric | 3 | NA | NA | \Classifications\Building System Class\D30-HVAC Systems\D3040 - Distribution SYS\Supply/Exhaust/Return fans- FAN | 1022282
37-L1 | 37-L1 New Central San Diego Courthouse | 37-L1-D3042-220-EFN14 | EF-F1-3 Exhaust Fan | Greenheck | 14110137 | SQ-98-V6-4-X | OM00046115 |  | Gun Loading Room B171 | NA | NA | NA | one sixth | 120 | DNA | Electric | 1 | NA | NA | \Classifications\Building System Class\D30-HVAC Systems\D3040 - Distribution SYS\Supply/Exhaust/Return fans- FAN | 1022283
37-L1 | 37-L1 New Central San Diego Courthouse | 37-L1-D3042-220-EFN15 | EF-B1-4 Exhaust Fan | Greenheck | 14110138 | BSQ=180-15-X | OM00046114 |  | Custodial Storage - B130 | NA | NA | NA | 1.5 | 460 | DNA | Electric | 3 | NA | NA | \Classifications\Building System Class\D30-HVAC Systems\D3040 - Distribution SYS\Supply/Exhaust/Return fans- FAN | 1022284
37-L1 | 37-L1 New Central San Diego Courthouse | 37-L1-D3042-220-EFN16 | EF-B2-1 Garage Exhaust | Greenheck | 14099819 | QEI-24-I-75-HTUL | OM00046144 |  | Fan Room | NA | NA | NA | 7.5 | 460 | DNA | Electric | 3 | NA | NA | \Classifications\Building System Class\D30-HVAC Systems\D3040 - Distribution SYS\Supply/Exhaust/Return fans- FAN | 1022285
37-L1 | 37-L1 New Central San Diego Courthouse | 37-L1-D3042-220-EFN18 | EF-B2-2 Garage Exhaust | Greenheck | 14099818 | QEI-24-I-75-HTUL | OM00046128 |  | Fan Room -B252 | NA | NA | NA | 7.5 | 460 | DNA | Electric | 3 | NA | NA | \Classifications\Building System Class\D30-HVAC Systems\D3040 - Distribution SYS\Supply/Exhaust/Return fans- FAN | 1022286
37-L1 | 37-L1 New Central San Diego Courthouse | 37-L1-D3042-220-EFN19 | EF-B2-3 UPS Exhaust | Greenheck | 14099820 | QEI-24-I-75-HTUL | OM00045145 |  | Storage/Workshop B262 | NA | NA | NA | 0.5 | 460 | DNA | Electric | 3 | NA | NA | \Classifications\Building System Class\D30-HVAC Systems\D3040 - Distribution SYS\Supply/Exhaust/Return fans- FAN | 1022287
37-L1 | 37-L1 New Central San Diego Courthouse | 37-L1-D3042-220-EFN20 | EF-B2-4 NRG Room Exhaust | Greenheck | DNA | DNA | OM00046129 |  | Parking NW Corner B201 | NA | NA | NA | 1.5 | 460 | DNA | Electric | 3 | NA | NA | \Classifications\Building System Class\D30-HVAC Systems\D3040 - Distribution SYS\Supply/Exhaust/Return fans- FAN | 1022288
37-L1 | 37-L1 New Central San Diego Courthouse | 37-L1-D3042-220-EFN21 | EF-B2-5 Fuel Tank Room Exhaust | Greenheck | 14089885 | BSQ-80-4-X | OM00046148 |  | Fuel Storage Tank Room | NA | NA | NA | 0.25 | 120 | DNA | Electric | 1 | NA | NA | \Classifications\Building System Class\D30-HVAC Systems\D3040 - Distribution SYS\Supply/Exhaust/Return fans- FAN | 1022289
37-L1 | 37-L1 New Central San Diego Courthouse | 37-L1-D3042-220-EFN22 | EF-B2-6 Mail Room Exhaust | Greenheck | 14099821 | QEI-12-II-15-X | OM00046127 |  | Fan Room -B252 | NA | NA | NA | 1.5 | 460 | DNA | Electric | 3 | NA | NA | \Classifications\Building System Class\D30-HVAC Systems\D3040 - Distribution SYS\Supply/Exhaust/Return fans- FAN | 1022290
37-L1 | 37-L1 New Central San Diego Courthouse | 37-L1-D3042-220-EFN23 | EF-B2-7 Elevator Control Room Exhaust | Greenheck | DNA | BSQ-240HP | OM00046131 |  | Parking SW Corner - B201 | NA | NA | NA | 1 | 460 | DNA | Electric | 3 | NA | NA | \Classifications\Building System Class\D30-HVAC Systems\D3040 - Distribution SYS\Supply/Exhaust/Return fans- FAN | 1022291
37-L1 | 37-L1 New Central San Diego Courthouse | 37-L1-D3042-220-EFN25 | EF-B2-10 Storage Room Exhaust | Greenheck | 14089888 | 5Q-70-VG-6-X | OM00046130 |  | Storage/Workshop - B262 | NA | NA | NA | one sixth | 120 | DNA | Electric | 1 | NA | NA | \Classifications\Building System Class\D30-HVAC Systems\D3040 - Distribution SYS\Supply/Exhaust/Return fans- FAN | 1022292
37-L1 | 37-L1 New Central San Diego Courthouse | 37-L1-D3020-100-HET01 | ET-23-1 Heating Boiler Expansion Tank | Bell & Gossett | 305335 | B1600 | OM00046101 |  | Boiler Room - 2340 | NA | NA | NA | NA | NA | NA | NA | NA | NA | NA | \Classifications\Building System Class\D30-HVAC Systems\D3020 - Heat SYS\Heater Water Expansion Tank - HET | 1022293
37-L1 | 37-L1 New Central San Diego Courthouse | 37-L1-D3020-100-HET02 | ET-23-2 Chilled Water Expansion Tank | Bell & Gossett | 305336 | B3000 | OM00046152 |  | NRG Room | NA | NA | NA | NA | NA | NA | NA | NA | NA | NA | \Classifications\Building System Class\D30-HVAC Systems\D3020 - Heat SYS\Heater Water Expansion Tank - HET | 1022294
37-L1 | 37-L1 New Central San Diego Courthouse | 37-L1-D3040-600-HES01 | HX-B2-1 Primary Chilled Water Heat Exchanger | Bell & Gossett | DNA | AP130-521-TL | OM00046200 |  | NRG Room - B230 | NA | NA | NA | NA | NA | NA | NA | NA | NA | NA | \Classifications\Building System Class\D30-HVAC Systems\D3040 - Distribution SYS\Heat Exchanger,Steam - HES | 1022295
37-L1 | 37-L1 New Central San Diego Courthouse | 37-L1-D3040-600-HES02 | HX-B2-2 Primary Chilled Water Heat Exchanger | Bell & Gossett | DNA | AP130-521-TL | OM00046201 |  | NRG Room - B230 | NA | NA | NA | NA | NA | NA | NA | NA | NA | NA | \Classifications\Building System Class\D30-HVAC Systems\D3040 - Distribution SYS\Heat Exchanger,Steam - HES | 1022296
37-L1 | 37-L1 New Central San Diego Courthouse | 37-L1-D2040-100-PSU01 | SP-B3-1-2-3 Sump Pump 01 | Well Aquatronic | DNA | Weil Aquatronic | OM00046158 |  | Basement South side | NA | NA | NA | DNA | DNA | DNA | Electric | DNA | NA | NA | \Classifications\Building System Class\D20-Plumbing\D2040 - Rain Drain\Sump Pump - PSU | 1022297
37-L1 | 37-L1 New Central San Diego Courthouse | 37-L1-D2040-100-PSU02 | SP-B2-1-2 Sump Pump 02 | Weils Aquatronic | DNA | DNA | OM00046366 |  | Dom Water Booster Room - B234 | NA | NA | NA | DNA | 460 | DNA | Electric | 3 | NA | NA | \Classifications\Building System Class\D20-Plumbing\D2040 - Rain Drain\Sump Pump - PSU | 1022298
37-L1 | 37-L1 New Central San Diego Courthouse | 37-L1-D3044-125-PHW01 | HWP-R-1 HVAC Hot Water Pump | Bell & Gossett | C200128-02A51 | 1510-2EB | OM00046106 |  | Boiler Room - 2340 | NA | NA | NA | 10 | 460 | DNA | Electric | 3 | NA | NA | \Classifications\Building System Class\D30-HVAC Systems\D3040 - Distribution SYS\Hot Water Pump - PHW | 1022299
37-L1 | 37-L1 New Central San Diego Courthouse | 37-L1-D3044-125-PHW02 | HWP-R-2 HVAC Hot Water Pump | Bell & Gossett | C200128-01A51 | 1510-2EB | OM00046107 |  | Boiler Room - 2340 | NA | NA | NA | 10 | 460 | DNA | Electric | 3 | NA | NA | \Classifications\Building System Class\D30-HVAC Systems\D3040 - Distribution SYS\Hot Water Pump - PHW | 1022300
37-L1 | 37-L1 New Central San Diego Courthouse | 37-L1-D2023-310-HWP01 | Pump, Domestic Hot Water | Goulds Water Technology | 10SVHGA7510 | C-5V | OM00046108 |  | Boiler Room - 2340 | NA | NA | NA | 1.5 | DNA | DNA | Electric | DNA | NA | NA | \Classifications\Building System Class\D20-Plumbing\D2020 - Domestic Water\Domestic Hot Water Circulating Pump - HWP | 1022301
37-L1 | 37-L1 New Central San Diego Courthouse | 37-L1-D3031-100-PCH01 | CHWP-B2-1 Chilled Water Pump 01 | Bell & Gossett | C2000124-1 C51 | Series 80-SC | OM00046149 |  | NRG Room - B230 | NA | NA | NA | 75 | 460 | DNA | Electric | 3 | NA | NA | \Classifications\Building System Class\D30-HVAC Systems\D3030 - Cooling SYS\Chilled Water Pump - PCH | 1022302
37-L1 | 37-L1 New Central San Diego Courthouse | 37-L1-D3031-100-PCH02 | CHWP-B2-2 Chilled Water Pump 02 | Bell & Gossett | C2000124-2 C51 | Series 80-SC | OM00046150 |  | NRG Room - B230 | NA | NA | NA | 75 | 460 | DNA | Electric | 3 | NA | NA | \Classifications\Building System Class\D30-HVAC Systems\D3030 - Cooling SYS\Chilled Water Pump - PCH | 1022303
37-L1 | 37-L1 New Central San Diego Courthouse | 37-L1-D3031-100-PCH03 | CHWP-B2-3 Chilled Water Pump 03 | Bell & Gossett | C2000124-3 C51 | Series 80-SC | OM00046151 |  | NRG Room - B230 | NA | NA | NA | 75 | 460 | DNA | Electric | 3 | NA | NA | \Classifications\Building System Class\D30-HVAC Systems\D3030 - Cooling SYS\Chilled Water Pump - PCH | 1022304
37-L1 | 37-L1 New Central San Diego Courthouse | 37-L1-D3031-100-PCH04 | CHWP-B2-4 Chilled Water Pump 04 | Bell & Gossett | 1AF0LFF51 | 310335 | OM00046136 |  | NRG Room - B230 | NA | NA | NA | 3 | 460 | DNA | Electric | 3 | NA |  | \Classifications\Building System Class\D30-HVAC Systems\D3030 - Cooling SYS\Chilled Water Pump - PCH | 1022305
37-L1 | 37-L1 New Central San Diego Courthouse | 37-L1-D3031-100-PCH05 | CHWP-B2-5 Chilled Water Pump 05 | Bell & Gossett | 1AF010LF51 | 319335 | OM00046135 |  | NRG Room -B230 | NA | NA | NA | 3 | 460 | DNA | Electric | 3 | NA | NA | \Classifications\Building System Class\D30-HVAC Systems\D3030 - Cooling SYS\Chilled Water Pump - PCH | 1022306
37-L1 | 37-L1 New Central San Diego Courthouse | 37-L1-D3031-100-PCH06 | RFWP-B2-1 Radiant Water Circ Pump | Bell & Gossett | C200126-02C51 | Series 80-SC | OM00046154 |  | NRG Room - B230 | NA | NA | NA | 15 | 460 | DNA | Electric | 3 | NA | NA | \Classifications\Building System Class\D30-HVAC Systems\D3030 - Cooling SYS\Chilled Water Pump - PCH | 1022307
37-L1 | 37-L1 New Central San Diego Courthouse | 37-L1-D3031-100-PCH07 | RFWP-B2-2 Radiant Water Circ Pump | Bell & Gossett | C200126-01C51 | Series 80-SC | OM00046155 |  | NRG Room - B230 | NA | NA | NA | 15 | 208/460 | DNA | Electric | 3 | NA | NA | \Classifications\Building System Class\D30-HVAC Systems\D3030 - Cooling SYS\Chilled Water Pump - PCH | 1022308
37-L1 | 37-L1 New Central San Diego Courthouse | 37-L1-E1033-310-HLF01 | Dock Leveler | Rite Hite | DNA | C144357Rev.1. 480V | OM00046255 |  | Loading Dock | NA | NA | NA | DNA | 480 | DNA | Electric | 3 | NA | NA | \Classifications\Building System Class\E10-Equipment\E1030 - Vehicular Equipment\Hydraulic Lift,Loading Dock - HLF | 1022309
37-L1 | 37-L1 New Central San Diego Courthouse | 37-L1-D3040-120-FCU01 | FC-B2-1 Fan Coil IDF Room | Trane | T15B13705 | BCHV090G1ECA3MO4Z | OM00046134 |  | Parking South | NA | DNA | NA | 0.75 | 460 | 1.5 | Electric | 3 | NA | NA | \Classifications\Building System Class\D30-HVAC Systems\D3040 - Distribution SYS\Fan Coil Unit - FCU | 1022312
37-L1 | 37-L1 New Central San Diego Courthouse | 37-L1-D3040-120-FCU02 | FC-B2-3 Fan Coil IDF Room | Trane | T15B13714 | BCHDO90G1E0A4MO4Z | OM00046133 |  | Parking South Parking North | NA | DNA | NA | 0.75 | 460 | 1.5 | Electric | 3 | NA | NA | \Classifications\Building System Class\D30-HVAC Systems\D3040 - Distribution SYS\Fan Coil Unit - FCU | 1022313
37-L1 | 37-L1 New Central San Diego Courthouse | 37-L1-D3040-120-FCU03 | FC-B2-4 Fan Coil Switchgear Room | Trane | T15B13695 | BCHD036D1E0A4M02Z | OM00046243 |  | Storage Room | NA | DNA | NA | 0.33 | 277 | 2.5 |  | 1 | NA | NA | \Classifications\Building System Class\D30-HVAC Systems\D3040 - Distribution SYS\Fan Coil Unit - FCU | 1022314
37-L1 | 37-L1 New Central San Diego Courthouse | 37-L1-D3040-120-FCU04 | FC-B1-1 Fan Coil Electric/IDF Room | Trane | T15B12708 | BCHD090G1E0A4MO5Z | OM00045116 |  | Corridor S/W Corner | NA | DNA | NA | 1.5 | 460 | 2.4 | Electric | 3 | NA | NA | \Classifications\Building System Class\D30-HVAC Systems\D3040 - Distribution SYS\Fan Coil Unit - FCU | 1022315
37-L1 | 37-L1 New Central San Diego Courthouse | 37-L1-D3040-120-FCU05 | FC-B1-2 Fan Coil IDF Room | Trane | T15B13713 | BCHDO72D1E0AMO4Z | OM00046118 |  |  | NA | DNA | NA | 0.75 | 277 | 4.3 | Electric | 1 | NA | NA | \Classifications\Building System Class\D30-HVAC Systems\D3040 - Distribution SYS\Fan Coil Unit - FCU | 1022316
37-L1 | 37-L1 New Central San Diego Courthouse | 37-L1-D3040-120-FCU06 | FC-B1-3 Fan Coil IDF Room | Trane | T15B13699 | BCHD072 | OM00046244 |  | Storage Exhibits | NA | 18X36" | NA | 0.75 | 277 | 4.3 |  | 1 | NA | NA | \Classifications\Building System Class\D30-HVAC Systems\D3040 - Distribution SYS\Fan Coil Unit - FCU | 1022317
37-L1 | 37-L1 New Central San Diego Courthouse | 37-L1-D3040-120-FCU07 | FC-B1-4 Fan Coil Electric Room | Trane | T15B13700 | BCHD018D1E0A4N02Z | OM00046119 |  | Electrical Room | NA | DNA | NA | 0.5 | 277 | 3.6 | Electric | 1 | NA | NA | \Classifications\Building System Class\D30-HVAC Systems\D3040 - Distribution SYS\Fan Coil Unit - FCU | 1022318
37-L1 | 37-L1 New Central San Diego Courthouse | 37-L1-D3040-120-FCU08 | FC-1-1 Fan Coil Electric/IDF Room | Trane | T15B13706 | BCDH072G1E0A3G04Z | OM00046227 |  | Hallway Dept. 102 | NA | 18"x36" | NA | 1 | 460 | 1.8 | Electric | 3 | NA | NA | \Classifications\Building System Class\D30-HVAC Systems\D3040 - Distribution SYS\Fan Coil Unit - FCU | 1022320
37-L1 | 37-L1 New Central San Diego Courthouse | 37-L1-D3040-120-FCU09 | FC-1-2 Fan Coil Electric/IDF Rooms | Trane | T15B13710 | BCHC0712 | OM00046224 |  | Elevator Lobby | NA | 18"x36" | NA | 0.75 | 277 | 4.3 |  | 1 | NA | NA | \Classifications\Building System Class\D30-HVAC Systems\D3040 - Distribution SYS\Fan Coil Unit - FCU | 1022321
37-L1 | 37-L1 New Central San Diego Courthouse | 37-L1-D3040-120-FCU10 | FC-1-3 Fan Coil Electric Room 01E1 | Trane | T15B13703 | BCHC024 | OM00046226 |  | Pantry/Work Room | NA | 1'x2' | NA | 0.33 | 277 | 2.5 | Electric | 1 | NA | NA | \Classifications\Building System Class\D30-HVAC Systems\D3040 - Distribution SYS\Fan Coil Unit - FCU | 1022322
37-L1 | 37-L1 New Central San Diego Courthouse | 37-L1-D3040-120-FCU11 | FC-1-4 Fan Coil Fire Command Center | Trane | T15B | BCHC018 | OM00046709 |  | Fire Control Room | NA | DNA | NA | 0.33 | 277 | 2.5 | Electric | 1 | NA | NA | \Classifications\Building System Class\D30-HVAC Systems\D3040 - Distribution SYS\Fan Coil Unit - FCU | 1022323
37-L1 | 37-L1 New Central San Diego Courthouse | 37-L1-D3040-120-FCU12 | FC-1-5 Fan Coil IDF Room 01T2 | Trane | T15B13709 | BCHC072 | OM00046225 |  | Hallway | NA | 18"x36" | NA | 0.75 | 277 | 4.3 | Electric | 1 | NA | NA | \Classifications\Building System Class\D30-HVAC Systems\D3040 - Distribution SYS\Fan Coil Unit - FCU | 1022324
37-L1 | 37-L1 New Central San Diego Courthouse | 37-L1-D3040-120-FCU13 | FC-2-1 Fan Coil Electric/IDF Room | Trane | T15B13696 | BCHC072 | OM00046230 |  | Hallway outside IDF Room | NA | 18"x36" | NA | 0.75 | 277 | 4.3 |  | 1 | NA | NA | \Classifications\Building System Class\D30-HVAC Systems\D3040 - Distribution SYS\Fan Coil Unit - FCU | 1022325
37-L1 | 37-L1 New Central San Diego Courthouse | 37-L1-D3040-120-FCU14 | FC-2-2 Fan Coil Electric Room | Trane | T15B13697 | BCDHD-72D1E0A3M0$z | OM00046228 |  | Elevator Lobby | NA | 18"x36" | NA | 0.75 | 277 | 4.3 | Electric | 1 | NA | NA | \Classifications\Building System Class\D30-HVAC Systems\D3040 - Distribution SYS\Fan Coil Unit - FCU | 1022326
37-L1 | 37-L1 New Central San Diego Courthouse | 37-L1-D3040-120-FCU15 | FC-2-3 Fan Coil IDF Room | Trane | T15B13701 | BCHC024 | OM00046229 |  | Vestibule Outside Elect Room | NA | 1'x2' | NA | 0.33 | 277 | 2.5 | Electric | 1 | NA | NA | \Classifications\Building System Class\D30-HVAC Systems\D3040 - Distribution SYS\Fan Coil Unit - FCU | 1022327
37-L1 | 37-L1 New Central San Diego Courthouse | 37-L1-D3040-120-FCU16 | FC-3-1 Fan Coil Elect/IDF Room | Trane | T15B21707 | BCHC090 | OM00046166 |  | Hallway outside IDF Room | NA | 2x2' | NA | 1.5 | 460 | 2.4 | Electric | 3 | NA | NA | \Classifications\Building System Class\D30-HVAC Systems\D3040 - Distribution SYS\Fan Coil Unit - FCU | 1022328
37-L1 | 37-L1 New Central San Diego Courthouse | 37-L1-D3040-120-FCU17 | FC-3-2 Fan Coil IDF Room | Trane | T15B13711 | BCHC072 | OM00046231 |  | Elevator Lobby | NA | 18X36" | NA | 0.75 | 277 | 4.3 | Electric | 1 | NA | NA | \Classifications\Building System Class\D30-HVAC Systems\D3040 - Distribution SYS\Fan Coil Unit - FCU | 1022329
37-L1 | 37-L1 New Central San Diego Courthouse | 37-L1-D3040-120-FCU18 | FC-3-3 Fan Coil Elect Room | Trane | T15B13704 | BCHC072 | OM00046161 |  | Vestibule Outside Elect Room | NA | 18"x36" | NA | 0.75 | 277 | 4.3 | Electric | 1 | NA | NA | \Classifications\Building System Class\D30-HVAC Systems\D3040 - Distribution SYS\Fan Coil Unit - FCU | 1022330
37-L1 | 37-L1 New Central San Diego Courthouse | 37-L1-D3040-120-FCU19 | FC-3-4 Fan Coil Elect Room | Trane | T15B13702 | BCHC024 | OM00046165 |  | Food Service Area | NA | 1'x2' | NA | 0.33 | 277 | 2.5 | Electric | 1 | NA | NA | \Classifications\Building System Class\D30-HVAC Systems\D3040 - Distribution SYS\Fan Coil Unit - FCU | 1022331
37-L1 | 37-L1 New Central San Diego Courthouse | 37-L1-D3040-120-FCU20 | FC-4-1 Fan Coil Elect/IDF Room | Trane | T15B13698 | BCHC072 | OM00046163 |  | Ceiling of Office area | NA | 18"x36" | NA | 0.75 | 277 | 4.3 | Electric | 1 | NA | NA | \Classifications\Building System Class\D30-HVAC Systems\D3040 - Distribution SYS\Fan Coil Unit - FCU | 1022332
37-L1 | 37-L1 New Central San Diego Courthouse | 37-L1-D3040-120-FCU21 | FC-4-2 Fan Coil IDF Room | Trane | T15B13712 | BCHC072 | OM00046162 |  | Elevator Lobby | NA | 18"x36" | NA | 0.75 | 277 | 4.3 | Electric | 1 | NA | NA | \Classifications\Building System Class\D30-HVAC Systems\D3040 - Distribution SYS\Fan Coil Unit - FCU | 1022333
37-L1 | 37-L1 New Central San Diego Courthouse | 37-L1-D3040-120-FCU22 | FC-4-3 Fan Coil Elect Room | Trane | T15B13716 | BCHC024 | OM00046164 |  | Vestibule Outside Elect Room | NA | 1'x2' | NA | 0.33 | 277 | 2.5 | Electric | 1 | NA | NA | \Classifications\Building System Class\D30-HVAC Systems\D3040 - Distribution SYS\Fan Coil Unit - FCU | 1022334
37-L1 | 37-L1 New Central San Diego Courthouse | 37-L1-D3040-120-FCU23 | FC-5-1 Fan Coil IDF Room | Trane | T15F41134 | BCHC072 | OM00046168 |  | IDF Room Hallway | NA | 18"x36" | NA | 0.75 | 277 | 4.3 | Electric | 1 | NA | NA | \Classifications\Building System Class\D30-HVAC Systems\D3040 - Distribution SYS\Fan Coil Unit - FCU | 1022335
37-L1 | 37-L1 New Central San Diego Courthouse | 37-L1-D3040-120-FCU24 | FC-5-2 Fan Coil IDF Room | Trane | T15F41137 | BCHC072 | OM00046167 |  | Elevator Lobby | NA | 18"x36" | NA | 0.75 | 277 | 4.3 | Electric | 1 | NA | NA | \Classifications\Building System Class\D30-HVAC Systems\D3040 - Distribution SYS\Fan Coil Unit - FCU | 1022336
37-L1 | 37-L1 New Central San Diego Courthouse | 37-L1-D3040-120-FCU25 | FC-5-3 Fan Coil Elect Room | Trane | T15F41136 | BCHC024 | OM00046170 |  | Electrical Room | NA | 1x2' | NA | 0.33 | 277 | 2.5 | Electric | 1 | NA | NA | \Classifications\Building System Class\D30-HVAC Systems\D3040 - Distribution SYS\Fan Coil Unit - FCU | 1022337
37-L1 | 37-L1 New Central San Diego Courthouse | 37-L1-D3040-120-FCU26 | FC-5-4 Fan Coil Elect Room | Trane | T15F51135 | BCHC036 | OM00046169 |  | Electrical Room | NA | DNA | NA | 0.33 | 277 | 2.5 | Electric | 1 | NA | NA | \Classifications\Building System Class\D30-HVAC Systems\D3040 - Distribution SYS\Fan Coil Unit - FCU | 1022339
37-L1 | 37-L1 New Central San Diego Courthouse | 37-L1-D3040-120-FCU27 | FC-6-1 Fan Coil IDF Room | Trane | T15F41138 | BCHC072 | OM00046172 |  | IDF Room Hallway | NA | 18"x36" | NA | 0.75 | 277 | 4.3 | Electric | 1 | NA | NA | \Classifications\Building System Class\D30-HVAC Systems\D3040 - Distribution SYS\Fan Coil Unit - FCU | 1022340
37-L1 | 37-L1 New Central San Diego Courthouse | 37-L1-D3040-120-FCU28 | FC-6-2 Fan Coil IDF Room | Trane | T15F41139 | BCHC072 | OM00046171 |  | Elevator Lobby | NA | 18"x36" | NA | 0.75 | 277 | 4.3 | Electric | 1 | NA | NA | \Classifications\Building System Class\D30-HVAC Systems\D3040 - Distribution SYS\Fan Coil Unit - FCU | 1022341
37-L1 | 37-L1 New Central San Diego Courthouse | 37-L1-D3040-120-FCU29 | FC-6-3 Fan Coil Elect Room | Trane | T15F41141 | BCHC024 | OM00046173 |  | Electrical Room | NA | 1x2' | NA | 0.33 | 277 | 2.5 | Electric | 1 | NA | NA | \Classifications\Building System Class\D30-HVAC Systems\D3040 - Distribution SYS\Fan Coil Unit - FCU | 1022342
37-L1 | 37-L1 New Central San Diego Courthouse | 37-L1-D3040-120-FCU30 | FC-7-1 Fan Coil IDF Room | Trane | T15F42772 | BCHC072 | OM00046175 |  | IDF Room Hallway | NA | 18"x36" | NA | 0.75 | 277 | 4.3 | Electric | 1 | NA | NA | \Classifications\Building System Class\D30-HVAC Systems\D3040 - Distribution SYS\Fan Coil Unit - FCU | 1022343
37-L1 | 37-L1 New Central San Diego Courthouse | 37-L1-D3040-120-FCU31 | FC-7-2 Fan Coil IDF Room | Trane | T15F43773 | BCHC072 | OM00046174 |  | Elevator Lobby | NA | 18"x36" | NA | 0.75 | 277 | 4.3 | Electric | 1 | NA | NA | \Classifications\Building System Class\D30-HVAC Systems\D3040 - Distribution SYS\Fan Coil Unit - FCU | 1022344
37-L1 | 37-L1 New Central San Diego Courthouse | 37-L1-D3040-120-FCU32 | FC-7-3 Fan Coil Elect Room | Trane | T15F43276 | BCHC024 | OM00046176 |  | Electrical Room | NA | 1x2' | NA | 0.33 | 277 | 2.5 | Electric | 1 | NA | NA | \Classifications\Building System Class\D30-HVAC Systems\D3040 - Distribution SYS\Fan Coil Unit - FCU | 1022345
37-L1 | 37-L1 New Central San Diego Courthouse | 37-L1-D3040-120-FCU33 | FC-8-1 Fan Coil IDF Room | Trane | T15F42774 | BCHC072 | OM00046178 |  | Floor 8, IDF Room Hallway | NA | 18"x36" | NA | 0.33 | 277 | 2.5 | Electric | 1 | NA | NA | \Classifications\Building System Class\D30-HVAC Systems\D3040 - Distribution SYS\Fan Coil Unit - FCU | 1022361
37-L1 | 37-L1 New Central San Diego Courthouse | 37-L1-D3040-120-FCU43 | FC-11-1 Fan Coil IDF Room | Trane | T15G47102 | BCHC072 | OM00046208 |  | Floor 11, IDF Room Hallway | NA | 18"x36" | NA | 0.75 | 277 | 4.3 | Electric | 1 | NA | NA | \Classifications\Building System Class\D30-HVAC Systems\D3040 - Distribution SYS\Fan Coil Unit - FCU | 1022362
37-L1 | 37-L1 New Central San Diego Courthouse | 37-L1-D3040-120-FCU46 | FC-11-4 Fan Coil Elect Room | Trane | T15F47089 | BCHC036 | OM00046209 |  | Floor 11, Electrical Room | NA | DNA | NA | 0.33 | 277 | 2.5 | Electric | 1 | NA | NA | \Classifications\Building System Class\D30-HVAC Systems\D3040 - Distribution SYS\Fan Coil Unit - FCU | 1022365
37-L1 | 37-L1 New Central San Diego Courthouse | 37-L1-D3040-120-FCU50 | FC-13-1 Fan Coil IDF Room | Trane | T15G47108 | BCHC072 | OM00046215 |  | Floor 13, IDF Room Hallway | NA | 18"x36" | NA | 0.75 | 277 | 4.3 | Electric | 1 | NA | NA | \Classifications\Building System Class\D30-HVAC Systems\D3040 - Distribution SYS\Fan Coil Unit - FCU | 1022370
37-L1 | 37-L1 New Central San Diego Courthouse | 37-L1-D3040-120-FCU44 | FC-11-2 Fan Coil IDF Room | Trane | T15G47103 | BCHC072 | OM00046207 |  | Floor 11, Elevator Lobby | NA | 18"x36" | NA | 0.75 | 277 | 4.3 | Electric | 1 | NA | NA | \Classifications\Building System Class\D30-HVAC Systems\D3040 - Distribution SYS\Fan Coil Unit - FCU | 1022363
37-L1 | 37-L1 New Central San Diego Courthouse | 37-L1-D3040-120-FCU45 | FC-11-3 Fan Coil Elect Room | Trane | T15G47104 | BCHC024 | OM00046210 |  | Floor 11, Electrical Room | NA | 1'x2' | NA | 0.33 | 277 | 2.5 | Electric | 1 | NA | NA | \Classifications\Building System Class\D30-HVAC Systems\D3040 - Distribution SYS\Fan Coil Unit - FCU | 1022364
37-L1 | 37-L1 New Central San Diego Courthouse | 37-L1-D3040-120-FCU47 | FC-12-1 Fan Coil IDF Room | Trane | T15G47105 | BCHC072 | OM00046212 |  | Floor 12, IDF Room Hallway | NA | 18"x36" | NA | 0.75 | 277 | 4.3 | Electric | 1 | NA | NA | \Classifications\Building System Class\D30-HVAC Systems\D3040 - Distribution SYS\Fan Coil Unit - FCU | 1022366
37-L1 | 37-L1 New Central San Diego Courthouse | 37-L1-D3040-120-FCU48 | FC-12-2 Fan Coil IDF Room | Trane | T15G47106 | BCHC072 | OM00046211 |  | Floor 12, Elevator Lobby | NA | 18"x36" | NA | 0.75 | 277 | 4.3 | Electric | 1 | NA | NA | \Classifications\Building System Class\D30-HVAC Systems\D3040 - Distribution SYS\Fan Coil Unit - FCU | 1022367
37-L1 | 37-L1 New Central San Diego Courthouse | 37-L1-D3040-120-FCU49 | FC-12-3 Fan Coil Elect Room | Trane | T15G47107 | BCHC024 | OM00046213 |  | Floor 12, Electrical Room | NA | 1'x2' | NA | 0.33 | 277 | 2.5 | Electric | 1 | NA | NA | \Classifications\Building System Class\D30-HVAC Systems\D3040 - Distribution SYS\Fan Coil Unit - FCU | 1022368
37-L1 | 37-L1 New Central San Diego Courthouse | 37-L1-D3040-120-FCU51 | FC-13-2 Fan Coil IDF Room | Trane | T15G47109 | BCHC072 | OM00046214 |  | Floor 13, Elevator Lobby | NA | 18"x36" | NA | .75 | 277 | 4.3 | Electric | 1 | NA | NA | \Classifications\Building System Class\D30-HVAC Systems\D3040 - Distribution SYS\Fan Coil Unit - FCU | 1022371
37-L1 | 37-L1 New Central San Diego Courthouse | 37-L1-D3040-120-FCU52 | FC-13-3 Fan Coil Elect Room | Trane | T15G47110 | BCHC024 | OM00046216 |  | Electrical Room | NA | 1'x2' | NA | .33 | 277 | 2.5 | Electric | 1 | NA | NA | \Classifications\Building System Class\D30-HVAC Systems\D3040 - Distribution SYS\Fan Coil Unit - FCU | 1022372
37-L1 | 37-L1 New Central San Diego Courthouse | 37-L1-D3040-120-FCU53 | FC-14-1 Fan Coil IDF Room | Trane | T15G47111 | BCHC072 | OM00046218 |  | Floor 14, IDF Room Hallway | NA | 18"x36" | NA | .75 | 277 | 4.3 | Electric | 1 | NA | NA | \Classifications\Building System Class\D30-HVAC Systems\D3040 - Distribution SYS\Fan Coil Unit - FCU | 1022373
37-L1 | 37-L1 New Central San Diego Courthouse | 37-L1-D3040-120-FCU55 | FC-14-3 Fan Coil Elect Room | Trane | T15G46114 | BCHC024 | OM00046220 |  | Floor 14, Electrical Room | NA | 1'x2' | NA | .33 | 277 | 2.5 | Electric | 1 | NA | NA | \Classifications\Building System Class\D30-HVAC Systems\D3040 - Distribution SYS\Fan Coil Unit - FCU | 1022375
37-L1 | 37-L1 New Central San Diego Courthouse | 37-L1-D3040-120-FCU54 | FC-14-2 Fan Coil IDF Room | Trane | T15G47112 | BCHC072 | OM00046217 |  | Floor 14, Elevator Lobby | NA | 18"x36" | NA | .75 | 277 | 4.3 | Electric | 1 | NA | NA | \Classifications\Building System Class\D30-HVAC Systems\D3040 - Distribution SYS\Fan Coil Unit - FCU | 1022374
37-L1 | 37-L1 New Central San Diego Courthouse | 37-L1-D3040-120-FCU56 | FC-14-4 Fan Coil Elect Room | Trane | T15G46113 | BCHC036 | OM00046219 |  | Floor 14, Electrical Room | NA | DNA | NA | .33 | 277 | 2.5 | Electric | 1 | NA | NA | \Classifications\Building System Class\D30-HVAC Systems\D3040 - Distribution SYS\Fan Coil Unit - FCU | 1022376
37-L1 | 37-L1 New Central San Diego Courthouse | 37-L1-D3040-120-FCU57 | FC-15-1 Fan Coil IDF Room | Trane | T15G47115 | BCHC072 | OM00046222 |  | Floor 15, IDF Room Hallway | NA | 18"x36" | NA | 0.75 | 277 | 4.3 | Electric | 1 | NA | NA | \Classifications\Building System Class\D30-HVAC Systems\D3040 - Distribution SYS\Fan Coil Unit - FCU | 1022377
37-L1 | 37-L1 New Central San Diego Courthouse | 37-L1-D3040-120-FCU58 | FC-15-2 Fan Coil IDF Room | Trane | T15G47116 | BCHC072 | OM00046221 |  | Floor 15, Elevator Lobby | NA | 18"x36" | NA | 0.75 | 277 | 4.3 | Electric | 1 | NA | NA | \Classifications\Building System Class\D30-HVAC Systems\D3040 - Distribution SYS\Fan Coil Unit - FCU | 1022378
37-L1 | 37-L1 New Central San Diego Courthouse | 37-L1-D3040-120-FCU59 | FC-15-3 Fan Coil Elect Room | Trane | T15G47117 | BCHC024 | OM00046223 |  | Floor 15, Electrical Room | NA | 1'x2' | NA | 0.33 | 277 | 2.5 | Electric | 1 | NA | NA | \Classifications\Building System Class\D30-HVAC Systems\D3040 - Distribution SYS\Fan Coil Unit - FCU | 1022379
37-L1 | 37-L1 New Central San Diego Courthouse | 37-L1-D3040-120-FCU60 | FC-16-1 Fan CoiI IDF Room | Trane | T15G47118 | BCHC072 | OM00046185 |  | IDF Room Hallway | NA | 1'x3' | NA | 0.75 | 277 | 4.3 | Electric | 1 | NA | NA | \Classifications\Building System Class\D30-HVAC Systems\D3040 - Distribution SYS\Fan Coil Unit - FCU | 1022380
37-L1 | 37-L1 New Central San Diego Courthouse | 37-L1-D3040-120-FCU61 | FC-16-2 Fan Coil IDF Room | Trane | T15G47119 | BCHC072 | OM00046184 |  | Floor 16, Elevator Lobby | NA | 18"x36" | NA | 0.75 | 277 | 4.3 | Electric | 1 | NA | NA | \Classifications\Building System Class\D30-HVAC Systems\D3040 - Distribution SYS\Fan Coil Unit - FCU | 1022381
37-L1 | 37-L1 New Central San Diego Courthouse | 37-L1-D3040-120-FCU62 | FC-16-3 Fan Coil Elect Room | Trane | T15G47120 | BCHC024 | OM00046186 |  | Floor 16, Electrical Room | NA | 1x2' | NA | 0.33 | 277 | 2.5 | Electric | 1 | NA | NA | \Classifications\Building System Class\D30-HVAC Systems\D3040 - Distribution SYS\Fan Coil Unit - FCU | 1022382
37-L1 | 37-L1 New Central San Diego Courthouse | 37-L1-D3040-120-FCU66 | FC-17-4 Fan Coil Elect Room | Trane | T15G47123 | BCHC036 | OM00046189 |  | Floor 17, Electrical Room | NA | DNA | NA | 0.33 | 277 | 2.5 | Electric | 1 | NA | NA | \Classifications\Building System Class\D30-HVAC Systems\D3040 - Distribution SYS\Fan Coil Unit - FCU | 1022386
37-L1 | 37-L1 New Central San Diego Courthouse | 37-L1-D3040-120-FCU67 | FC-18-1 Fan Coil IDF Room | Trane | T15G47125 | BCHC072 | OM00046192 |  | IDF Room Hallway | NA | 18"x36" | NA | 0.75 | 277 | 4.3 | Electric | 1 | NA | NA | \Classifications\Building System Class\D30-HVAC Systems\D3040 - Distribution SYS\Fan Coil Unit - FCU | 1022387
37-L1 | 37-L1 New Central San Diego Courthouse | 37-L1-D3040-120-FCU63 | FC-17-1 Fan Coil IDF Room | Trane | T15G47121 | BCHC072 | OM00046188 |  | Floor 17, IDF Room Hallway | NA | 18"x36" | NA | 0.75 | 277 | 4.3 | Electric | 1 | NA | NA | \Classifications\Building System Class\D30-HVAC Systems\D3040 - Distribution SYS\Fan Coil Unit - FCU | 1022383
37-L1 | 37-L1 New Central San Diego Courthouse | 37-L1-D3040-120-FCU64 | FC-17-2 Fan Coil IDF Room | Trane | T15G47122 | BCHC072 | OM00046187 |  | Floor 17, Elevator Lobby | NA | 18"x36" | NA | 0.75 | 277 | 4.3 | Electric | 1 | NA | NA | \Classifications\Building System Class\D30-HVAC Systems\D3040 - Distribution SYS\Fan Coil Unit - FCU | 1022384
37-L1 | 37-L1 New Central San Diego Courthouse | 37-L1-D3040-120-FCU65 | FC-17-3 Fan Coil Elect Room | Trane | T15G47124 | BCHC024 | OM00046190 |  | Electrical Room | NA | 1x2' | NA | 0.33 | 277 | 2.5 | Electric | 1 | NA | NA | \Classifications\Building System Class\D30-HVAC Systems\D3040 - Distribution SYS\Fan Coil Unit - FCU | 1022385
37-L1 | 37-L1 New Central San Diego Courthouse | 37-L1-D3040-120-FCU68 | FC-18-2 Fan Coil IDF Room | Trane | T15G47126 | BCHC072 | OM00046191 |  | Floor 18, Elevator Lobby | NA | 18"x36" | NA | 0.75 | 277 | 4.3 | Electric | 1 | NA | NA | \Classifications\Building System Class\D30-HVAC Systems\D3040 - Distribution SYS\Fan Coil Unit - FCU | 1022388
37-L1 | 37-L1 New Central San Diego Courthouse | 37-L1-D3040-120-FCU69 | FC-18-3 Fan Coil Elect Room | Trane | T15G47127 | BCHC024 | OM00046193 |  | Electrical Room | NA | 1x2' | NA | 0.33 | 277 | 2.5 | Electric | 1 | NA | NA | \Classifications\Building System Class\D30-HVAC Systems\D3040 - Distribution SYS\Fan Coil Unit - FCU | 1022389
37-L1 | 37-L1 New Central San Diego Courthouse | 37-L1-D3040-120-FCU70 | FC-19-1 Fan Coil IDF Room | Trane | T15G47099 | BCHC072 | OM00046195 |  | Floor 19, IDF Room Hallway | NA | 18"x36" | NA | 0.33 | 277 | 4.3 | Electric | 1 | NA | NA | \Classifications\Building System Class\D30-HVAC Systems\D3040 - Distribution SYS\Fan Coil Unit - FCU | 1022390
37-L1 | 37-L1 New Central San Diego Courthouse | 37-L1-D3040-120-FCU71 | FC-19-2 Fan Coil IDF Room | Trane | T15G47100 | BCHC072 | OM00046194 |  | Floor 19, Elevator Lobby | NA | 18"x36" | NA | 0.75 | 277 | 4.3 | Electric | 1 | NA | NA | \Classifications\Building System Class\D30-HVAC Systems\D3040 - Distribution SYS\Fan Coil Unit - FCU | 1022391
37-L1 | 37-L1 New Central San Diego Courthouse | 37-L1-D3040-120-FCU72 | FC-19-3 Fan Coil Elect Room | Trane | T15G47101 | BCHC024 | OM00046196 |  | Floor 19, Electrical Room | NA | 1x2' | NA | 0.33 | 277 | 2.5 | Electric | 1 | NA | NA | \Classifications\Building System Class\D30-HVAC Systems\D3040 - Distribution SYS\Fan Coil Unit - FCU | 1022392
37-L1 | 37-L1 New Central San Diego Courthouse | 37-L1-D3040-120-FCU73 | FC-20-1 Fan Coil IDF Room | Trane | T15K58797 | BCHC072 | OM00046234 |  | IDF Room Hallway | NA | 18X36" | NA | .75 | 277 | 4.3 | Electric | 1 | NA | NA | \Classifications\Building System Class\D30-HVAC Systems\D3040 - Distribution SYS\Fan Coil Unit - FCU | 1022393
37-L1 | 37-L1 New Central San Diego Courthouse | 37-L1-D3040-120-FCU74 | FC-20-2 Fan Coil IDF Room | Trane | T15K58798 | BCHC072 | OM00046233 |  | Floor 20, Elevator Lobby | NA | 18X36" | NA | .75 | 277 | 4.3 | Electric | 1 | NA | NA | \Classifications\Building System Class\D30-HVAC Systems\D3040 - Distribution SYS\Fan Coil Unit - FCU | 1022394
37-L1 | 37-L1 New Central San Diego Courthouse | 37-L1-D3040-120-FCU75 | FC-20-3 Fan Coil Elect Room | Trane | T15K58794 | BCHC024 | OM00046236 |  | Floor 20, Electrical Room | NA | DNA | NA | .33 | 277 | 2.5 | Electric | 1 | NA | NA | \Classifications\Building System Class\D30-HVAC Systems\D3040 - Distribution SYS\Fan Coil Unit - FCU | 1022395
37-L1 | 37-L1 New Central San Diego Courthouse | 37-L1-D3040-120-FCU76 | FC-20-4 Fan Coil Elect Room | Trane | T15K58792 | BCHC036 | OM00046235 |  | Floor 20, Electrical Room | NA | DNA | NA | .33 | 277 | 2.5 | Electric | 1 | NA | NA | \Classifications\Building System Class\D30-HVAC Systems\D3040 - Distribution SYS\Fan Coil Unit - FCU | 1022396
37-L1 | 37-L1 New Central San Diego Courthouse | 37-L1-D3040-120-FCU77 | FC-21-1 Fan Coil IDF Room | Trane | T15K58799 | BCHC072 | OM00046238 |  | Floor 21, IDF Room Hallway | NA | 18X36" | NA | .75 | 277 | 4.3 | Electric | 1 | NA | NA | \Classifications\Building System Class\D30-HVAC Systems\D3040 - Distribution SYS\Fan Coil Unit - FCU | 1022397
37-L1 | 37-L1 New Central San Diego Courthouse | 37-L1-D3040-120-FCU78 | FC-21-2 Fan Coil IDF Room | Trane | T15K58800 | BCHC072 | OM00046237 |  | Floor 21, Elevator Lobby | NA | 18X36" | NA | .75 | 277 | 4.3 | Electric | 1 | NA | NA | \Classifications\Building System Class\D30-HVAC Systems\D3040 - Distribution SYS\Fan Coil Unit - FCU | 1022398
37-L1 | 37-L1 New Central San Diego Courthouse | 37-L1-D3040-120-FCU79 | FC-21-3 Fan Coil Elect Room | Trane | T15K58795 | BCHC024 | OM00046239 |  | Floor 21, Electrical Room | NA | DNA | NA | .33 | 277 | 2.5 | Electric | 1 | NA | NA | \Classifications\Building System Class\D30-HVAC Systems\D3040 - Distribution SYS\Fan Coil Unit - FCU | 1022399
37-L1 | 37-L1 New Central San Diego Courthouse | 37-L1-D3040-120-FCU80 | FC-22-1 Fan Coil IDF Room | Trane | T15K58801 | BCHC072 | OM00046241 |  | Floor 22, IDF Room Hallway | NA | 18X36" | NA | .75 | 277 | 4.3 | Electric | 1 | NA | NA | \Classifications\Building System Class\D30-HVAC Systems\D3040 - Distribution SYS\Fan Coil Unit - FCU | 1022400
37-L1 | 37-L1 New Central San Diego Courthouse | 37-L1-D3040-120-FCU81 | FC-22-2 Fan Coil IDF Room | Trane | T15K58802 | BCHC072 | OM00046240 |  | Floor 22, Elevator Lobby | NA | 18X36" | NA | .75 | 277 | 4.3 | Electric | 1 | NA | NA | \Classifications\Building System Class\D30-HVAC Systems\D3040 - Distribution SYS\Fan Coil Unit - FCU | 1022401
37-L1 | 37-L1 New Central San Diego Courthouse | 37-L1-D3040-120-FCU82 | FC-22-3 Fan Coil Elect Room | Trane | T15K58796 | BCHC024 | OM00046242 |  | Floor 22, Electrical Room | NA | DNA | NA | .33 | 277 | 2.5 | Electric | 1 | NA | NA | \Classifications\Building System Class\D30-HVAC Systems\D3040 - Distribution SYS\Fan Coil Unit - FCU | 1022402
37-L1 | 37-L1 New Central San Diego Courthouse | 37-L1-D3040-120-FCU83 | FC-R1 Fan Coil Elect Room | Trane | T15K58793 | BCHC024 | OM00046099 |  | Floor 23, Corridor North | NA | DNA | NA | .33 | 277 | 2.5 | Electric | 1 | NA | NA | \Classifications\Building System Class\D30-HVAC Systems\D3040 - Distribution SYS\Fan Coil Unit - FCU | 1022403
37-L1 | 37-L1 New Central San Diego Courthouse | 37-L1-D3040-120-FCU84 | FC-R2 Fan Coil IDF Room | Trane | T15K58803 | BCHC072 | OM00046100 |  | Floor 23, Corridor North | NA | 24x28 | NA | .75 | 277 | 4.3 | Electric | 1 | NA | NA | \Classifications\Building System Class\D30-HVAC Systems\D3040 - Distribution SYS\Fan Coil Unit - FCU | 1022405
37-L1 | 37-L1 New Central San Diego Courthouse | 37-L1-D5011-240-TRN01 | ET-B2A Emergency Panel XFMR | General Electric | 1M0379584 | 9T83B3874 | OM0046143 |  | B2, Generator Room | NA | NA | NA | NA | 480 | DNA | Electric | 3 | NA | NA | \Classifications\Building System Class\D50-Electrical SYS\D5010 - Elec Service & Dist\Transformer - TRN | 1022406
37-L1 | 37-L1 New Central San Diego Courthouse | 37-L1-D5011-240-TRN12 | UTK-3A XFMR | General Electric | IM0377445 | 9T61B3146603 | OM00046261 |  | 3E2, Electrical Room | NA | NA | NA | NA | 480 | DNA | Electric | 3 | NA | NA | \Classifications\Building System Class\D50-Electrical SYS\D5010 - Elec Service & Dist\Transformer - TRN | 1022407
37-L1 | 37-L1 New Central San Diego Courthouse | 37-L1-D5011-240-TRN15 | TK-5A XFMR | General Electric | NA | 9T83B3475G03 | OM00046330 |  | 5E1, Electrical Room | NA | NA | NA | NA | 480 | DNA | Electric | 3 | NA | NA | \Classifications\Building System Class\D50-Electrical SYS\D5010 - Elec Service & Dist\Transformer - TRN | 1022410
37-L1 | 37-L1 New Central San Diego Courthouse | 37-L1-D5011-240-TRN18 | TK-6A XFMR | General Electric | NA | 9T83B3474G03 | OM00046333 |  | 6E1, Electrical Room | NA | NA | NA | NA | 480 | DNA | Electric | 3 | NA | NA | \Classifications\Building System Class\D50-Electrical SYS\D5010 - Elec Service & Dist\Transformer - TRN | 1022413
37-L1 | 37-L1 New Central San Diego Courthouse | 37-L1-D5011-240-TRN13 | T-3B XFMR | General Electric | IM0379565 | 9T83B3874 | OM00046262 |  | 3E3, Electrical Room | NA | NA | NA | NA | 480 | DNA | Electric | 3 | NA | NA | \Classifications\Building System Class\D50-Electrical SYS\D5010 - Elec Service & Dist\Transformer - TRN | 1022408
37-L1 | 37-L1 New Central San Diego Courthouse | 37-L1-D5011-240-TRN14 | TK-4A XFMR | General Electric | NA | 9T61B3146G03 | OM00046329 |  | 4E1, Electrical Room | NA | NA | NA | NA | 480 | DNA | Electric | 3 | NA | NA | \Classifications\Building System Class\D50-Electrical SYS\D5010 - Elec Service & Dist\Transformer - TRN | 1022409
37-L1 | 37-L1 New Central San Diego Courthouse | 37-L1-D5011-240-TRN16 | UTK-5A XFMR | General Electric | NA | 9T61B3146G03 | OM00046331 |  | 5E2, Electrical Room | NA | NA | NA | NA | 480 | DNA | Electric | 3 | NA | NA | \Classifications\Building System Class\D50-Electrical SYS\D5010 - Elec Service & Dist\Transformer - TRN | 1022411
37-L1 | 37-L1 New Central San Diego Courthouse | 37-L1-D5011-240-TRN17 | ST-5A XFMR | General Electric | NA | 9t83B3872 | OM00046332 |  | 5E2, Electrical Room | NA | NA | NA | NA | 480 | DNA | Electric | 3 | NA | NA | \Classifications\Building System Class\D50-Electrical SYS\D5010 - Elec Service & Dist\Transformer - TRN | 1022412
37-L1 | 37-L1 New Central San Diego Courthouse | 37-L1-D5011-240-TRN02 | ST-B2A XFMR | General Electric | 1M0372357 | 9T83B3872 | OM00046121 |  | B282, Generator Room | NA | NA | NA | NA | 480 | DNA | Electric | 3 | NA | NA | \Classifications\Building System Class\D50-Electrical SYS\D5010 - Elec Service & Dist\Transformer - TRN | 1022414
37-L1 | 37-L1 New Central San Diego Courthouse | 37-L1-D5011-240-TRN07 | UTK-B1A XFMR | General Electric | NA | 9T61B3146G03 | OM00046259 |  | B1E2, Electrical Room | NA | NA | NA | NA | 480 | DNA | Electric | 3 | NA | NA | \Classifications\Building System Class\D50-Electrical SYS\D5010 - Elec Service & Dist\Transformer - TRN | 1022418
37-L1 | 37-L1 New Central San Diego Courthouse | 37-L1-D5011-240-TRN10 | TK-2A XFMR | General Electric | NA | 9T61B3146G03 | OM00046263 |  | 2E1, Electrical Room | NA | NA | NA | NA | 480 | DNA | Electric | 3 | NA | NA | \Classifications\Building System Class\D50-Electrical SYS\D5010 - Elec Service & Dist\Transformer - TRN | 1022421
37-L1 | 37-L1 New Central San Diego Courthouse | 37-L1-D5011-240-TRN03 | UTK-B2A XFMR | General Electric | NA | 9T61B3878G03 | OM00046246 |  | B250, UPS Room | NA | NA | NA | NA | 480 | DNA | Electric | 3 | NA | NA | \Classifications\Building System Class\D50-Electrical SYS\D5010 - Elec Service & Dist\Transformer - TRN | 1022415